## Title
Phase II, Scenario 2 Base
"The results presented herein use modeling assumptions developed by EIPC, EIPC stakeholders and CRA for purposes of EIPC capacity expansion modeling. As such, these results do not necessarily reflect the opinions or views of CRA or any individual EIPC stakeholder."

## Annual HVDC Data
| Positive |  | Negative |  | Annual
| Count | Flow | Count | Flow | Flow
HVDCGRE-CO-3 2-GRE-DI-5 3--1 | 8760 | 2913453.8783 | 0 | 0 | 2913453.8783 | MISO_W -MISO_W
HVDCGRE-CO-3 2-GRE-DI-5 3--2 | 8760 | 2929936.8163 | 0 | 0 | 2929936.8163 | MISO_W -MISO_W
HVDCRAR RVR 2-NEPTCONV 3--3 | 2943 | 1222571.1421 | 0 | 0 | 1222571.1421 | PJM_E_MA-NYISO_J_
HVDCSQBUTTE4 2-ARROWHD4 2--4 | 6909 | 1186796.1771 | 0 | 0 | 1186796.1771 | MAPP_US -MISO_W
HVDCSQBUTTE4 2-ARROWHD4 2--5 | 6930 | 1182469.6043 | 0 | 0 | 1182469.6043 | MAPP_US -MISO_W
HVDCHIGHLAND 3-MYSTI-17 3--6 | 790 | 357630.3418 | 7970 | -3804237.5464 | -3446607.2045 | NEISO -NEISO
HVDCCNV_BRG1 -CNV_BRG2 --7 | 2625 | 1150442.6042 | 0 | 0 | 1150442.6042 | PJM_E_MA-PJM_E_MA
HVDCQ283HV-1 3-Q283HV-2 3--8 | 3511 | 1332570.498 | 5249 | -4442629.0357 | -3110058.5377 | NEISO -NEISO
HVDCSPRAIN-1 3-RULND RD 1--9 | 1886 | 209052.875 | 6857 | -2485962.8304 | -2276909.9554 | NYISO_GH-NYISO_J_

## Annual Tie Line Data
| Positive |  | Negative |  | Annual
| Count | Flow | Count | Flow | Net Flow
TIE-LINES: ENTERGY -MAPP_US | 4633 | 105373.7366 | 4127 | -98807.9229 | 6565.8137
TIE-LINES: ENTERGY -MISO_MO_ | 1006 | 100169.9377 | 7754 | -3821443.22 | -3721273.2823
TIE-LINES: ENTERGY -MISO_W | 0 | 0 | 8760 | -651688.9717 | -651688.9717
TIE-LINES: ENTERGY -NE | 4 | 30.8148 | 8756 | -2890551.1486 | -2890520.3338
TIE-LINES: ENTERGY -SOCO | 304 | 23813.0087 | 8456 | -3137970.8086 | -3114157.7999
TIE-LINES: ENTERGY -SPP_N | 741 | 120322.3442 | 8019 | -5945579.6531 | -5825257.3089
TIE-LINES: ENTERGY -SPP_S | 1158 | 363071.7446 | 7602 | -14545065.6462 | -14181993.9016
TIE-LINES: ENTERGY -TVA | 7750 | 6565813.5884 | 1010 | -76804.0469 | 6489009.5415
TIE-LINES: FRCC -SOCO | 838 | 122080.3209 | 7922 | -4862595.005 | -4740514.684
TIE-LINES: IESO -MAPP_CA | 34 | 614.1264 | 8726 | -2099392.1662 | -2098778.0399
TIE-LINES: IESO -MISO_MI | 8759 | 17059816.164 | 1 | -1.3847 | 17059814.7793
TIE-LINES: IESO -MISO_W | 1456 | 33827.885 | 7304 | -208500.4687 | -174672.5837
TIE-LINES: IESO -NYISO_A- | 8309 | 3716549.5636 | 451 | -69662.2523 | 3646887.3113
TIE-LINES: MAPP_CA -MAPP_US | 3744 | 990614.4858 | 5016 | -1644815.2451 | -654200.7593
TIE-LINES: MAPP_CA -MISO_W | 8609 | 11352124.5831 | 151 | -27689.8396 | 11324434.7434
TIE-LINES: MAPP_CA -MISO_WUM | 7706 | 646903.0575 | 1054 | -34924.4658 | 611978.5918
TIE-LINES: MAPP_US -MISO_W | 3409 | 2097820.497 | 5351 | -3642677.3678 | -1544856.8708
TIE-LINES: MAPP_US -NE | 8081 | 4613171.849 | 679 | -102380.1133 | 4510791.7358
TIE-LINES: MAPP_US -RMPA | 8760 | 2767402.1857 | 0 | 0 | 2767402.1857
TIE-LINES: MAPP_US -OUTBACK | 0 | 0 | 0 | 0 | 0
TIE-LINES: MISO_IN -MISO_MI | 4306 | 51738.3039 | 4454 | -89012.6762 | -37274.3723
TIE-LINES: MISO_IN -MISO_MO_ | 8481 | 1990803.775 | 279 | -16098.9169 | 1974704.8581
TIE-LINES: MISO_IN -NON_RTO_ | 4129 | 430461.1085 | 4631 | -1413697.3094 | -983236.2009
TIE-LINES: MISO_IN -PJM_REST | 423 | 148602.415 | 8337 | -21153584.7186 | -21004982.3037
TIE-LINES: MISO_IN -TVA | 3848 | 198413.2034 | 4912 | -302748.1027 | -104334.8994
TIE-LINES: MISO_MI -MISO_WUM | 8290 | 275516.9634 | 470 | -3743.9465 | 271773.0169
TIE-LINES: MISO_MI -PJM_REST | 1567 | 881351.8986 | 7193 | -7703963.4042 | -6822611.5056
TIE-LINES: MISO_MO_-MISO_W | 509 | 68737.3549 | 8251 | -3802160.3465 | -3733422.9916
TIE-LINES: MISO_MO_-PJM_REST | 2207 | 1107770.066 | 6553 | -7312342.6515 | -6204572.5855
TIE-LINES: MISO_MO_-SPP_N | 614 | 58641.16 | 8146 | -3679532.8136 | -3620891.6535
TIE-LINES: MISO_MO_-SPP_S | 1898 | 30010.0181 | 6862 | -243912.9653 | -213902.9471
TIE-LINES: MISO_MO_-TVA | 6394 | 806535.5578 | 2366 | -117551.804 | 688983.7538
TIE-LINES: MISO_W -MISO_WUM | 8287 | 8240985.9717 | 473 | -127317.7524 | 8113668.2194
TIE-LINES: MISO_W -NE | 7952 | 10965557.2163 | 808 | -257913.9871 | 10707643.2293
TIE-LINES: MISO_W -PJM_REST | 900 | 374590.8545 | 7860 | -6263265.3892 | -5888674.5347
TIE-LINES: MISO_W -SPP_N | 5384 | 128983.2487 | 3376 | -61382.9469 | 67600.3019
TIE-LINES: MISO_WUM-PJM_REST | 2532 | 1550192.4103 | 6228 | -6635017.3211 | -5084824.9108
TIE-LINES: NE -SPP_N | 7915 | 19697366.415 | 845 | -546226.8248 | 19151139.5902
TIE-LINES: NEISO -NYISO_A- | 7960 | 3545927.5276 | 800 | -82178.6598 | 3463748.8678
TIE-LINES: NEISO -NYISO_GH | 7506 | 2042186.676 | 1254 | -172788.9606 | 1869397.7154
TIE-LINES: NEISO -NYISO_J_ | 7976 | 2039298.8967 | 784 | -2045.8749 | 2037253.0218
TIE-LINES: NON_RTO_-PJM_REST | 4693 | 2178180.2208 | 4067 | -1493320.7547 | 684859.4662
TIE-LINES: NON_RTO_-TVA | 2918 | 321099.7859 | 5842 | -1501082.725 | -1179982.9391
TIE-LINES: NYISO_A--NYISO_GH | 8760 | 27727542.9332 | 0 | 0 | 27727542.9332
TIE-LINES: NYISO_A--PJM_R_MA | 5893 | 1131130.2107 | 2867 | -202660.3251 | 928469.8856
TIE-LINES: NYISO_GH-NYISO_J_ | 8760 | 36501783.5067 | 0 | 0 | 36501783.5067
TIE-LINES: NYISO_GH-PJM_E_MA | 715 | 12844.0907 | 8045 | -979253.606 | -966409.5153
TIE-LINES: NYISO_J_-PJM_E_MA | 0 | 0 | 8760 | -6653901.2579 | -6653901.2579
TIE-LINES: PJM_E_MA-PJM_R_MA | 4875 | 12549838.2461 | 3885 | -9203704.9742 | 3346133.2718
TIE-LINES: PJM_R_MA-PJM_REST | 2707 | 5688834.1533 | 6053 | -22865565.3282 | -17176731.1749
TIE-LINES: PJM_REST-TVA | 8203 | 5406743.6681 | 557 | -68451.7361 | 5338291.932
TIE-LINES: PJM_REST-VACAR | 2519 | 1378810.8261 | 6241 | -8399344.5549 | -7020533.7288
TIE-LINES: SOCO -TVA | 6 | 3670.1699 | 8754 | -14662278.1701 | -14658608.0002
TIE-LINES: SOCO -VACAR | 6338 | 3171499.326 | 2422 | -896599.2571 | 2274900.0688
TIE-LINES: SPP_N -SPP_S | 7578 | 25904480.0265 | 1182 | -1268041.3572 | 24636438.6693
TIE-LINES: SPP_S -OUTBACK | 8760 | 1286618.2698 | 0 | 0 | 1286618.2698
TIE-LINES: TVA -VACAR | 7756 | 1230159.8785 | 1004 | -54313.3045 | 1175846.5741

## Annual_Flowgate_Data
| Limit |  | Hours Binding |  |  | Average Shadow Price
Constraint Name | Forward | Reverse | Total | Forward | Reverse | Forward | Reverse | Power Flow Areas (NEEM Region)
1 R-M: 8WM-EHV-8BHAM STEEL f | 1732 | -1732 | 196 | 196 | 0 | 26.0004 | 0 | ENTERGY -TVA
2 R-M: 8SHERID-8MABEL fl 8WH | 1732 | -1732 | 208 | 208 | 0 | 24.51 | 0 | ENTERGY -ENTERGY
3 R-M: 8WH BLF-8KEO fl 8SHER | 2165 | -2165 | 0 | 0 | 0 | 0 | 0 | ENTERGY -ENTERGY
4 R-M: 6MICHO-FRONTST6 fl 6F | 641 | -641 | 0 | 0 | 0 | 0 | 0 | ENTERGY -SPP_S
5 R-M: 8KEO-8WM-EHV fl 8SANS | 1732 | -1732 | 0 | 0 | 0 | 0 | 0 | ENTERGY -ENTERGY
6 R-M: 8WH BLF-8KEO fl 8KNWR | 2165 | -2165 | 0 | 0 | 0 | 0 | 0 | ENTERGY -ENTERGY
7 R-M: 6SLIDEL-6FRNBRA fl 8M | 797 | -797 | 0 | 0 | 0 | 0 | 0 | ENTERGY -ENTERGY
8 R-M: 6SLIDEL-6FRNBRA fl 8D | 797 | -797 | 0 | 0 | 0 | 0 | 0 | ENTERGY -ENTERGY
A R-M: 6MICHO-FRONTST6 fl 8M | 641 | -641 | 0 | 0 | 0 | 0 | 0 | ENTERGY -SPP_S
B R-M: 6MICHO-FRONTST6 fl 8D | 641 | -641 | 0 | 0 | 0 | 0 | 0 | ENTERGY -SPP_S
C R-M: 8KEO-8WM-EHV fl 8KEO- | 1732 | -1732 | 0 | 0 | 0 | 0 | 0 | ENTERGY -ENTERGY
D R-M: 6MICHO-FRONTST6 fl 8M | 641 | -641 | 0 | 0 | 0 | 0 | 0 | ENTERGY -SPP_S
E R-M: 8KEO-8HOLBT fl 8KEO-8 | 1732 | -1732 | 0 | 0 | 0 | 0 | 0 | ENTERGY -ENTERGY
F R-M: 8MABEL-8KNWRIVL fl 8W | 1732 | -1732 | 3 | 3 | 0 | 5.8048 | 0 | ENTERGY -ENTERGY
10 R-M: 8KNWRIVL-8KEO fl 8WH | 2165 | -2165 | 2 | 2 | 0 | 6.0521 | 0 | ENTERGY -ENTERGY
11 R-M: FRONTST6-6SLIDEL fl | 641 | -641 | 0 | 0 | 0 | 0 | 0 | SPP_S -ENTERGY
12 R-M: 8ISES-8VINEY fl 8KEO | 1732 | -1732 | 22 | 22 | 0 | 51.6171 | 0 | ENTERGY -ENTERGY
13 R-M: 8KEO-8WM-EHV fl 8HOL | 1732 | -1732 | 0 | 0 | 0 | 0 | 0 | ENTERGY -ENTERGY
14 R-M: 6FRNBRA-6LOGTWN W fl | 797 | -797 | 0 | 0 | 0 | 0 | 0 | ENTERGY -SOCO
15 R-G: NSLID 6-6SLIDEL fl 6 | 580 | -580 | 0 | 0 | 0 | 0 | 0 | SPP_S -ENTERGY
17 R-G: NSLID 6-6SLIDEL fl 6 | 580 | -580 | 0 | 0 | 0 | 0 | 0 | SPP_S -ENTERGY
18 R-G: 6MICHO-FRONTST6 fl 6 | 641 | -641 | 0 | 0 | 0 | 0 | 0 | ENTERGY -SPP_S
19 R-G: 8OCONEE-8MIDDLE FOR | 3063 | -3063 | 0 | 0 | 0 | 0 | 0 | VACAR -SOCO
1A R-G: 6ORNG GRV-6N THEO 6 | 574 | -574 | 0 | 0 | 0 | 0 | 0 | SOCO -SOCO
1B R-G: 6ANGIE-6HATBG SW fl | 420 | -420 | 0 | 0 | 0 | 0 | 0 | ENTERGY -SOCO
1C R-G: 6GYPSY-6FAIRVW fl 6M | 454 | -454 | 0 | 0 | 0 | 0 | 0 | ENTERGY -ENTERGY
1F R-G: 05J.FERR-05J.FERR fl | 1845 | -1845 | 0 | 0 | 0 | 0 | 0 | PJM_REST-PJM_REST
21 R-G: 6FAIRVW-MADISON6 fl | 454 | -454 | 0 | 0 | 0 | 0 | 0 | ENTERGY -SPP_S
22 R-G: 6ANGIE-6HATBG SW fl | 420 | -420 | 0 | 0 | 0 | 0 | 0 | ENTERGY -SOCO
23 R-G: 6MICHO-FRONTST6 fl M | 641 | -641 | 0 | 0 | 0 | 0 | 0 | ENTERGY -SPP_S
24 R-G: 6MICHO-FRONTST6 fl 8 | 641 | -641 | 0 | 0 | 0 | 0 | 0 | ENTERGY -SPP_S
25 R-G: 6MICHO-FRONTST6 fl 8 | 641 | -641 | 0 | 0 | 0 | 0 | 0 | ENTERGY -SPP_S
26 R-G: 6GYPSY-6FAIRVW fl 6S | 454 | -454 | 0 | 0 | 0 | 0 | 0 | ENTERGY -ENTERGY
29 R-S: CBLUFFS3-S3456 3 fl | 956 | -956 | 1865 | 1849 | 16 | 17.012 | -11.3186 | MISO_W -NE
34 R-S: 7SAREPT-LONGWD 7 fl | 896 | -896 | 2 | 2 | 0 | 5.2039 | 0 | ENTERGY -SPP_S
35 R-S: TUCO_INT-GE M102233 | 560 | -560 | 4329 | 4329 | 0 | 21.8034 | 0 | SPP_S -SPP_S
37 R-S: TUCO_INT-UPDATE DATA | 560 | -560 | 0 | 0 | 0 | 0 | 0 | SPP_S -SPP_S
3D R-S: 7SAREPT-LONGWD 7 fl | 896 | -896 | 375 | 375 | 0 | 61.2619 | 0 | ENTERGY -SPP_S
3E R-S: 8ANO 50-FTSMITH8 fl | 1299 | -1299 | 0 | 0 | 0 | 0 | 0 | ENTERGY -SPP_S
4A R-T: 05BROADF-8SULLIVAN T | 2119 | -2119 | 15 | 15 | 0 | 37.7203 | 0 | PJM_REST-TVA
4C R-T: 05BROADF-8SULLIVAN T | 2119 | -2119 | 855 | 855 | 0 | 42.7779 | 0 | PJM_REST-TVA
4E R-T: 8SANSOUCI-8SHELBY TN | 2575 | -2575 | 0 | 0 | 0 | 0 | 0 | ENTERGY -TVA
4F R-T: 8WM-EHV-8BHAM STEEL | 1732 | -1732 | 6 | 6 | 0 | 26.9622 | 0 | ENTERGY -TVA
50 R-T: 8SANSOUCI-8SHELBY TN | 2575 | -2575 | 0 | 0 | 0 | 0 | 0 | ENTERGY -TVA
52 R-T: 8KEO-8WM-EHV fl 8DEL | 1732 | -1732 | 0 | 0 | 0 | 0 | 0 | ENTERGY -ENTERGY
53 R-T: 8SANSOUCI-8SHELBY TN | 2575 | -2575 | 0 | 0 | 0 | 0 | 0 | ENTERGY -TVA
54 R-T: 8KEO-8WM-EHV fl 8ISE | 1732 | -1732 | 0 | 0 | 0 | 0 | 0 | ENTERGY -ENTERGY
55 R-T: 8BHAM STEEL-8FREEPOR | 2119 | -2119 | 0 | 0 | 0 | 0 | 0 | TVA -TVA
59 R-T: 8WM-EHV-8BHAM STEEL | 1732 | -1732 | 0 | 0 | 0 | 0 | 0 | ENTERGY -TVA
5B R-T: 05BROADF-8SULLIVAN T | 2119 | -2119 | 16 | 16 | 0 | 33.8772 | 0 | PJM_REST-TVA
5D F-G: INTERNAT-WINDERME fl | 1035 | -1035 | 0 | 0 | 0 | 0 | 0 | FRCC -FRCC
5E F-G: LK BRYAN-WINDERME fl | 1063 | -1063 | 0 | 0 | 0 | 0 | 0 | FRCC -FRCC
5F F-G: LK BRYAN-INTERNAT fl | 1065 | -1065 | 0 | 0 | 0 | 0 | 0 | FRCC -FRCC
60 F-G: SLV_SP_N-MARTIN W fl | 385 | -385 | 427 | 427 | 0 | 35.4599 | 0 | FRCC -FRCC
61 F-G: SLV_SP_N-MARTIN W fl | 385 | -385 | 1 | 1 | 0 | 6.9422 | 0 | FRCC -FRCC
62 F-G: LK BRYAN-WINDERME fl | 1063 | -1063 | 0 | 0 | 0 | 0 | 0 | FRCC -FRCC
63 F-G: WINDERME-WOODSMER fl | 637 | -637 | 191 | 191 | 0 | 117.7918 | 0 | FRCC -FRCC
64 F-G: WORLD GATEW-LK BRYAN | 1307 | -1307 | 0 | 0 | 0 | 0 | 0 | FRCC -FRCC
65 F-G: INTERCSN-WORLD GATEW | 1323 | -1323 | 0 | 0 | 0 | 0 | 0 | FRCC -FRCC
66 F-G: 6MCINTOSH-6PURRYSB f | 2098 | -2098 | 0 | 0 | 0 | 0 | 0 | SOCO -VACAR
68 F-G: INTERCSN-LK BRYAN fl | 1352 | -1352 | 0 | 0 | 0 | 0 | 0 | FRCC -FRCC
69 F-G: 6MCINTOSH-6PURRYSB f | 2098 | -2098 | 0 | 0 | 0 | 0 | 0 | SOCO -VACAR
6A F-G: WINDERME-WOODSMER fl | 637 | -637 | 6 | 6 | 0 | 760.7849 | 0 | FRCC -FRCC
6B F-G: WINDERME-WOODSMER fl | 637 | -637 | 4 | 4 | 0 | 244.7433 | 0 | FRCC -FRCC
6C F-G: 6MCINTOSH-6PURRYSB f | 2098 | -2098 | 0 | 0 | 0 | 0 | 0 | SOCO -VACAR
6D F-G: SLV_SP_N-MARTIN W fl | 385 | -385 | 0 | 0 | 0 | 0 | 0 | FRCC -FRCC
6E F-G: WINDERME-WOODSMER fl | 637 | -637 | 2 | 2 | 0 | 1000.0002 | 0 | FRCC -FRCC
6F F-G: WINDERME-WOODSMER fl | 637 | -637 | 1 | 1 | 0 | 301.8815 | 0 | FRCC -FRCC
71 O-C: PACKARD2-SAWYER78 fl | 644 | -644 | 719 | 719 | 0 | 62.5559 | 0 | NYISO_A--NYISO_A-
72 O-C: PACKARD2-SAWYER77 fl | 644 | -644 | 2 | 2 | 0 | 46.4677 | 0 | NYISO_A--NYISO_A-
73 O-C: S RIPLEY-ERIE E | 607 | -607 | 0 | 0 | 0 | 0 | 0 | NYISO_A--PJM_R_MA
74 O-C: ERIE E-ERIE SE fl WA | 554 | -554 | 6 | 6 | 0 | 17.4917 | 0 | PJM_R_MA-PJM_R_MA
75 O-C: ERIE E-ERIE SE | 554 | -554 | 0 | 0 | 0 | 0 | 0 | PJM_R_MA-PJM_R_MA
76 O-C: SAWYER77-HUNTLEY2 fl | 654 | -654 | 1 | 1 | 0 | 25.8607 | 0 | NYISO_A--NYISO_A-
77 O-C: SAWYER78-HUNTLEY2 fl | 654 | -654 | 0 | 0 | 0 | 0 | 0 | NYISO_A--NYISO_A-
78 O-C: PACKARD2-SAWYER78 fl | 644 | -644 | 0 | 0 | 0 | 0 | 0 | NYISO_A--NYISO_A-
79 O-C: ERIE E-ERIE SE fl WA | 554 | -554 | 0 | 0 | 0 | 0 | 0 | PJM_R_MA-PJM_R_MA
7A O-C: PACKARD2-SAWYER77 fl | 644 | -644 | 0 | 0 | 0 | 0 | 0 | NYISO_A--NYISO_A-
7C O-C: Q254RIPWEST-S RIPLEY | 530 | -530 | 9 | 9 | 0 | 1.9584 | 0 | NYISO_A--NYISO_A-
7D O-C: S RIPLEY-ERIE E fl W | 607 | -607 | 0 | 0 | 0 | 0 | 0 | NYISO_A--PJM_R_MA
7E O-C: ERIE E-ERIE SE fl ME | 554 | -554 | 0 | 0 | 0 | 0 | 0 | PJM_R_MA-PJM_R_MA
80 O-C: ERIE E-ERIE SE fl WT | 554 | -554 | 0 | 0 | 0 | 0 | 0 | PJM_R_MA-PJM_R_MA
81 O-C: ERIE E-ERIE SE fl ER | 554 | -554 | 3 | 3 | 0 | 23.152 | 0 | PJM_R_MA-PJM_R_MA
82 O-C: ERIE E-ERIE SE fl HO | 554 | -554 | 0 | 0 | 0 | 0 | 0 | PJM_R_MA-PJM_R_MA
83 O-C: ERIE E-ERIE SE fl ST | 554 | -554 | 29 | 29 | 0 | 23.1853 | 0 | PJM_R_MA-PJM_R_MA
96 O-M: ERIE E-ERIE SE fl CN | 554 | -554 | 0 | 0 | 0 | 0 | 0 | PJM_R_MA-PJM_R_MA
97 O-M: ERIE E-ERIE SE fl AV | 554 | -554 | 0 | 0 | 0 | 0 | 0 | PJM_R_MA-PJM_R_MA
B2 O-Y: Q168PERRY23-MEYER230 | 494 | -494 | 0 | 0 | 0 | 0 | 0 | NYISO_A--NYISO_A-
B3 O-Y: NIAG 345-ROCH 345 fl | 1501 | -1501 | 0 | 0 | 0 | 0 | 0 | NYISO_A--NYISO_A-
B4 O-Y: NIAG 345-ROCH 345 fl | 1501 | -1501 | 0 | 0 | 0 | 0 | 0 | NYISO_A--NYISO_A-
B5 O-Y: SAWYER78-HUNTLEY2 fl | 654 | -654 | 0 | 0 | 0 | 0 | 0 | NYISO_A--NYISO_A-
B7 O-Y: Q168PERRY23-MEYER230 | 494 | -494 | 0 | 0 | 0 | 0 | 0 | NYISO_A--NYISO_A-
B8 O-Y: BECK_#2_TS-BECK_#2_P | 460 | -460 | 97 | 97 | 0 | 14.7225 | 0 | IESO -IESO
BA O-Y: BECK_#2_TS-BECK_#2_P | 460 | -460 | 1 | 1 | 0 | 21.7333 | 0 | IESO -IESO
BB O-Y: BECK_#2_TS-BECK_#2_P | 460 | -460 | 96 | 96 | 0 | 6.6553 | 0 | IESO -IESO
BE O-Y: BECK_#2_PA2-NIAGAR2W | 482 | -482 | 0 | 0 | 0 | 0 | 0 | IESO -NYISO_A-
C0 C-O: RIEL 2-ROSEAUN2 | 1905 | -1905 | 0 | 0 | 0 | 0 | 0 | MAPP_CA -MISO_W
C3 C-O: RIEL 2-ROSEAUN2 fl G | 1905 | -1905 | 1 | 1 | 0 | 2.7645 | 0 | MAPP_CA -MISO_W
C4 C-O: RIEL 2-ROSEAUN2 fl R | 1905 | -1905 | 1543 | 1543 | 0 | 21.9003 | 0 | MAPP_CA -MISO_W
C5 C-O: RIEL 2-ROSEAUN2 fl R | 1905 | -1905 | 1 | 1 | 0 | 17.3653 | 0 | MAPP_CA -MISO_W
C6 C-O: RIEL 2-ROSEAUN2 fl S | 1905 | -1905 | 0 | 0 | 0 | 0 | 0 | MAPP_CA -MISO_W
C7 C-O: RIEL 2-ROSEAUN2 fl R | 1905 | -1905 | 0 | 0 | 0 | 0 | 0 | MAPP_CA -MISO_W
C8 C-O: RIEL 2-ROSEAUN2 fl C | 1905 | -1905 | 0 | 0 | 0 | 0 | 0 | MAPP_CA -MISO_W
C9 C-O: LAVEREN4-LETELER4 fl | 419 | -419 | 653 | 568 | 85 | 47.767 | -59.2961 | MAPP_CA -MAPP_CA
CA C-O: RIEL 2-ROSEAUN2 fl M | 1905 | -1905 | 0 | 0 | 0 | 0 | 0 | MAPP_CA -MISO_W
CC C-O: RIEL 2-ROSEAUN2 fl M | 1905 | -1905 | 0 | 0 | 0 | 0 | 0 | MAPP_CA -MISO_W
CD C-O: RIEL 2-ROSEAUN2 fl M | 1905 | -1905 | 0 | 0 | 0 | 0 | 0 | MAPP_CA -MISO_W
CE C-O: PRAIRIE4-GRNDFKS4 fl | 351 | -351 | 724 | 724 | 0 | 55.2199 | 0 | MAPP_US -MAPP_US
CF C-O: BECK_#2_TS-HANNON_JQ | 480 | -480 | 0 | 0 | 0 | 0 | 0 | IESO -IESO
D0 C-O: BECK_#2_TS-HANNON_JQ | 487 | -487 | 0 | 0 | 0 | 0 | 0 | IESO -IESO
D1 C-O: BECK_#2_TS-HANNON_JQ | 480 | -480 | 0 | 0 | 0 | 0 | 0 | IESO -IESO
D2 C-O: BECK_#2_TS-NIA_WEST_ | 446 | -446 | 0 | 0 | 0 | 0 | 0 | IESO -IESO
D3 C-O: BECK_#2_TS-HANNON_JQ | 487 | -487 | 0 | 0 | 0 | 0 | 0 | IESO -IESO
E3 C-U: LAVEREN4-LETELER4 fl | 419 | -419 | 0 | 0 | 0 | 0 | 0 | MAPP_CA -MAPP_CA
E4 C-U: LETELER4-DRAYTON4 fl | 586 | -586 | 38 | 0 | 38 | 0 | -46.4128 | MAPP_CA -MAPP_US
E6 C-U: LAVEREN4-LETELER4 fl | 419 | -419 | 0 | 0 | 0 | 0 | 0 | MAPP_CA -MAPP_CA
E7 C-U: LAVEREN4-LETELER4 fl | 419 | -419 | 0 | 0 | 0 | 0 | 0 | MAPP_CA -MAPP_CA
EA C-M: ROSEAUN2-ROSEAUM 2 | 2494 | -2494 | 0 | 0 | 0 | 0 | 0 | MISO_W -MISO_W
104 U-C: ROSSER 4-ROCKWD 4 f | 398 | -398 | 2030 | 2030 | 0 | 125.5635 | 0 | MAPP_CA -MAPP_CA
105 U-C: CENTER 3-JAMESTN3 | 792 | -792 | 0 | 0 | 0 | 0 | 0 | MAPP_US -MISO_W
106 U-C: ROSSER 4-ROCKWD 4 f | 398 | -398 | 4 | 4 | 0 | 133.2595 | 0 | MAPP_CA -MAPP_CA
107 U-C: CENTER 3-JAMESTN3 f | 792 | -792 | 10 | 10 | 0 | 5.0253 | 0 | MAPP_US -MISO_W
108 U-C: CENTER 3-JAMESTN3 f | 792 | -792 | 0 | 0 | 0 | 0 | 0 | MAPP_US -MISO_W
109 U-C: CENTER 3-JAMESTN3 f | 792 | -792 | 3 | 3 | 0 | 3.4321 | 0 | MAPP_US -MISO_W
10A U-C: CENTER 3-JAMESTN3 f | 792 | -792 | 73 | 73 | 0 | 6.5781 | 0 | MAPP_US -MISO_W
10B U-C: ROSSER 4-ROCKWD 4 f | 398 | -398 | 0 | 0 | 0 | 0 | 0 | MAPP_CA -MAPP_CA
10C U-C: CENTER 3-JAMESTN3 f | 792 | -792 | 33 | 33 | 0 | 3.8187 | 0 | MAPP_US -MISO_W
10D U-C: CENTER 3-JAMESTN3 f | 792 | -792 | 2 | 2 | 0 | 1.7452 | 0 | MAPP_US -MISO_W
10E U-C: CENTER 3-JAMESTN3 f | 792 | -792 | 0 | 0 | 0 | 0 | 0 | MAPP_US -MISO_W
10F U-C: CENTER 3-JAMESTN3 f | 792 | -792 | 0 | 0 | 0 | 0 | 0 | MAPP_US -MISO_W
112 U-M: ROSEAUN2-ROSEAUM 2 | 2494 | -2494 | 0 | 0 | 0 | 0 | 0 | MISO_W -MISO_W
125 U-S: ROSEAUM 2-ROSEAUS2 | 2494 | -2494 | 0 | 0 | 0 | 0 | 0 | MISO_W -MISO_W
131 U-S: SIOUXCY4-TWIN CH4 f | 320 | -320 | 165 | 165 | 0 | 164.9003 | 0 | MAPP_US -NE
133 U-S: SIDNEY 4-OGALALA4 f | 320 | -320 | 56 | 56 | 0 | 6.1619 | 0 | MAPP_US -NE
138 M-M: T-94A-18PALISD fl 1 | 1859 | -1859 | 0 | 0 | 0 | 0 | 0 | PJM_REST-MISO_MI
139 M-M: 18COVERT-18PALISD f | 2294 | -2294 | 0 | 0 | 0 | 0 | 0 | MISO_MI -MISO_MI
13A M-M: 05MEADOW-05REYNOL f | 971 | -971 | 0 | 0 | 0 | 0 | 0 | PJM_REST-PJM_REST
13C M-M: 18PALISD-18ROSVLT f | 1433 | -1433 | 0 | 0 | 0 | 0 | 0 | MISO_MI -MISO_MI
13E M-M: 18PALISD-18ROSVLT f | 1433 | -1433 | 0 | 0 | 0 | 0 | 0 | MISO_MI -MISO_MI
13F M-M: 18PALISD-18ROSVLT | 1433 | -1433 | 0 | 0 | 0 | 0 | 0 | MISO_MI -MISO_MI
140 M-M: 05DUMONT-05TWIN B f | 1409 | -1409 | 0 | 0 | 0 | 0 | 0 | PJM_REST-PJM_REST
142 M-M: T-94B-T-94A fl 18PA | 999 | -999 | 4915 | 4915 | 0 | 36.4727 | 0 | PJM_REST-PJM_REST
143 M-M: 18PALISD-18ROSVLT f | 1433 | -1433 | 0 | 0 | 0 | 0 | 0 | MISO_MI -MISO_MI
144 M-M: 18ARGNTA-18BATTLC f | 1126 | -1126 | 0 | 0 | 0 | 0 | 0 | MISO_MI -MISO_MI
145 M-M: 08CAYSUB-05EUGENE f | 1386 | -1386 | 0 | 0 | 0 | 0 | 0 | MISO_IN -PJM_REST
147 M-M: 18PALISD-18ROSVLT f | 1433 | -1433 | 0 | 0 | 0 | 0 | 0 | MISO_MI -MISO_MI
148 M-M: 05BENTON-T-94B fl 0 | 1859 | -1859 | 20 | 0 | 20 | 0 | -11.99 | PJM_REST-PJM_REST
149 M-M: 18PALISD-18ROSVLT f | 1433 | -1433 | 0 | 0 | 0 | 0 | 0 | MISO_MI -MISO_MI
14A M-M: 05COOK-T-94A fl 05B | 1859 | -1859 | 0 | 0 | 0 | 0 | 0 | PJM_REST-PJM_REST
14B M-M: 05TWIN B-18ARGNTA f | 1409 | -1409 | 0 | 0 | 0 | 0 | 0 | PJM_REST-MISO_MI
14D M-M: 7XENIA-7W MT VERNO | 1195 | -1195 | 0 | 0 | 0 | 0 | 0 | MISO_MO_-MISO_MO_
14E M-M: 7XENIA-7W MT VERNO | 1195 | -1195 | 0 | 0 | 0 | 0 | 0 | MISO_MO_-MISO_MO_
14F M-M: 7COFFEEN-7ROXFORD f | 1195 | -1195 | 27 | 27 | 0 | 8.5116 | 0 | MISO_MO_-MISO_MO_
150 M-M: 7HOLLAND-7RAMSEY fl | 1082 | -1082 | 0 | 0 | 0 | 0 | 0 | MISO_MO_-MISO_MO_
151 M-M: 7XENIA-7W MT VERNO | 1195 | -1195 | 0 | 0 | 0 | 0 | 0 | MISO_MO_-MISO_MO_
153 M-M: 7XENIA-7W MT VERNO | 1195 | -1195 | 0 | 0 | 0 | 0 | 0 | MISO_MO_-MISO_MO_
154 M-M: 7XENIA-7W MT VERNO | 1195 | -1195 | 0 | 0 | 0 | 0 | 0 | MISO_MO_-MISO_MO_
155 M-M: 7COFFEEN-7ROXFORD | 1195 | -1195 | 0 | 0 | 0 | 0 | 0 | MISO_MO_-MISO_MO_
157 M-M: 7XENIA-7W MT VERNO | 1195 | -1195 | 0 | 0 | 0 | 0 | 0 | MISO_MO_-MISO_MO_
158 M-M: 7XENIA-7W MT VERNO | 1195 | -1195 | 0 | 0 | 0 | 0 | 0 | MISO_MO_-MISO_MO_
159 M-M: 7XENIA-7W MT VERNO | 1195 | -1195 | 0 | 0 | 0 | 0 | 0 | MISO_MO_-MISO_MO_
15A M-M: 7HOLLAND-7RAMSEY fl | 1082 | -1082 | 0 | 0 | 0 | 0 | 0 | MISO_MO_-MISO_MO_
15B M-M: 7XENIA-7W MT VERNO | 1195 | -1195 | 0 | 0 | 0 | 0 | 0 | MISO_MO_-MISO_MO_
15C M-M: 05EUGENE-7BUNSONVIL | 908 | -908 | 0 | 0 | 0 | 0 | 0 | PJM_REST-MISO_MO_
15D M-M: 7COFFEEN-7ROXFORD f | 1195 | -1195 | 0 | 0 | 0 | 0 | 0 | MISO_MO_-MISO_MO_
15E M-M: 7COFFEEN-7ROXFORD f | 1195 | -1195 | 0 | 0 | 0 | 0 | 0 | MISO_MO_-MISO_MO_
15F M-M: 7NEWTON-7XENIA fl 7 | 1195 | -1195 | 0 | 0 | 0 | 0 | 0 | MISO_MO_-MISO_MO_
160 M-L: 7DAVIESS-7HARDIN fl | 511 | -511 | 269 | 269 | 0 | 54.1603 | 0 | NON_RTO_-NON_RTO_
161 M-L: 06CLIFTY-7TRIMBLE f | 1177 | -1177 | 40 | 40 | 0 | 15.3278 | 0 | NON_RTO_-NON_RTO_
162 M-L: 06CLIFTY-7TRIMBLE f | 1177 | -1177 | 2 | 2 | 0 | 0.049561 | 0 | NON_RTO_-NON_RTO_
163 M-L: 06CLIFTY-7TRIMBLE f | 1177 | -1177 | 0 | 0 | 0 | 0 | 0 | NON_RTO_-NON_RTO_
164 M-L: 06CLIFTY-7TRIMBLE f | 1177 | -1177 | 85 | 85 | 0 | 12.4726 | 0 | NON_RTO_-NON_RTO_
165 M-L: 06CLIFTY-7TRIMBLE f | 1177 | -1177 | 0 | 0 | 0 | 0 | 0 | NON_RTO_-NON_RTO_
166 M-L: 06CLIFTY-7TRIMBLE f | 1177 | -1177 | 117 | 117 | 0 | 16.8605 | 0 | NON_RTO_-NON_RTO_
167 M-L: 7DAVIESS-7HARDIN fl | 511 | -511 | 0 | 0 | 0 | 0 | 0 | NON_RTO_-NON_RTO_
168 M-L: 06CLIFTY-7TRIMBLE f | 1177 | -1177 | 0 | 0 | 0 | 0 | 0 | NON_RTO_-NON_RTO_
169 M-L: 7DAVIESS-7HARDIN fl | 511 | -511 | 0 | 0 | 0 | 0 | 0 | NON_RTO_-NON_RTO_
16A M-L: 7DAVIESS-7HARDIN fl | 511 | -511 | 0 | 0 | 0 | 0 | 0 | NON_RTO_-NON_RTO_
16B M-L: 06CLIFTY-7TRIMBLE f | 1177 | -1177 | 0 | 0 | 0 | 0 | 0 | NON_RTO_-NON_RTO_
16C M-L: 06CLIFTY-7TRIMBLE f | 1177 | -1177 | 0 | 0 | 0 | 0 | 0 | NON_RTO_-NON_RTO_
16D M-L: 06CLIFTY-7TRIMBLE f | 1177 | -1177 | 0 | 0 | 0 | 0 | 0 | NON_RTO_-NON_RTO_
16E M-L: 7DAVIESS-7HARDIN fl | 511 | -511 | 0 | 0 | 0 | 0 | 0 | NON_RTO_-NON_RTO_
16F M-L: 7DAVIESS-7HARDIN fl | 511 | -511 | 0 | 0 | 0 | 0 | 0 | NON_RTO_-NON_RTO_
170 M-L: 7DAVIESS-7HARDIN fl | 511 | -511 | 0 | 0 | 0 | 0 | 0 | NON_RTO_-NON_RTO_
171 M-L: 06CLIFTY-7TRIMBLE | 1177 | -1177 | 0 | 0 | 0 | 0 | 0 | NON_RTO_-NON_RTO_
172 M-L: 05JEFRSO-06CLIFTY | 1935 | -1935 | 0 | 0 | 0 | 0 | 0 | PJM_REST-NON_RTO_
174 M-P: 08CAYSUB-05EUGENE f | 1386 | -1386 | 0 | 0 | 0 | 0 | 0 | MISO_IN -PJM_REST
175 M-P: 08CAYSUB-05EUGENE f | 1386 | -1386 | 0 | 0 | 0 | 0 | 0 | MISO_IN -PJM_REST
176 M-P: 08WAB R-08CLINT fl | 405 | -405 | 0 | 0 | 0 | 0 | 0 | MISO_IN -MISO_IN
177 M-P: 07MEROM5-08DRESSR f | 1195 | -1195 | 0 | 0 | 0 | 0 | 0 | MISO_IN -MISO_IN
178 M-P: 07MEROM5-08DRESSR f | 1195 | -1195 | 0 | 0 | 0 | 0 | 0 | MISO_IN -MISO_IN
179 M-P: 08WAB R-08CLINT fl | 405 | -405 | 0 | 0 | 0 | 0 | 0 | MISO_IN -MISO_IN
17A M-O: BECK_#2_TS-HANNON_J | 480 | -480 | 0 | 0 | 0 | 0 | 0 | IESO -IESO
17B M-O: BECK_#2_TS-HANNON_J | 487 | -487 | 0 | 0 | 0 | 0 | 0 | IESO -IESO
17F M-O: BECK_#2_TS-HANNON_J | 480 | -480 | 0 | 0 | 0 | 0 | 0 | IESO -IESO
181 M-O: BECK_#2_TS-NIA_WEST | 446 | -446 | 0 | 0 | 0 | 0 | 0 | IESO -IESO
182 M-O: BECK_#2_TS-HANNON_J | 480 | -480 | 0 | 0 | 0 | 0 | 0 | IESO -IESO
183 M-O: BECK_#2_TS-HANNON_J | 480 | -480 | 0 | 0 | 0 | 0 | 0 | IESO -IESO
184 M-O: BECK_#2_TS-HANNON_J | 480 | -480 | 0 | 0 | 0 | 0 | 0 | IESO -IESO
185 M-O: BECK_#2_TS-HANNON_J | 480 | -480 | 0 | 0 | 0 | 0 | 0 | IESO -IESO
186 M-O: BECK_#2_TS-NIA_WEST | 446 | -446 | 0 | 0 | 0 | 0 | 0 | IESO -IESO
187 M-O: BECK_#2_TS-HANNON_J | 487 | -487 | 0 | 0 | 0 | 0 | 0 | IESO -IESO
188 M-O: BECK_#2_TS-HANNON_J | 487 | -487 | 0 | 0 | 0 | 0 | 0 | IESO -IESO
189 M-O: NIA_WEST_J2-HANNON_ | 446 | -446 | 0 | 0 | 0 | 0 | 0 | IESO -IESO
18A M-O: NIA_WEST_J2-HANNON_ | 446 | -446 | 0 | 0 | 0 | 0 | 0 | IESO -IESO
18B M-O: ALLANB_JQ30-MIDDLEP | 386 | -386 | 0 | 0 | 0 | 0 | 0 | IESO -IESO
18C M-O: BECK_#2_TS-NIA_WEST | 473 | -473 | 0 | 0 | 0 | 0 | 0 | IESO -IESO
18D M-O: BECK_#2_TS-HANNON_J | 487 | -487 | 0 | 0 | 0 | 0 | 0 | IESO -IESO
18F M-M: T-94B-05BENTON fl 0 | 1859 | -1859 | 0 | 0 | 0 | 0 | 0 | PJM_REST-PJM_REST
191 M-M: T-94A-05COOK fl 05B | 1859 | -1859 | 0 | 0 | 0 | 0 | 0 | PJM_REST-PJM_REST
192 M-M: T-94B-05BENTON | 1859 | -1859 | 0 | 0 | 0 | 0 | 0 | PJM_REST-PJM_REST
193 M-M: 19MON12-02BAY SH | 1544 | -1544 | 0 | 0 | 0 | 0 | 0 | MISO_MI -PJM_REST
195 M-M: 18PALISD-T-94B | 1859 | -1859 | 0 | 0 | 0 | 0 | 0 | MISO_MI -PJM_REST
196 M-M: 19MON12-02BAY SH fl | 1544 | -1544 | 0 | 0 | 0 | 0 | 0 | MISO_MI -PJM_REST
197 M-M: 05COOK-05OLIVE fl 0 | 1409 | -1409 | 0 | 0 | 0 | 0 | 0 | PJM_REST-PJM_REST
198 M-M: 19MON12-02BAY SH fl | 1544 | -1544 | 0 | 0 | 0 | 0 | 0 | MISO_MI -PJM_REST
199 M-M: 19MON12-02BAY SH fl | 1544 | -1544 | 0 | 0 | 0 | 0 | 0 | MISO_MI -PJM_REST
19A M-M: 19PONTC-19WIXOM fl | 1195 | -1195 | 0 | 0 | 0 | 0 | 0 | MISO_MI -MISO_MI
19B M-M: 19MON12-02BAY SH fl | 1544 | -1544 | 0 | 0 | 0 | 0 | 0 | MISO_MI -PJM_REST
19C M-M: 19MON12-02BAY SH fl | 1544 | -1544 | 0 | 0 | 0 | 0 | 0 | MISO_MI -PJM_REST
19D M-M: 19MON12-02BAY SH fl | 1544 | -1544 | 0 | 0 | 0 | 0 | 0 | MISO_MI -PJM_REST
19F M-M: 19MON12-02BAY SH fl | 1544 | -1544 | 0 | 0 | 0 | 0 | 0 | MISO_MI -PJM_REST
1A0 M-M: 19MON12-02BAY SH fl | 1544 | -1544 | 0 | 0 | 0 | 0 | 0 | MISO_MI -PJM_REST
1A1 M-M: 18PALISD-T-94B fl 1 | 1859 | -1859 | 0 | 0 | 0 | 0 | 0 | MISO_MI -PJM_REST
1A2 M-M: LOCKP; R-LISLE; R f | 1528 | -1528 | 0 | 0 | 0 | 0 | 0 | PJM_REST-PJM_REST
1A3 M-M: E FRA; R-GOODI;1R | 1399 | -1399 | 0 | 0 | 0 | 0 | 0 | PJM_REST-PJM_REST
1A4 M-M: BYRON; R-WEMPL; B | 1726 | -1726 | 0 | 0 | 0 | 0 | 0 | PJM_REST-PJM_REST
1A5 M-M: BYRON; R-WEMPL; B f | 1726 | -1726 | 0 | 0 | 0 | 0 | 0 | PJM_REST-PJM_REST
1A6 M-M: WEMPL; B-ROE 345 fl | 1441 | -1441 | 0 | 0 | 0 | 0 | 0 | PJM_REST-MISO_WUM
1A7 M-M: WEMPL; R-PAD 345 fl | 1726 | -1726 | 109 | 109 | 0 | 19.4743 | 0 | PJM_REST-MISO_WUM
1A8 M-M: CHERR; B-WEMPL; B f | 1441 | -1441 | 13 | 13 | 0 | 2.8881 | 0 | PJM_REST-PJM_REST
1A9 M-M: LOCKP; B-LISLE; B f | 1528 | -1528 | 0 | 0 | 0 | 0 | 0 | PJM_REST-PJM_REST
1AB M-M: BYRON; B-CHERR; B f | 1441 | -1441 | 0 | 0 | 0 | 0 | 0 | PJM_REST-PJM_REST
1AC M-M: WEMPL; R-PAD 345 | 1726 | -1726 | 0 | 0 | 0 | 0 | 0 | PJM_REST-MISO_WUM
1AD M-M: E FRA; B-GOODI;3B | 1399 | -1399 | 0 | 0 | 0 | 0 | 0 | PJM_REST-PJM_REST
1AE M-M: LOCKP; R-LISLE; R f | 1528 | -1528 | 0 | 0 | 0 | 0 | 0 | PJM_REST-PJM_REST
1AF M-M: LOMBA; R-ITASC; R f | 1341 | -1341 | 0 | 0 | 0 | 0 | 0 | PJM_REST-PJM_REST
1B0 M-M: COLLI;2M-COLLI; R f | 1379 | -1379 | 1 | 1 | 0 | 0.90244 | 0 | PJM_REST-PJM_REST
1B1 M-M: GOODI;4B-LOCKP; B f | 1479 | -1479 | 0 | 0 | 0 | 0 | 0 | PJM_REST-PJM_REST
1B3 M-P: 19MON12-02BAY SH fl | 1544 | -1544 | 0 | 0 | 0 | 0 | 0 | MISO_MI -PJM_REST
1B5 M-P: 19MON12-02BAY SH | 1544 | -1544 | 0 | 0 | 0 | 0 | 0 | MISO_MI -PJM_REST
1BC M-P: 18PALISD-T-94B fl 0 | 1859 | -1859 | 0 | 0 | 0 | 0 | 0 | MISO_MI -PJM_REST
1BE M-P: 19PONTC-19WIXOM fl | 1195 | -1195 | 0 | 0 | 0 | 0 | 0 | MISO_MI -MISO_MI
1C0 M-P: 19MON12-02BAY SH fl | 1544 | -1544 | 0 | 0 | 0 | 0 | 0 | MISO_MI -PJM_REST
1C1 M-P: 19MON12-02BAY SH fl | 1544 | -1544 | 0 | 0 | 0 | 0 | 0 | MISO_MI -PJM_REST
1C2 M-P: 19MON12-02BAY SH fl | 1544 | -1544 | 0 | 0 | 0 | 0 | 0 | MISO_MI -PJM_REST
1C3 M-P: 19MON12-02BAY SH fl | 1544 | -1544 | 0 | 0 | 0 | 0 | 0 | MISO_MI -PJM_REST
1C9 M-R: 05J.FERR-8ANTIOCH f | 2317 | -2317 | 0 | 0 | 0 | 0 | 0 | PJM_REST-VACAR
1CE M-R: L.E.S.765-NWTXARK76 | 4975 | -4975 | 1711 | 1710 | 1 | 24.1884 | -0.034093 | SPP_S -SPP_S
1D0 M-R: LONGWD 7-7SAREPT fl | 896 | -896 | 1196 | 1171 | 25 | 32.4634 | -357.018 | SPP_S -ENTERGY
1D2 M-R: 05BROADF-05BROADF f | 1920 | -1920 | 0 | 0 | 0 | 0 | 0 | PJM_REST-PJM_REST
1D3 M-R: 05BROADF-05BROADF f | 1920 | -1920 | 0 | 0 | 0 | 0 | 0 | PJM_REST-PJM_REST
1D4 M-R: 05J.FERR-8ANTIOCH f | 2317 | -2317 | 0 | 0 | 0 | 0 | 0 | PJM_REST-VACAR
1D5 M-R: 05BROADF-8SULLIVAN | 2119 | -2119 | 0 | 0 | 0 | 0 | 0 | PJM_REST-TVA
1D6 M-R: 05J.FERR-8ANTIOCH f | 2317 | -2317 | 0 | 0 | 0 | 0 | 0 | PJM_REST-VACAR
1D7 M-R: 7BLAND-7FRANKS fl 7 | 1273 | -1273 | 0 | 0 | 0 | 0 | 0 | MISO_MO_-ENTERGY
1D8 M-R: 8OCONEE-8MIDDLE FOR | 3063 | -3063 | 35 | 35 | 0 | 22.6645 | 0 | VACAR -SOCO
1D9 M-R: 8MTOLIV-8HARTBRG fl | 1200 | -1200 | 0 | 0 | 0 | 0 | 0 | ENTERGY -ENTERGY
1DA M-M: 7NEOGA-7CASEY fl 7C | 1195 | -1195 | 6 | 6 | 0 | 73.0364 | 0 | MISO_MO_-MISO_MO_
1DC M-M: 08CAYSUB-08CAYUGA f | 1386 | -1386 | 0 | 0 | 0 | 0 | 0 | MISO_IN -MISO_IN
1DD M-M: 7BUNSONVILL-05EUGEN | 908 | -908 | 0 | 0 | 0 | 0 | 0 | MISO_MO_-PJM_REST
1DE M-M: 7CASEY-05BREED fl 7 | 1466 | -1466 | 0 | 0 | 0 | 0 | 0 | MISO_MO_-PJM_REST
1DF M-M: 7NEWTON-7CASEY fl 7 | 1195 | -1195 | 10 | 10 | 0 | 121.9755 | 0 | MISO_MO_-MISO_MO_
1E0 M-M: 08CAYSUB-08CAYUGA f | 1386 | -1386 | 0 | 0 | 0 | 0 | 0 | MISO_IN -MISO_IN
1E1 M-M: 08CAYSUB-08CAYUGA f | 1386 | -1386 | 0 | 0 | 0 | 0 | 0 | MISO_IN -MISO_IN
1E2 M-M: 08CAYSUB-08CAYUGA f | 1386 | -1386 | 0 | 0 | 0 | 0 | 0 | MISO_IN -MISO_IN
1E3 M-M: 08CAYSUB-08CAYUGA f | 1386 | -1386 | 0 | 0 | 0 | 0 | 0 | MISO_IN -MISO_IN
1E4 M-M: 08CAYSUB-08CAYUGA f | 1386 | -1386 | 0 | 0 | 0 | 0 | 0 | MISO_IN -MISO_IN
1E5 M-M: 7KANSAS-7SIDNEY fl | 956 | -956 | 0 | 0 | 0 | 0 | 0 | MISO_MO_-MISO_MO_
1E6 M-M: 08CAYSUB-08CAYUGA f | 1386 | -1386 | 0 | 0 | 0 | 0 | 0 | MISO_IN -MISO_IN
1E7 M-M: 7CASEY-7KANSAS fl 0 | 1195 | -1195 | 0 | 0 | 0 | 0 | 0 | MISO_MO_-MISO_MO_
1E8 M-M: 7CASEY-05BREED fl 0 | 1466 | -1466 | 0 | 0 | 0 | 0 | 0 | MISO_MO_-PJM_REST
1E9 M-M: 7CASEY-05BREED fl 7 | 1466 | -1466 | 0 | 0 | 0 | 0 | 0 | MISO_MO_-PJM_REST
1EA M-M: 7SIDNEY-7BUNSONVILL | 908 | -908 | 0 | 0 | 0 | 0 | 0 | MISO_MO_-MISO_MO_
1EB M-M: 08CAYSUB-08CAYUGA f | 1386 | -1386 | 0 | 0 | 0 | 0 | 0 | MISO_IN -MISO_IN
1EC M-M: 08CAYSUB-08CAYUGA f | 1386 | -1386 | 0 | 0 | 0 | 0 | 0 | MISO_IN -MISO_IN
1ED M-M: 7CASEY-05BREED fl 7 | 1466 | -1466 | 0 | 0 | 0 | 0 | 0 | MISO_MO_-PJM_REST
1F0 M-M: N APPLETON-WERNER W | 912 | -912 | 4 | 4 | 0 | 11.5271 | 0 | MISO_WUM-MISO_WUM
1F1 M-M: N APPLETON-WERNER W | 912 | -912 | 0 | 0 | 0 | 0 | 0 | MISO_WUM-MISO_WUM
1F2 M-M: N APPLETON-WERNER W | 912 | -912 | 0 | 0 | 0 | 0 | 0 | MISO_WUM-MISO_WUM
1F3 M-M: N APPLETON-WERNER W | 912 | -912 | 25 | 25 | 0 | 9.3085 | 0 | MISO_WUM-MISO_WUM
1F5 M-M: N APPLETON-WERNER W | 912 | -912 | 0 | 0 | 0 | 0 | 0 | MISO_WUM-MISO_WUM
1F6 M-M: N APPLETON-WERNER W | 912 | -912 | 0 | 0 | 0 | 0 | 0 | MISO_WUM-MISO_WUM
1F7 M-M: N APPLETON-WERNER W | 912 | -912 | 20 | 20 | 0 | 8.2364 | 0 | MISO_WUM-MISO_WUM
1F8 M-M: MITCHLCO3-ADAMS 3 f | 956 | -956 | 0 | 0 | 0 | 0 | 0 | MISO_W -MISO_W
1F9 M-M: MITCHLCO3-ADAMS 3 f | 956 | -956 | 151 | 151 | 0 | 14.6974 | 0 | MISO_W -MISO_W
1FA M-M: MITCHLCO3-ADAMS 3 f | 956 | -956 | 0 | 0 | 0 | 0 | 0 | MISO_W -MISO_W
1FC M-M: N APPLETON-WERNER W | 912 | -912 | 0 | 0 | 0 | 0 | 0 | MISO_WUM-MISO_WUM
1FE M-M: WEMPL; B-ROE 345 fl | 1441 | -1441 | 0 | 0 | 0 | 0 | 0 | PJM_REST-MISO_WUM
200 M-M: LELANDO4-GRE-STANTO | 563 | -563 | 2007 | 516 | 1491 | 5.6823 | -3.8296 | MAPP_US -MISO_W
20B M-P: 7SHAWNEE FP-8SHAWNE | 1383 | -1383 | 0 | 0 | 0 | 0 | 0 | TVA -TVA
20E M-P: 8SHAWNEE FP-8MARSHA | 1732 | -1732 | 0 | 0 | 0 | 0 | 0 | TVA -TVA
210 M-P: 7CASEY-05BREED fl 7 | 1466 | -1466 | 0 | 0 | 0 | 0 | 0 | MISO_MO_-PJM_REST
211 M-P: 7CASEY-05BREED | 1466 | -1466 | 0 | 0 | 0 | 0 | 0 | MISO_MO_-PJM_REST
212 M-P: 7NEWTON-7CASEY fl 7 | 1195 | -1195 | 0 | 0 | 0 | 0 | 0 | MISO_MO_-MISO_MO_
213 M-P: 7CASEY-05BREED fl 7 | 1466 | -1466 | 0 | 0 | 0 | 0 | 0 | MISO_MO_-PJM_REST
215 M-P: 7CASEY-05BREED fl P | 1466 | -1466 | 0 | 0 | 0 | 0 | 0 | MISO_MO_-PJM_REST
217 M-S: CBLUFFS3-S3456 3 fl | 956 | -956 | 267 | 267 | 0 | 25.017 | 0 | MISO_W -NE
21C M-S: CBLUFFS3-S3456 3 fl | 956 | -956 | 13 | 13 | 0 | 7.452 | 0 | MISO_W -NE
221 M-S: 7FRANKS-7HUBEN fl 7 | 870 | -870 | 0 | 0 | 0 | 0 | 0 | ENTERGY -ENTERGY
222 M-S: CBLUFFS3-S3456 3 | 956 | -956 | 0 | 0 | 0 | 0 | 0 | MISO_W -NE
224 M-S: 7FRANKS-7HUBEN fl 7 | 870 | -870 | 0 | 0 | 0 | 0 | 0 | ENTERGY -ENTERGY
238 M-T: 05BROADF-8SULLIVAN | 2119 | -2119 | 0 | 0 | 0 | 0 | 0 | PJM_REST-TVA
239 M-T: 05BROADF-8SULLIVAN | 2119 | -2119 | 0 | 0 | 0 | 0 | 0 | PJM_REST-TVA
23A M-T: 05BROADF-8SULLIVAN | 2119 | -2119 | 0 | 0 | 0 | 0 | 0 | PJM_REST-TVA
23B M-T: 05BROADF-8SULLIVAN | 2119 | -2119 | 0 | 0 | 0 | 0 | 0 | PJM_REST-TVA
23C M-T: 05BROADF-8SULLIVAN | 2119 | -2119 | 0 | 0 | 0 | 0 | 0 | PJM_REST-TVA
23E M-O: BECK_#2_TS-HANNON_J | 480 | -480 | 0 | 0 | 0 | 0 | 0 | IESO -IESO
23F M-O: BECK_#2_TS-HANNON_J | 487 | -487 | 0 | 0 | 0 | 0 | 0 | IESO -IESO
246 M-O: BECK_#2_TS-HANNON_J | 480 | -480 | 0 | 0 | 0 | 0 | 0 | IESO -IESO
247 M-O: BECK_#2_TS-HANNON_J | 480 | -480 | 0 | 0 | 0 | 0 | 0 | IESO -IESO
248 M-O: BECK_#2_TS-HANNON_J | 480 | -480 | 0 | 0 | 0 | 0 | 0 | IESO -IESO
249 M-O: BECK_#2_TS-HANNON_J | 480 | -480 | 0 | 0 | 0 | 0 | 0 | IESO -IESO
24A M-O: BECK_#2_TS-NIA_WEST | 446 | -446 | 0 | 0 | 0 | 0 | 0 | IESO -IESO
24B M-O: BECK_#2_TS-HANNON_J | 487 | -487 | 0 | 0 | 0 | 0 | 0 | IESO -IESO
24C M-O: BECK_#2_TS-HANNON_J | 487 | -487 | 0 | 0 | 0 | 0 | 0 | IESO -IESO
24E M-O: NIA_WEST_J2-HANNON_ | 446 | -446 | 0 | 0 | 0 | 0 | 0 | IESO -IESO
250 M-O: BECK_#2_TS-NIA_WEST | 473 | -473 | 0 | 0 | 0 | 0 | 0 | IESO -IESO
251 M-O: BECK_#2_TS-HANNON_J | 487 | -487 | 0 | 0 | 0 | 0 | 0 | IESO -IESO
25D M-C: RIEL 4-STVITAL4 fl | 460 | -460 | 0 | 0 | 0 | 0 | 0 | MAPP_CA -MAPP_CA
25E M-C: RIEL 4-STVITAL4 fl | 460 | -460 | 0 | 0 | 0 | 0 | 0 | MAPP_CA -MAPP_CA
264 M-C: ROCKWD 4-SILVRTP4 f | 414 | -414 | 88 | 88 | 0 | 78.4643 | 0 | MAPP_CA -MAPP_CA
267 M-U: WATERTN3-WT2 KU1A f | 500 | -500 | 47 | 47 | 0 | 30.0931 | 0 | MAPP_US -MAPP_US
268 M-U: WT2 KU1A-WATERTN4 f | 500 | -500 | 0 | 0 | 0 | 0 | 0 | MAPP_US -MAPP_US
26A M-U: WHITE 3-WATERTN3 fl | 792 | -792 | 161 | 161 | 0 | 10.35 | 0 | MAPP_US -MAPP_US
26B M-U: CBLUFFS3-S3456 3 fl | 956 | -956 | 154 | 154 | 0 | 3.4591 | 0 | MISO_W -NE
273 M-U: GENTLMN4-OGALALA4 f | 320 | -320 | 553 | 553 | 0 | 249.1694 | 0 | NE -NE
274 M-U: WHITE 3-WATERTN3 fl | 792 | -792 | 0 | 0 | 0 | 0 | 0 | MAPP_US -MAPP_US
275 M-U: WHITE 3-WATERTN3 fl | 792 | -792 | 0 | 0 | 0 | 0 | 0 | MAPP_US -MAPP_US
276 M-U: WHITE 3-WATERTN3 fl | 792 | -792 | 0 | 0 | 0 | 0 | 0 | MAPP_US -MAPP_US
277 M-U: WHITE 3-WATERTN3 | 792 | -792 | 0 | 0 | 0 | 0 | 0 | MAPP_US -MAPP_US
279 M-U: WHITE 3-WATERTN3 fl | 792 | -792 | 0 | 0 | 0 | 0 | 0 | MAPP_US -MAPP_US
27A M-M: IATAN 7-STRANGR7 fl | 1468 | -1468 | 500 | 500 | 0 | 24.4391 | 0 | SPP_N -SPP_N
27C M-M: ROCKY RN-WERNER W f | 829 | -829 | 2 | 2 | 0 | 3.234 | 0 | MISO_WUM-MISO_WUM
27E M-M: CORDO; B-NELSO; B f | 1479 | -1479 | 1506 | 1506 | 0 | 31.8859 | 0 | PJM_REST-PJM_REST
282 M-M: RAUN 3-S3451 3 fl G | 956 | -956 | 883 | 883 | 0 | 24.0383 | 0 | MISO_W -NE
283 M-M: QUAD3-11-H471 ; fl | 1528 | -1528 | 0 | 0 | 0 | 0 | 0 | PJM_REST-PJM_REST
284 M-M: H471 ;-NELSO; B fl | 1528 | -1528 | 0 | 0 | 0 | 0 | 0 | PJM_REST-PJM_REST
285 M-M: 7MONTGMRY-7ENON fl | 956 | -956 | 0 | 0 | 0 | 0 | 0 | MISO_MO_-MISO_MO_
286 M-M: MITCHLCO3-HAZLTON3 | 873 | -873 | 2 | 2 | 0 | 12.5565 | 0 | MISO_W -MISO_W
287 M-M: RAUN 3-S3451 3 fl R | 956 | -956 | 21 | 21 | 0 | 13.3167 | 0 | MISO_W -NE
288 M-M: MITCHLCO3-HAZLTON3 | 873 | -873 | 6 | 6 | 0 | 13.3475 | 0 | MISO_W -MISO_W
289 M-M: EAU CL 3-ARP 345 fl | 1195 | -1195 | 0 | 0 | 0 | 0 | 0 | MISO_W -MISO_WUM
28A M-M: MITCHLCO3-HAZLTON3 | 873 | -873 | 4 | 4 | 0 | 18.777 | 0 | MISO_W -MISO_W
28B M-M: MITCHLCO3-HAZLTON3 | 873 | -873 | 0 | 0 | 0 | 0 | 0 | MISO_W -MISO_W
28C M-M: CBLUFFS3-S3456 3 fl | 956 | -956 | 172 | 172 | 0 | 8.0107 | 0 | MISO_W -NE
28D M-M: RAUN 3-S3451 3 fl F | 956 | -956 | 2 | 2 | 0 | 299.5766 | 0 | MISO_W -NE
28E M-M: BYRON; R-WEMPL; B | 1726 | -1726 | 0 | 0 | 0 | 0 | 0 | PJM_REST-PJM_REST
293 M-M: AS KING3-EAU CL 3 f | 1195 | -1195 | 0 | 0 | 0 | 0 | 0 | MISO_W -MISO_W
295 M-M: LOCKP; R-LISLE; R f | 1528 | -1528 | 0 | 0 | 0 | 0 | 0 | PJM_REST-PJM_REST
298 M-M: AS KING3-EAU CL 3 f | 1195 | -1195 | 1 | 1 | 0 | 2.3885 | 0 | MISO_W -MISO_W
299 M-M: BYRON; B-CHERR; B f | 1441 | -1441 | 0 | 0 | 0 | 0 | 0 | PJM_REST-PJM_REST
29A M-M: EAU CL 3-ARP 345 fl | 1195 | -1195 | 0 | 0 | 0 | 0 | 0 | MISO_W -MISO_WUM
2A3 M-S: CBLUFFS3-S3456 3 fl | 956 | -956 | 257 | 257 | 0 | 14.712 | 0 | MISO_W -NE
2AA M-S: RAUN 3-S3451 3 fl H | 956 | -956 | 0 | 0 | 0 | 0 | 0 | MISO_W -NE
2AB M-S: RAUN 3-S3451 3 fl C | 956 | -956 | 0 | 0 | 0 | 0 | 0 | MISO_W -NE
2AC M-S: RAUN 3-S3451 3 fl A | 956 | -956 | 8 | 8 | 0 | 21.1789 | 0 | MISO_W -NE
2AD M-S: RAUN 3-S3451 3 fl C | 956 | -956 | 0 | 0 | 0 | 0 | 0 | MISO_W -NE
2AE M-S: RAUN 3-S3451 3 fl C | 956 | -956 | 19 | 19 | 0 | 25.4983 | 0 | MISO_W -NE
2B1 M-P: CORDO; B-NELSO; B f | 1479 | -1479 | 3 | 2 | 1 | 31.5972 | -0.16635 | PJM_REST-PJM_REST
2B6 M-P: AWHD PST-ARROWHD | 1266 | -1266 | 0 | 0 | 0 | 0 | 0 | MISO_WUM-MISO_WUM
2B9 M-P: P20 345-ELECT; B fl | 1201 | -1201 | 0 | 0 | 0 | 0 | 0 | PJM_REST-PJM_REST
2BB M-P: AS KING3-EAU CL 3 f | 1195 | -1195 | 2 | 2 | 0 | 7.7378 | 0 | MISO_W -MISO_W
2C1 M-P: NELSO; B-P20 345 fl | 1201 | -1201 | 0 | 0 | 0 | 0 | 0 | PJM_REST-PJM_REST
2D8 M-M: PLS PR1-ZION ; R fl | 1528 | -1528 | 43 | 43 | 0 | 28.4327 | 0 | MISO_WUM-PJM_REST
2D9 M-M: PLS PR1-ZIONE;RP fl | 1611 | -1611 | 72 | 72 | 0 | 13.0992 | 0 | MISO_WUM-PJM_REST
2DA M-M: ZIONE;RP-LIBER; R f | 1334 | -1334 | 44 | 0 | 44 | 0 | -12.4017 | PJM_REST-PJM_REST
2DB M-M: ZIONE;RP-ZION ; R f | 1201 | -1201 | 82 | 82 | 0 | 22.0191 | 0 | PJM_REST-PJM_REST
2DC M-M: RACINE1-PLS PR1 fl | 1096 | -1096 | 0 | 0 | 0 | 0 | 0 | MISO_WUM-MISO_WUM
2DD M-M: RACINE1-PLS PR1 fl | 1096 | -1096 | 4 | 0 | 4 | 0 | -0.68339 | MISO_WUM-MISO_WUM
2DF M-M: PLS PR1-ZIONE;RP | 1611 | -1611 | 0 | 0 | 0 | 0 | 0 | MISO_WUM-PJM_REST
2E0 M-M: CYPRESS-ARCADN3 fl | 586 | -586 | 0 | 0 | 0 | 0 | 0 | MISO_WUM-MISO_WUM
2E1 M-M: CYPRESS-ARCADN3 fl | 586 | -586 | 0 | 0 | 0 | 0 | 0 | MISO_WUM-MISO_WUM
2E2 M-M: RACINE1-PLS PR1 fl | 1096 | -1096 | 0 | 0 | 0 | 0 | 0 | MISO_WUM-MISO_WUM
2E4 M-M: RACINE1-PLS PR1 fl | 1096 | -1096 | 0 | 0 | 0 | 0 | 0 | MISO_WUM-MISO_WUM
2E5 M-M: RACINE1-PLS PR1 fl | 1096 | -1096 | 0 | 0 | 0 | 0 | 0 | MISO_WUM-MISO_WUM
2E6 M-M: RACINE1-PLS PR1 fl | 1096 | -1096 | 0 | 0 | 0 | 0 | 0 | MISO_WUM-MISO_WUM
2E8 M-M: RACINE1-PLS PR1 fl | 1096 | -1096 | 0 | 0 | 0 | 0 | 0 | MISO_WUM-MISO_WUM
2E9 M-M: RACINE1-PLS PR1 fl | 1096 | -1096 | 0 | 0 | 0 | 0 | 0 | MISO_WUM-MISO_WUM
2EA M-M: RACINE1-PLS PR1 fl | 1096 | -1096 | 0 | 0 | 0 | 0 | 0 | MISO_WUM-MISO_WUM
2F0 M-M: N APPLETON-WERNER W | 912 | -912 | 0 | 0 | 0 | 0 | 0 | MISO_WUM-MISO_WUM
2F1 M-M: N APPLETON-WERNER W | 912 | -912 | 0 | 0 | 0 | 0 | 0 | MISO_WUM-MISO_WUM
2F2 M-M: N APPLETON-WERNER W | 912 | -912 | 0 | 0 | 0 | 0 | 0 | MISO_WUM-MISO_WUM
2F5 M-M: QUAD 6-7-SUB 91 3 f | 1471 | -1471 | 140 | 140 | 0 | 20.4113 | 0 | PJM_REST-MISO_W
2FB M-M: MECCORD3-SB 39 3 fl | 1471 | -1471 | 0 | 0 | 0 | 0 | 0 | MISO_W -MISO_W
2FC M-M: WERNER W-ROCKY RN f | 829 | -829 | 0 | 0 | 0 | 0 | 0 | MISO_WUM-MISO_WUM
2FD M-M: WERNER W-ROCKY RN f | 829 | -829 | 310 | 0 | 310 | 0 | -6.9545 | MISO_WUM-MISO_WUM
305 M-P: PLS PR1-ZIONE;RP | 1611 | -1611 | 0 | 0 | 0 | 0 | 0 | MISO_WUM-PJM_REST
310 M-P: ZIONE;RP-ZION ; R f | 1201 | -1201 | 0 | 0 | 0 | 0 | 0 | PJM_REST-PJM_REST
311 M-P: ARCADN1-PLS PR1 fl | 872 | -872 | 0 | 0 | 0 | 0 | 0 | MISO_WUM-MISO_WUM
312 M-P: PLS PR1-ZIONE;RP fl | 1611 | -1611 | 0 | 0 | 0 | 0 | 0 | MISO_WUM-PJM_REST
316 E-Y: NE_398_NY-PLTVLLEY | 1386 | -1386 | 0 | 0 | 0 | 0 | 0 | NEISO -NYISO_GH
317 E-Y: NE_398_NY-PLTVLLEY | 1386 | -1386 | 0 | 0 | 0 | 0 | 0 | NEISO -NYISO_GH
318 E-Y: FROST BRIDG-LONG MT | 1240 | -1240 | 156 | 156 | 0 | 2.3593 | 0 | NEISO -NEISO
319 E-Y: ALPS345-N.SCOT77 fl | 1326 | -1326 | 19 | 19 | 0 | 1.6102 | 0 | NYISO_A--NYISO_A-
31A E-Y: ALPS345-N.SCOT77 fl | 1326 | -1326 | 0 | 0 | 0 | 0 | 0 | NYISO_A--NYISO_A-
31B E-Y: NE_398_NY-PLTVLLEY | 1386 | -1386 | 0 | 0 | 0 | 0 | 0 | NEISO -NYISO_GH
31C E-Y: NORWALK_J-ARCHERS L | 850 | -850 | 19 | 19 | 0 | 2.9184 | 0 | NEISO -NEISO
31D E-Y: NE_398_NY-PLTVLLEY | 1386 | -1386 | 1 | 1 | 0 | 0.45812 | 0 | NEISO -NYISO_GH
31E E-Y: FROST BRIDG-LONG MT | 1240 | -1240 | 0 | 0 | 0 | 0 | 0 | NEISO -NEISO
31F E-Y: FROST BRIDG-LONG MT | 1240 | -1240 | 0 | 0 | 0 | 0 | 0 | NEISO -NEISO
320 E-Y: LONG MTN-NE_398_NY | 1500 | -1500 | 0 | 0 | 0 | 0 | 0 | NEISO -NEISO
321 E-Y: LONG MTN-NE_398_NY | 1500 | -1500 | 0 | 0 | 0 | 0 | 0 | NEISO -NEISO
324 E-Y: LONG MTN-NE_398_NY | 1500 | -1500 | 0 | 0 | 0 | 0 | 0 | NEISO -NEISO
325 E-Y: FROST BRIDG-LONG MT | 1240 | -1240 | 0 | 0 | 0 | 0 | 0 | NEISO -NEISO
338 E-Y: LONG MTN-NE_398_NY | 1500 | -1500 | 0 | 0 | 0 | 0 | 0 | NEISO -NEISO
339 E-Y: FROST BRIDG-LONG MT | 1240 | -1240 | 0 | 0 | 0 | 0 | 0 | NEISO -NEISO
33B E-Y: GOWANUSN-GOWANUS 41 | 994.95 | -994.95 | 0 | 0 | 0 | 0 | 0 | NYISO_J_-NYISO_J_
33C E-Y: GOWANUS 41S-FARRAGU | 994.95 | -994.95 | 211 | 208 | 3 | 0.06281 | -0.00042582 | NYISO_J_-NYISO_J_
33D E-Y: GOWANUSS-GOWANUS 42 | 994.95 | -994.95 | 0 | 0 | 0 | 0 | 0 | NYISO_J_-NYISO_J_
33E E-Y: GOWANUS 42S-FARRAGU | 994.95 | -994.95 | 33 | 33 | 0 | 0.044734 | 0 | NYISO_J_-NYISO_J_
33F E-Y: GOTHLS S-GOWANUSS f | 852.3 | -852.3 | 14 | 13 | 1 | 20.0279 | -0.010334 | NYISO_J_-NYISO_J_
340 E-Y: GOTHLS N-GOWANUSN f | 852.3 | -852.3 | 23 | 16 | 7 | 0.045064 | -36.5828 | NYISO_J_-NYISO_J_
341 E-Y: MOTT HAVEN-RAINEY f | 921.15 | -921.15 | 2013 | 2011 | 2 | 0.31577 | -0.00013334 | NYISO_J_-NYISO_J_
344 E-Y: DUNWOODIE-SHORE RD | 1031.85 | -1031.85 | 811 | 811 | 0 | 2.8089 | 0 | NYISO_GH-NYISO_J_
345 E-Y: DUNWOODIE-SHORE RD | 1031.85 | -1031.85 | 3029 | 3029 | 0 | 0.56296 | 0 | NYISO_GH-NYISO_J_
346 E-Y: DUNWOODIE-SHORE RD | 1031.85 | -1031.85 | 3734 | 3733 | 1 | 0.2395 | -903.2271 | NYISO_GH-NYISO_J_
34A E-Y: DUNWOODIE-SHORE RD | 1031.85 | -1031.85 | 6908 | 6908 | 0 | 0.16729 | 0 | NYISO_GH-NYISO_J_
34D E-Y: DUNWOODIE-REAC71 fl | 851 | -851 | 0 | 0 | 0 | 0 | 0 | NYISO_GH-NYISO_GH
34E E-Y: DUNWOODIE-REAC71 fl | 851 | -851 | 0 | 0 | 0 | 0 | 0 | NYISO_GH-NYISO_GH
34F S-U: SHELDON 3-LAKEFLD3 | 864 | -864 | 243 | 243 | 0 | 20.0611 | 0 | MISO_W -MISO_W
352 S-U: RAUN 3-SIOUXCY3 fl | 1007 | -1007 | 1 | 1 | 0 | 1.7357 | 0 | MISO_W -MAPP_US
355 S-U: SHELDON 3-LAKEFLD3 | 864 | -864 | 5 | 5 | 0 | 31.6085 | 0 | MISO_W -MISO_W
356 S-U: SHELDON 3-LAKEFLD3 | 864 | -864 | 5 | 0 | 5 | 0 | -0.66961 | MISO_W -MISO_W
357 S-U: SHELCRK3-SHELCRK4 f | 336 | -336 | 0 | 0 | 0 | 0 | 0 | NE -NE
358 S-U: SHELDON 3-LAKEFLD3 | 864 | -864 | 0 | 0 | 0 | 0 | 0 | MISO_W -MISO_W
359 S-U: SHELDON 3-LAKEFLD3 | 864 | -864 | 0 | 0 | 0 | 0 | 0 | MISO_W -MISO_W
35A S-U: SHELDON 3-LAKEFLD3 | 864 | -864 | 0 | 0 | 0 | 0 | 0 | MISO_W -MISO_W
35B S-U: SHELDON 3-LAKEFLD3 | 864 | -864 | 1009 | 1009 | 0 | 14.9672 | 0 | MISO_W -MISO_W
35D S-U: SHELDON 3-LAKEFLD3 | 864 | -864 | 0 | 0 | 0 | 0 | 0 | MISO_W -MISO_W
35E S-U: RAUN 3-SIOUXCY3 fl | 1007 | -1007 | 0 | 0 | 0 | 0 | 0 | MISO_W -MAPP_US
35F S-U: RAUN 3-SIOUXCY3 fl | 1007 | -1007 | 0 | 0 | 0 | 0 | 0 | MISO_W -MAPP_US
362 S-U: WILMART3-HELENA 3 f | 1277 | -1277 | 0 | 0 | 0 | 0 | 0 | MISO_W -MISO_W
363 S-M: HELENA 3-BLUE LK3 f | 1277 | -1277 | 2291 | 2291 | 0 | 33.5255 | 0 | MISO_W -MISO_W
366 S-M: SHELDON 3-LAKEFLD3 | 864 | -864 | 26 | 26 | 0 | 10.528 | 0 | MISO_W -MISO_W
36C S-M: SHELDON 3-LAKEFLD3 | 864 | -864 | 0 | 0 | 0 | 0 | 0 | MISO_W -MISO_W
36F S-M: SHELDON 3-LAKEFLD3 | 864 | -864 | 0 | 0 | 0 | 0 | 0 | MISO_W -MISO_W
370 S-M: SHELCRK3-SHELCRK4 f | 336 | -336 | 0 | 0 | 0 | 0 | 0 | NE -NE
372 S-M: SHELCRK4-SHELCRK3 f | 336 | -336 | 0 | 0 | 0 | 0 | 0 | NE -NE
376 S-M: SHELCRK3-HOSKINS3 f | 956 | -956 | 0 | 0 | 0 | 0 | 0 | NE -NE
37A S-S: 345 BUS 2-345 BUS 1 | 956 | -956 | 946 | 946 | 0 | 15.5043 | 0 | NE -NE
37B S-S: LANG 7-EMPEC 7 fl R | 1195 | -1195 | 392 | 392 | 0 | 29.1467 | 0 | SPP_N -SPP_N
37C S-S: IATAN765-IATAN 7 fl | 2768 | -2768 | 0 | 0 | 0 | 0 | 0 | SPP_N -SPP_N
37E S-S: IATAN 7-STRANGR7 fl | 1468 | -1468 | 0 | 0 | 0 | 0 | 0 | SPP_N -SPP_N
380 S-S: IATAN 7-STRANGR7 fl | 1468 | -1468 | 0 | 0 | 0 | 0 | 0 | SPP_N -SPP_N
382 S-S: IATAN 7-STRANGR7 fl | 1468 | -1468 | 0 | 0 | 0 | 0 | 0 | SPP_N -SPP_N
384 S-S: IATAN 7-STRANGR7 fl | 1468 | -1468 | 0 | 0 | 0 | 0 | 0 | SPP_N -SPP_N
386 S-S: COOPER 3-ST JOE 3 f | 1195 | -1195 | 0 | 0 | 0 | 0 | 0 | NE -SPP_N
387 S-S: COLMB.E3-SHELCRK3 f | 1195 | -1195 | 0 | 0 | 0 | 0 | 0 | NE -NE
388 S-S: IATAN 7-STRANGR7 fl | 1468 | -1468 | 0 | 0 | 0 | 0 | 0 | SPP_N -SPP_N
389 S-S: IATAN 7-STRANGR7 fl | 1468 | -1468 | 0 | 0 | 0 | 0 | 0 | SPP_N -SPP_N
38A S-S: IATAN 7-STRANGR7 | 1468 | -1468 | 0 | 0 | 0 | 0 | 0 | SPP_N -SPP_N
38B L-M: 7HARDIN-7DAVIESS fl | 511 | -511 | 0 | 0 | 0 | 0 | 0 | NON_RTO_-NON_RTO_
38C L-M: 7HARDIN-7DAVIESS fl | 511 | -511 | 0 | 0 | 0 | 0 | 0 | NON_RTO_-NON_RTO_
38D L-M: 7HARDIN-7DAVIESS fl | 511 | -511 | 0 | 0 | 0 | 0 | 0 | NON_RTO_-NON_RTO_
38E L-M: 7HARDIN-7DAVIESS fl | 511 | -511 | 0 | 0 | 0 | 0 | 0 | NON_RTO_-NON_RTO_
38F L-M: 7HARDIN-7DAVIESS fl | 511 | -511 | 0 | 0 | 0 | 0 | 0 | NON_RTO_-NON_RTO_
390 L-M: 7HARDIN-7DAVIESS fl | 511 | -511 | 0 | 0 | 0 | 0 | 0 | NON_RTO_-NON_RTO_
391 L-M: 7HARDIN-7DAVIESS fl | 511 | -511 | 54 | 0 | 54 | 0 | -30.4941 | NON_RTO_-NON_RTO_
392 L-M: 7HARDIN-7DAVIESS fl | 511 | -511 | 0 | 0 | 0 | 0 | 0 | NON_RTO_-NON_RTO_
393 L-M: 7HARDIN-7DAVIESS fl | 511 | -511 | 0 | 0 | 0 | 0 | 0 | NON_RTO_-NON_RTO_
394 L-M: 7HARDIN-7DAVIESS fl | 511 | -511 | 0 | 0 | 0 | 0 | 0 | NON_RTO_-NON_RTO_
395 L-M: 7HARDIN-7DAVIESS | 511 | -511 | 0 | 0 | 0 | 0 | 0 | NON_RTO_-NON_RTO_
396 L-M: 7TRIMBLE-08SPEED fl | 1001 | -1001 | 0 | 0 | 0 | 0 | 0 | NON_RTO_-MISO_IN
397 L-M: 05DUMONT-17STLWEL f | 1409 | -1409 | 0 | 0 | 0 | 0 | 0 | PJM_REST-MISO_IN
398 L-M: 7TRIMBLE-08SPEED fl | 1001 | -1001 | 0 | 0 | 0 | 0 | 0 | NON_RTO_-MISO_IN
3A0 L-T: 7PINEVIL-8PINEVL fl | 580 | -580 | 0 | 0 | 0 | 0 | 0 | NON_RTO_-NON_RTO_
3A5 L-T: 05BROADF-8SULLIVAN | 2119 | -2119 | 0 | 0 | 0 | 0 | 0 | PJM_REST-TVA
3AB L-T: 7XENIA-7W MT VERNO | 1195 | -1195 | 0 | 0 | 0 | 0 | 0 | MISO_MO_-MISO_MO_
3AD Y-O: BECK_#2_TS-HANNON_J | 480 | -480 | 0 | 0 | 0 | 0 | 0 | IESO -IESO
3AE Y-O: BECK_#2_TS-HANNON_J | 487 | -487 | 0 | 0 | 0 | 0 | 0 | IESO -IESO
3B3 Y-O: BECK_#2_TS-HANNON_J | 480 | -480 | 0 | 0 | 0 | 0 | 0 | IESO -IESO
3B5 Y-O: BECK_#2_TS-HANNON_J | 480 | -480 | 0 | 0 | 0 | 0 | 0 | IESO -IESO
3B6 Y-O: BECK_#2_TS-HANNON_J | 480 | -480 | 0 | 0 | 0 | 0 | 0 | IESO -IESO
3B7 Y-O: BECK_#2_TS-HANNON_J | 480 | -480 | 0 | 0 | 0 | 0 | 0 | IESO -IESO
3B8 Y-O: BECK_#2_TS-HANNON_J | 480 | -480 | 0 | 0 | 0 | 0 | 0 | IESO -IESO
3B9 Y-O: BECK_#2_TS-NIA_WEST | 446 | -446 | 0 | 0 | 0 | 0 | 0 | IESO -IESO
3BA Y-O: BECK_#2_TS-HANNON_J | 487 | -487 | 0 | 0 | 0 | 0 | 0 | IESO -IESO
3BB Y-O: BECK_#2_TS-HANNON_J | 487 | -487 | 0 | 0 | 0 | 0 | 0 | IESO -IESO
3BF Y-O: BECK_#2_TS-NIA_WEST | 473 | -473 | 0 | 0 | 0 | 0 | 0 | IESO -IESO
3C0 Y-O: BECK_#2_TS-HANNON_J | 487 | -487 | 0 | 0 | 0 | 0 | 0 | IESO -IESO
3C1 Y-E: FRASR345-COOPC345 f | 1404 | -1404 | 0 | 0 | 0 | 0 | 0 | NYISO_A--NYISO_A-
3C3 Y-E: LEEDS 3-PLTVLLEY fl | 1538 | -1538 | 0 | 0 | 0 | 0 | 0 | NYISO_A--NYISO_GH
3C4 Y-E: ATHENS-PLTVLLEY fl | 1538 | -1538 | 0 | 0 | 0 | 0 | 0 | NYISO_GH-NYISO_GH
3C7 Y-E: ATHENS-PLTVLLEY fl | 1538 | -1538 | 0 | 0 | 0 | 0 | 0 | NYISO_GH-NYISO_GH
3C9 Y-E: PLTVLLEY-NE_398_NY | 1386 | -1386 | 0 | 0 | 0 | 0 | 0 | NYISO_GH-NEISO
3CA Y-E: PLTVLLEY-NE_398_NY | 1386 | -1386 | 4 | 0 | 4 | 0 | -0.23934 | NYISO_GH-NEISO
3CD Y-E: PLTVLLEY-NE_398_NY | 1386 | -1386 | 0 | 0 | 0 | 0 | 0 | NYISO_GH-NEISO
3D2 Y-E: MARCY T1-N.SCOT99 f | 1650 | -1650 | 0 | 0 | 0 | 0 | 0 | NYISO_A--NYISO_A-
3D4 Y-E: NE_398_NY-LONG MTN | 1500 | -1500 | 0 | 0 | 0 | 0 | 0 | NEISO -NEISO
3D5 Y-Y: FRASR345-COOPC345 f | 1404 | -1404 | 0 | 0 | 0 | 0 | 0 | NYISO_A--NYISO_A-
3D6 Y-Y: LEEDS 3-PLTVLLEY fl | 1538 | -1538 | 0 | 0 | 0 | 0 | 0 | NYISO_A--NYISO_GH
3D7 Y-Y: LEEDS 3-PLTVLLEY fl | 1538 | -1538 | 0 | 0 | 0 | 0 | 0 | NYISO_A--NYISO_GH
3D8 Y-Y: FRASR345-COOPC345 | 1404 | -1404 | 0 | 0 | 0 | 0 | 0 | NYISO_A--NYISO_A-
3D9 Y-Y: ATHENS-PLTVLLEY fl | 1538 | -1538 | 0 | 0 | 0 | 0 | 0 | NYISO_GH-NYISO_GH
3DA Y-Y: ATHENS-PLTVLLEY fl | 1538 | -1538 | 0 | 0 | 0 | 0 | 0 | NYISO_GH-NYISO_GH
3DB Y-Y: FRASR345-COOPC345 f | 1404 | -1404 | 0 | 0 | 0 | 0 | 0 | NYISO_A--NYISO_A-
3DC Y-Y: FRASR345-COOPC345 f | 1404 | -1404 | 0 | 0 | 0 | 0 | 0 | NYISO_A--NYISO_A-
3DE Y-Y: LEEDS 3-PLTVLLEY fl | 1538 | -1538 | 0 | 0 | 0 | 0 | 0 | NYISO_A--NYISO_GH
3DF Y-Y: FRASR345-COOPC345 f | 1404 | -1404 | 0 | 0 | 0 | 0 | 0 | NYISO_A--NYISO_A-
3E0 Y-Y: EDIC-N.SCOT77 fl N. | 1538 | -1538 | 0 | 0 | 0 | 0 | 0 | NYISO_A--NYISO_A-
3E1 Y-Y: EDIC-FRASR345 fl FR | 1195 | -1195 | 0 | 0 | 0 | 0 | 0 | NYISO_A--NYISO_A-
3E2 Y-Y: MARCY T1-COOPC345 f | 1345 | -1345 | 0 | 0 | 0 | 0 | 0 | NYISO_A--NYISO_A-
3E3 Y-Y: FRASR345-COOPC345 f | 1404 | -1404 | 0 | 0 | 0 | 0 | 0 | NYISO_A--NYISO_A-
3E4 Y-Y: N.SCOT77-LEEDS 3 fl | 1538 | -1538 | 0 | 0 | 0 | 0 | 0 | NYISO_A--NYISO_A-
3E5 Y-Y: FRASR345-COOPC345 f | 1404 | -1404 | 0 | 0 | 0 | 0 | 0 | NYISO_A--NYISO_A-
3E6 Y-Y: FRASR345-COOPC345 f | 1404 | -1404 | 0 | 0 | 0 | 0 | 0 | NYISO_A--NYISO_A-
3E7 Y-Y: EDIC-FRASR345 fl CO | 1195 | -1195 | 0 | 0 | 0 | 0 | 0 | NYISO_A--NYISO_A-
3E8 Y-Y: FRASR345-COOPC345 f | 1404 | -1404 | 0 | 0 | 0 | 0 | 0 | NYISO_A--NYISO_A-
3F6 Y-P: ERIE E-ERIE SE fl C | 554 | -554 | 0 | 0 | 0 | 0 | 0 | PJM_R_MA-PJM_R_MA
3F7 Y-P: S RIPLEY-ERIE E fl | 607 | -607 | 0 | 0 | 0 | 0 | 0 | NYISO_A--PJM_R_MA
3F9 Y-P: S RIPLEY-ERIE E fl | 607 | -607 | 0 | 0 | 0 | 0 | 0 | NYISO_A--PJM_R_MA
3FA Y-P: S RIPLEY-ERIE E fl | 607 | -607 | 0 | 0 | 0 | 0 | 0 | NYISO_A--PJM_R_MA
3FB Y-P: S RIPLEY-ERIE E fl | 607 | -607 | 0 | 0 | 0 | 0 | 0 | NYISO_A--PJM_R_MA
3FC Y-P: Q254RIPWEST-S RIPLE | 530 | -530 | 0 | 0 | 0 | 0 | 0 | NYISO_A--NYISO_A-
40B Y-E: NE_398_NY-LONG MTN | 1500 | -1500 | 0 | 0 | 0 | 0 | 0 | NEISO -NEISO
40C Y-E: NE_398_NY-LONG MTN | 1500 | -1500 | 0 | 0 | 0 | 0 | 0 | NEISO -NEISO
40D Y-E: PLTVLLEY-NE_398_NY | 1386 | -1386 | 0 | 0 | 0 | 0 | 0 | NYISO_GH-NEISO
411 Y-Y: BOWLINE1-WHAV345 | 747 | -747 | 0 | 0 | 0 | 0 | 0 | NYISO_GH-NYISO_GH
412 Y-Y: BOWLINE2-LADENTWN f | 747 | -747 | 0 | 0 | 0 | 0 | 0 | NYISO_GH-NYISO_GH
413 Y-Y: BOWLINE2-LADENTWN | 747 | -747 | 0 | 0 | 0 | 0 | 0 | NYISO_GH-NYISO_GH
414 Y-Y: BOWLINE2-LADENTWN f | 747 | -747 | 0 | 0 | 0 | 0 | 0 | NYISO_GH-NYISO_GH
416 Y-Y: BOWLINE2-LADENTWN f | 747 | -747 | 0 | 0 | 0 | 0 | 0 | NYISO_GH-NYISO_GH
417 Y-Y: BOWLINE2-LADENTWN f | 747 | -747 | 0 | 0 | 0 | 0 | 0 | NYISO_GH-NYISO_GH
418 Y-Y: BOWLINE2-LADENTWN f | 747 | -747 | 0 | 0 | 0 | 0 | 0 | NYISO_GH-NYISO_GH
419 Y-Y: BOWLINE2-LADENTWN f | 747 | -747 | 0 | 0 | 0 | 0 | 0 | NYISO_GH-NYISO_GH
41A Y-Y: BOWLINE2-LADENTWN f | 747 | -747 | 0 | 0 | 0 | 0 | 0 | NYISO_GH-NYISO_GH
41B Y-Y: BOWLINE2-LADENTWN f | 747 | -747 | 0 | 0 | 0 | 0 | 0 | NYISO_GH-NYISO_GH
41D Y-Y: ROSETON-ROCK TAV fl | 1623 | -1623 | 0 | 0 | 0 | 0 | 0 | NYISO_GH-NYISO_GH
41E Y-Y: BUCHANAN S-MILLWOOD | 1769 | -1769 | 0 | 0 | 0 | 0 | 0 | NYISO_GH-NYISO_GH
420 Y-Y: LADENTWN-RAMAPO fl | 1890 | -1890 | 0 | 0 | 0 | 0 | 0 | NYISO_GH-NYISO_GH
421 Y-Y: ROSETON-E FISHKILL | 2677 | -2677 | 0 | 0 | 0 | 0 | 0 | NYISO_GH-NYISO_GH
422 Y-Y: LADENTWN-BUCHANAN S | 1990 | -1990 | 0 | 0 | 0 | 0 | 0 | NYISO_GH-NYISO_GH
423 Y-Y: ROSETON-E FISHKILL | 2677 | -2677 | 0 | 0 | 0 | 0 | 0 | NYISO_GH-NYISO_GH
424 Y-Y: CLAY-PANNELL3 fl CL | 1285 | -1285 | 0 | 0 | 0 | 0 | 0 | NYISO_A--NYISO_A-
430 Y-Y: DUNWOODIE-SHORE RD | 1031.85 | -1031.85 | 718 | 716 | 2 | 0.26299 | -1000.0001 | NYISO_GH-NYISO_J_
434 Y-Y: REAC71-MOTT HAVEN f | 921.15 | -921.15 | 0 | 0 | 0 | 0 | 0 | NYISO_GH-NYISO_J_
435 Y-Y: REAC71-MOTT HAVEN f | 921.15 | -921.15 | 0 | 0 | 0 | 0 | 0 | NYISO_GH-NYISO_J_
436 Y-Y: DUNWOODIE-REAC72 fl | 851 | -851 | 0 | 0 | 0 | 0 | 0 | NYISO_GH-NYISO_GH
437 Y-Y: DUNWOODIE-REAC72 fl | 851 | -851 | 0 | 0 | 0 | 0 | 0 | NYISO_GH-NYISO_GH
438 Y-Y: REAC72-MOTT HAVEN f | 921.15 | -921.15 | 0 | 0 | 0 | 0 | 0 | NYISO_GH-NYISO_J_
44B Y-P: Q254RIPWEST-S RIPLE | 530 | -530 | 0 | 0 | 0 | 0 | 0 | NYISO_A--NYISO_A-
44D Y-E: FARRAGUT-E13ST 45 f | 1038.6 | -1038.6 | 14 | 14 | 0 | 0.025198 | 0 | NYISO_J_-NYISO_J_
44E Y-E: FARRAGUT-E13ST 46 f | 1081.35 | -1081.35 | 0 | 0 | 0 | 0 | 0 | NYISO_J_-NYISO_J_
450 Y-E: E13ST 46-W 49 ST fl | 1078.2 | -1078.2 | 0 | 0 | 0 | 0 | 0 | NYISO_J_-NYISO_J_
451 Y-E: E13ST 45-W 49 ST fl | 1078.2 | -1078.2 | 0 | 0 | 0 | 0 | 0 | NYISO_J_-NYISO_J_
45F Y-E: FARRAGUT-E13ST 45 | 1038.6 | -1038.6 | 0 | 0 | 0 | 0 | 0 | NYISO_J_-NYISO_J_
46B Y-Y: SHORE RD-DUNWOODIE | 1031.85 | -1031.85 | 0 | 0 | 0 | 0 | 0 | NYISO_J_-NYISO_GH
46C Y-Y: SHORE RD-DUNWOODIE | 1031.85 | -1031.85 | 1 | 1 | 0 | 22.951 | 0 | NYISO_J_-NYISO_GH
46D Y-Y: SHORE RD-DUNWOODIE | 1031.85 | -1031.85 | 1 | 0 | 1 | 0 | -4.6647 | NYISO_J_-NYISO_GH
46E Y-Y: SHORE RD-DUNWOODIE | 1031.85 | -1031.85 | 0 | 0 | 0 | 0 | 0 | NYISO_J_-NYISO_GH
46F Y-Y: SHORE RD-DUNWOODIE | 1031.85 | -1031.85 | 0 | 0 | 0 | 0 | 0 | NYISO_J_-NYISO_GH
470 Y-Y: SHORE RD-DUNWOODIE | 1031.85 | -1031.85 | 2 | 0 | 2 | 0 | -0.10557 | NYISO_J_-NYISO_GH
471 Y-Y: FARRAGUT-E13ST 46 | 1081.35 | -1081.35 | 0 | 0 | 0 | 0 | 0 | NYISO_J_-NYISO_J_
472 Y-Y: DUNWOODIE-W73 TAP f | 430 | -430 | 0 | 0 | 0 | 0 | 0 | NYISO_GH-NYISO_GH
473 Y-Y: FARRAGUT-E13ST 45 f | 1038.6 | -1038.6 | 0 | 0 | 0 | 0 | 0 | NYISO_J_-NYISO_J_
474 Y-Y: FARRAGUT-E13ST 46 f | 1081.35 | -1081.35 | 0 | 0 | 0 | 0 | 0 | NYISO_J_-NYISO_J_
489 P-Y: FRASR345-COOPC345 f | 1404 | -1404 | 0 | 0 | 0 | 0 | 0 | NYISO_A--NYISO_A-
48A P-Y: LACK-OXBOW | 617 | -617 | 0 | 0 | 0 | 0 | 0 | PJM_R_MA-PJM_R_MA
48B P-Y: OXBOW-N.MESHPN | 608 | -608 | 0 | 0 | 0 | 0 | 0 | PJM_R_MA-PJM_R_MA
48C P-Y: LACK-OXBOW fl WATRC | 617 | -617 | 0 | 0 | 0 | 0 | 0 | PJM_R_MA-PJM_R_MA
48D P-Y: OXBOW-N.MESHPN fl W | 608 | -608 | 0 | 0 | 0 | 0 | 0 | PJM_R_MA-PJM_R_MA
48E P-Y: LACK-OXBOW fl E.TWA | 617 | -617 | 0 | 0 | 0 | 0 | 0 | PJM_R_MA-PJM_R_MA
490 P-Y: LACK-OXBOW fl LACKA | 617 | -617 | 0 | 0 | 0 | 0 | 0 | PJM_R_MA-PJM_R_MA
491 P-Y: LACK-OXBOW fl GROVE | 617 | -617 | 0 | 0 | 0 | 0 | 0 | PJM_R_MA-PJM_R_MA
492 P-Y: LACK-OXBOW fl LAURH | 617 | -617 | 0 | 0 | 0 | 0 | 0 | PJM_R_MA-PJM_R_MA
494 P-Y: OXBOW-N.MESHPN fl E | 608 | -608 | 0 | 0 | 0 | 0 | 0 | PJM_R_MA-PJM_R_MA
495 P-Y: OXBOW-N.MESHPN fl G | 608 | -608 | 0 | 0 | 0 | 0 | 0 | PJM_R_MA-PJM_R_MA
496 P-Y: OXBOW-N.MESHPN fl L | 608 | -608 | 0 | 0 | 0 | 0 | 0 | PJM_R_MA-PJM_R_MA
497 P-Y: OXBOW-N.MESHPN fl H | 608 | -608 | 0 | 0 | 0 | 0 | 0 | PJM_R_MA-PJM_R_MA
498 P-Y: LACK-OXBOW fl MEYER | 617 | -617 | 0 | 0 | 0 | 0 | 0 | PJM_R_MA-PJM_R_MA
499 P-Y: OXBOW-N.MESHPN fl L | 608 | -608 | 0 | 0 | 0 | 0 | 0 | PJM_R_MA-PJM_R_MA
4A3 P-Y: FRASR345-COOPC345 f | 1404 | -1404 | 0 | 0 | 0 | 0 | 0 | NYISO_A--NYISO_A-
4A4 P-Y: LEEDS 3-PLTVLLEY fl | 1538 | -1538 | 0 | 0 | 0 | 0 | 0 | NYISO_A--NYISO_GH
4A5 P-Y: LACK-OXBOW | 617 | -617 | 0 | 0 | 0 | 0 | 0 | PJM_R_MA-PJM_R_MA
4A6 P-Y: LEEDS 3-PLTVLLEY fl | 1538 | -1538 | 0 | 0 | 0 | 0 | 0 | NYISO_A--NYISO_GH
4A7 P-Y: OXBOW-N.MESHPN | 608 | -608 | 0 | 0 | 0 | 0 | 0 | PJM_R_MA-PJM_R_MA
4A8 P-Y: ATHENS-PLTVLLEY fl | 1538 | -1538 | 0 | 0 | 0 | 0 | 0 | NYISO_GH-NYISO_GH
4A9 P-Y: ATHENS-PLTVLLEY fl | 1538 | -1538 | 0 | 0 | 0 | 0 | 0 | NYISO_GH-NYISO_GH
4AB P-Y: OXBOW-N.MESHPN fl W | 608 | -608 | 0 | 0 | 0 | 0 | 0 | PJM_R_MA-PJM_R_MA
4AE P-Y: LACK-OXBOW fl E.TWA | 617 | -617 | 0 | 0 | 0 | 0 | 0 | PJM_R_MA-PJM_R_MA
4B1 P-P: PEACHBTM-CNASTONE | 3707 | -3707 | 0 | 0 | 0 | 0 | 0 | PJM_E_MA-PJM_R_MA
4B3 P-P: PCHBTMTP-COOPER fl | 485 | -485 | 370 | 370 | 0 | 60.2847 | 0 | PJM_E_MA-PJM_E_MA
4B4 P-P: COOPER-GRACETON fl | 485 | -485 | 1 | 1 | 0 | 134.2492 | 0 | PJM_E_MA-PJM_R_MA
4B5 P-P: PEACHBTM-CNASTONE f | 3707 | -3707 | 54 | 54 | 0 | 13.7271 | 0 | PJM_E_MA-PJM_R_MA
4B7 P-P: PEACHBTM-CNASTONE f | 3707 | -3707 | 6 | 6 | 0 | 6.4819 | 0 | PJM_E_MA-PJM_R_MA
4B8 P-P: PEACHBTM-CNASTONE f | 3707 | -3707 | 0 | 0 | 0 | 0 | 0 | PJM_E_MA-PJM_R_MA
4B9 P-P: ROSELAND-WHIPPANY | 1233 | -1233 | 0 | 0 | 0 | 0 | 0 | PJM_E_MA-PJM_E_MA
4BB P-P: PEACHBTM-CNASTONE f | 3707 | -3707 | 0 | 0 | 0 | 0 | 0 | PJM_E_MA-PJM_R_MA
4BC P-P: PEACHBTM-CNASTONE f | 3707 | -3707 | 0 | 0 | 0 | 0 | 0 | PJM_E_MA-PJM_R_MA
4BD P-P: PEACHBTM-CNASTONE f | 3707 | -3707 | 0 | 0 | 0 | 0 | 0 | PJM_E_MA-PJM_R_MA
4BE P-P: PEACHBTM-CNASTONE f | 3707 | -3707 | 0 | 0 | 0 | 0 | 0 | PJM_E_MA-PJM_R_MA
4BF P-P: NOTTNGHM-NOTTREAC f | 627 | -627 | 0 | 0 | 0 | 0 | 0 | PJM_E_MA-PJM_E_MA
4C0 P-P: NOTTREAC-PCHBTMTP f | 627 | -627 | 0 | 0 | 0 | 0 | 0 | PJM_E_MA-PJM_E_MA
4C1 P-P: ROSELAND-WHIPPANY f | 1233 | -1233 | 0 | 0 | 0 | 0 | 0 | PJM_E_MA-PJM_E_MA
4C2 P-P: 3 MILE I-TMI fl CNA | 1072 | -1072 | 0 | 0 | 0 | 0 | 0 | PJM_R_MA-PJM_R_MA
4C3 P-P: ROSELAND-WHIPPANY f | 1233 | -1233 | 0 | 0 | 0 | 0 | 0 | PJM_E_MA-PJM_E_MA
4C5 P-Y: LACK-OXBOW | 617 | -617 | 0 | 0 | 0 | 0 | 0 | PJM_R_MA-PJM_R_MA
4C6 P-Y: OXBOW-N.MESHPN | 608 | -608 | 0 | 0 | 0 | 0 | 0 | PJM_R_MA-PJM_R_MA
4C7 P-Y: LACK-OXBOW fl WATRC | 617 | -617 | 0 | 0 | 0 | 0 | 0 | PJM_R_MA-PJM_R_MA
4C8 P-Y: OXBOW-N.MESHPN fl W | 608 | -608 | 0 | 0 | 0 | 0 | 0 | PJM_R_MA-PJM_R_MA
4C9 P-Y: LACK-OXBOW fl E.TWA | 617 | -617 | 0 | 0 | 0 | 0 | 0 | PJM_R_MA-PJM_R_MA
4CA P-Y: LACK-OXBOW fl HOPAT | 617 | -617 | 0 | 0 | 0 | 0 | 0 | PJM_R_MA-PJM_R_MA
4CC P-Y: LACK-OXBOW fl GROVE | 617 | -617 | 0 | 0 | 0 | 0 | 0 | PJM_R_MA-PJM_R_MA
4CD P-Y: LACK-OXBOW fl LAURH | 617 | -617 | 0 | 0 | 0 | 0 | 0 | PJM_R_MA-PJM_R_MA
4CE P-Y: OXBOW-N.MESHPN fl E | 608 | -608 | 0 | 0 | 0 | 0 | 0 | PJM_R_MA-PJM_R_MA
4D0 P-Y: OXBOW-N.MESHPN fl L | 608 | -608 | 0 | 0 | 0 | 0 | 0 | PJM_R_MA-PJM_R_MA
4D1 P-Y: OXBOW-N.MESHPN fl H | 608 | -608 | 0 | 0 | 0 | 0 | 0 | PJM_R_MA-PJM_R_MA
4D2 P-Y: OXBOW-N.MESHPN fl G | 608 | -608 | 0 | 0 | 0 | 0 | 0 | PJM_R_MA-PJM_R_MA
4D3 P-Y: OXBOW-N.MESHPN fl L | 608 | -608 | 0 | 0 | 0 | 0 | 0 | PJM_R_MA-PJM_R_MA
4DC P-P: PEACHBTM-CNASTONE f | 3707 | -3707 | 0 | 0 | 0 | 0 | 0 | PJM_E_MA-PJM_R_MA
4E0 P-P: PEACHBTM-CNASTONE f | 3707 | -3707 | 0 | 0 | 0 | 0 | 0 | PJM_E_MA-PJM_R_MA
4EA P-M: 06CLIFTY-7TRIMBLE f | 1177 | -1177 | 0 | 0 | 0 | 0 | 0 | NON_RTO_-NON_RTO_
4EB P-M: 06CLIFTY-7TRIMBLE f | 1177 | -1177 | 0 | 0 | 0 | 0 | 0 | NON_RTO_-NON_RTO_
4ED P-M: 06CLIFTY-7TRIMBLE f | 1177 | -1177 | 0 | 0 | 0 | 0 | 0 | NON_RTO_-NON_RTO_
4F1 P-M: 05BREED-16WHEAT fl | 956 | -956 | 1 | 1 | 0 | 9.6641 | 0 | PJM_REST-MISO_IN
4F2 P-M: 16WHEAT-16PETE fl E | 956 | -956 | 0 | 0 | 0 | 0 | 0 | MISO_IN -MISO_IN
4F5 P-M: 18COVERT-18PALISD f | 2294 | -2294 | 0 | 0 | 0 | 0 | 0 | MISO_MI -MISO_MI
4FB P-M: 18PALISD-18ROSVLT | 1433 | -1433 | 0 | 0 | 0 | 0 | 0 | MISO_MI -MISO_MI
4FE P-M: 02BAY SH-19MON12 | 1544 | -1544 | 0 | 0 | 0 | 0 | 0 | PJM_REST-MISO_MI
501 P-M: 02BAY SH-19MON12 fl | 1544 | -1544 | 1 | 0 | 1 | 0 | -9.4485 | PJM_REST-MISO_MI
503 P-M: 02BAY SH-19MON12 fl | 1544 | -1544 | 0 | 0 | 0 | 0 | 0 | PJM_REST-MISO_MI
510 P-M: 7COFFEEN-7ROXFORD f | 1195 | -1195 | 77 | 77 | 0 | 23.2421 | 0 | MISO_MO_-MISO_MO_
518 P-M: 7XENIA-7W MT VERNO | 1195 | -1195 | 0 | 0 | 0 | 0 | 0 | MISO_MO_-MISO_MO_
52F P-M: BYRON; R-WEMPL; B | 1726 | -1726 | 0 | 0 | 0 | 0 | 0 | PJM_REST-PJM_REST
530 P-M: LOCKP; R-LISLE; R f | 1528 | -1528 | 0 | 0 | 0 | 0 | 0 | PJM_REST-PJM_REST
535 P-M: LOCKP; B-LISLE; B f | 1528 | -1528 | 0 | 0 | 0 | 0 | 0 | PJM_REST-PJM_REST
536 P-M: BYRON; B-CHERR; B f | 1441 | -1441 | 0 | 0 | 0 | 0 | 0 | PJM_REST-PJM_REST
537 P-M: WEMPL; R-PAD 345 | 1726 | -1726 | 0 | 0 | 0 | 0 | 0 | PJM_REST-MISO_WUM
538 P-M: LOCKP; R-LISLE; R f | 1528 | -1528 | 0 | 0 | 0 | 0 | 0 | PJM_REST-PJM_REST
539 P-M: LOMBA; R-ITASC; R f | 1341 | -1341 | 0 | 0 | 0 | 0 | 0 | PJM_REST-PJM_REST
53B P-M: W407K;0T-W407M;0T f | 1479 | -1479 | 0 | 0 | 0 | 0 | 0 | PJM_REST-PJM_REST
53C P-M: ELECT;3R-W407K;0T f | 1479 | -1479 | 0 | 0 | 0 | 0 | 0 | PJM_REST-PJM_REST
53D P-M: BYRON; R-WEMPL; B f | 1726 | -1726 | 0 | 0 | 0 | 0 | 0 | PJM_REST-PJM_REST
54D P-T: 05BROADF-8SULLIVAN | 2119 | -2119 | 0 | 0 | 0 | 0 | 0 | PJM_REST-TVA
54F P-T: 05BROADF-8SULLIVAN | 2119 | -2119 | 0 | 0 | 0 | 0 | 0 | PJM_REST-TVA
55C P-V: 05J.FERR-8ANTIOCH f | 2317 | -2317 | 0 | 0 | 0 | 0 | 0 | PJM_REST-VACAR
55D P-V: 05J.FERR-8ANTIOCH f | 2317 | -2317 | 0 | 0 | 0 | 0 | 0 | PJM_REST-VACAR
55E P-V: 05J.FERR-8ANTIOCH f | 2317 | -2317 | 0 | 0 | 0 | 0 | 0 | PJM_REST-VACAR
55F P-V: 05J.FERR-8ANTIOCH f | 2317 | -2317 | 8 | 8 | 0 | 26.8481 | 0 | PJM_REST-VACAR
560 P-V: 05J.FERR-8ANTIOCH | 2317 | -2317 | 0 | 0 | 0 | 0 | 0 | PJM_REST-VACAR
561 P-V: 6ANTIOCH-6MITCH R f | 1176 | -1176 | 0 | 0 | 0 | 0 | 0 | VACAR -VACAR
563 P-V: 05NAGEL-6CANE RI fl | 598 | -598 | 0 | 0 | 0 | 0 | 0 | PJM_REST-VACAR
567 G-R: 6MCINTOSH-6PURRYSB | 2098 | -2098 | 0 | 0 | 0 | 0 | 0 | SOCO -VACAR
568 G-R: 8VALLEYVIEW-8LOWNDE | 1732 | -1732 | 0 | 0 | 0 | 0 | 0 | TVA -TVA
569 G-R: 6MCINTOSH-6PURRYSB | 2098 | -2098 | 0 | 0 | 0 | 0 | 0 | SOCO -VACAR
56A G-R: 6MCINTOSH-6PURRYSB | 2098 | -2098 | 0 | 0 | 0 | 0 | 0 | SOCO -VACAR
56B G-R: 8VALLEYVIEW-8LOWNDE | 1732 | -1732 | 1 | 1 | 0 | 13.2885 | 0 | TVA -TVA
56C G-R: 8VALLEYVIEW-8LOWNDE | 1732 | -1732 | 0 | 0 | 0 | 0 | 0 | TVA -TVA
56E G-R: 8VALLEYVIEW-8LOWNDE | 1732 | -1732 | 0 | 0 | 0 | 0 | 0 | TVA -TVA
56F G-R: 8VALLEYVIEW-8LOWNDE | 1732 | -1732 | 0 | 0 | 0 | 0 | 0 | TVA -TVA
571 G-R: 8VALLEYVIEW-8LOWNDE | 1732 | -1732 | 0 | 0 | 0 | 0 | 0 | TVA -TVA
574 G-R: 8VALLEYVIEW-8LOWNDE | 1732 | -1732 | 0 | 0 | 0 | 0 | 0 | TVA -TVA
576 G-R: 6HATBG SW-6ANGIE fl | 420 | -420 | 0 | 0 | 0 | 0 | 0 | SOCO -ENTERGY
577 G-R: 6HATBG SW-6ANGIE fl | 420 | -420 | 0 | 0 | 0 | 0 | 0 | SOCO -ENTERGY
578 G-R: 8VALLEYVIEW-8LOWNDE | 1732 | -1732 | 0 | 0 | 0 | 0 | 0 | TVA -TVA
579 G-R: 6HATBG SW-6ANGIE fl | 420 | -420 | 0 | 0 | 0 | 0 | 0 | SOCO -ENTERGY
57A G-F: 8THALMANN-DUVAL fl | 2598 | -2598 | 29 | 29 | 0 | 10.3317 | 0 | SOCO -FRCC
57B G-F: 8HATCH-DUVAL fl 8TH | 2598 | -2598 | 0 | 0 | 0 | 0 | 0 | SOCO -FRCC
57C G-F: 6KINGSLAND-ONEIL fl | 497 | -497 | 207 | 207 | 0 | 65.3108 | 0 | SOCO -FRCC
57D G-F: 6THALMANN 1-6COLERA | 596 | -596 | 0 | 0 | 0 | 0 | 0 | SOCO -SOCO
57E G-F: DUVAL-BRADFORD fl D | 478 | -478 | 5 | 0 | 5 | 0 | -649.4811 | FRCC -FRCC
57F G-F: 6COLERAIN-6KINGSLAN | 596 | -596 | 0 | 0 | 0 | 0 | 0 | SOCO -SOCO
580 G-F: BBRANCH-Y. WATER fl | 668 | -668 | 6707 | 6707 | 0 | 9.9033 | 0 | FRCC -FRCC
581 G-F: SWTZRLND-FPL120G1 f | 502 | -502 | 178 | 0 | 178 | 0 | -406.3391 | FRCC -FRCC
582 G-F: SUWANNEE-FT WHT N f | 604 | -604 | 0 | 0 | 0 | 0 | 0 | FRCC -FRCC
583 G-F: ONEIL-YULEE fl 8THA | 596 | -596 | 0 | 0 | 0 | 0 | 0 | FRCC -FRCC
584 G-F: SUWANNEE-FT WHT N f | 604 | -604 | 0 | 0 | 0 | 0 | 0 | FRCC -FRCC
585 G-F: BBRANCH-Y. WATER fl | 668 | -668 | 7785 | 7785 | 0 | 9.9006 | 0 | FRCC -FRCC
587 G-F: SUWANNEE-FT WHT N | 604 | -604 | 0 | 0 | 0 | 0 | 0 | FRCC -FRCC
589 G-F: SAMPSON-SILVERLF fl | 588 | -588 | 349 | 0 | 349 | 0 | -9.4088 | FRCC -FRCC
58A G-F: BUNNELL-FLGR BCH fl | 502 | -502 | 670 | 0 | 670 | 0 | -8.8666 | FRCC -FRCC
58B G-F: GREENLND-BARTRAM fl | 668 | -668 | 0 | 0 | 0 | 0 | 0 | FRCC -FRCC
58C G-F: BUNNELL-FLGR BCH fl | 502 | -502 | 871 | 0 | 871 | 0 | -8.9259 | FRCC -FRCC
58D G-F: SILVERLF-ORANGEDL f | 588 | -588 | 432 | 0 | 432 | 0 | -9.2575 | FRCC -FRCC
592 G-T: 6MCINTOSH-6PURRYSB | 2098 | -2098 | 0 | 0 | 0 | 0 | 0 | SOCO -VACAR
596 G-T: 6MCINTOSH-6PURRYSB | 2098 | -2098 | 0 | 0 | 0 | 0 | 0 | SOCO -VACAR
598 G-T: 6MCINTOSH-6PURRYSB | 2098 | -2098 | 0 | 0 | 0 | 0 | 0 | SOCO -VACAR
59E G-T: 05BROADF-8SULLIVAN | 2119 | -2119 | 0 | 0 | 0 | 0 | 0 | PJM_REST-TVA
5A0 G-T: 05BROADF-8SULLIVAN | 2119 | -2119 | 0 | 0 | 0 | 0 | 0 | PJM_REST-TVA
5A8 G-V: 6MCINTOSH-6PURRYSB | 2098 | -2098 | 0 | 0 | 0 | 0 | 0 | SOCO -VACAR
5AD G-V: 6MCINTOSH-6PURRYSB | 2098 | -2098 | 0 | 0 | 0 | 0 | 0 | SOCO -VACAR
5AE G-V: 6MCINTOSH-6PURRYSB | 1912 | -1912 | 0 | 0 | 0 | 0 | 0 | SOCO -VACAR
5AF G-V: 6VOGTLE-6SRS fl 6VA | 1020 | -1020 | 18 | 18 | 0 | 29.0021 | 0 | SOCO -VACAR
5B1 G-V: 6VOGTLE-6SRS fl 6PU | 1020 | -1020 | 1 | 1 | 0 | 4.2479 | 0 | SOCO -VACAR
5B9 S-R: MUSKOGE7-FTSMITH7 f | 956 | -956 | 0 | 0 | 0 | 0 | 0 | SPP_S -SPP_S
5BA S-R: TENRUSK7-CROCKET7 f | 789 | -789 | 0 | 0 | 0 | 0 | 0 | SPP_S -SPP_S
5BB S-R: MUSKOGE7-FTSMITH7 f | 956 | -956 | 0 | 0 | 0 | 0 | 0 | SPP_S -SPP_S
5BD S-R: MUSKOGE7-FTSMITH7 f | 956 | -956 | 0 | 0 | 0 | 0 | 0 | SPP_S -SPP_S
5BE S-R: FTSMITH7-FTSMITH1 f | 720 | -720 | 0 | 0 | 0 | 0 | 0 | SPP_S -SPP_S
5BF S-R: FTSMITH1-FTSMITH8 f | 720 | -720 | 0 | 0 | 0 | 0 | 0 | SPP_S -SPP_S
5C0 S-R: WELSH 7-DIANA 7 fl | 1059 | -1059 | 2553 | 2553 | 0 | 23.3883 | 0 | SPP_S -SPP_S
5C2 S-R: MUSKOGE7-FTSMITH7 f | 956 | -956 | 0 | 0 | 0 | 0 | 0 | SPP_S -SPP_S
5C3 S-R: MUSKOGE7-FTSMITH7 f | 956 | -956 | 0 | 0 | 0 | 0 | 0 | SPP_S -SPP_S
5C4 S-R: MUSKOGE7-FTSMITH7 f | 956 | -956 | 0 | 0 | 0 | 0 | 0 | SPP_S -SPP_S
5C5 S-R: MUSKOGE7-FTSMITH7 f | 956 | -956 | 0 | 0 | 0 | 0 | 0 | SPP_S -SPP_S
5C6 S-R: MUSKOGE7-FTSMITH7 f | 956 | -956 | 0 | 0 | 0 | 0 | 0 | SPP_S -SPP_S
5C7 S-R: MUSKOGE7-FTSMITH7 f | 956 | -956 | 0 | 0 | 0 | 0 | 0 | SPP_S -SPP_S
5C8 S-R: FTSMITH7-FTSMITH1 f | 720 | -720 | 0 | 0 | 0 | 0 | 0 | SPP_S -SPP_S
5CB S-M: 7BLACKBERRY-7MORGAN | 1054 | -1054 | 2 | 2 | 0 | 28.2607 | 0 | ENTERGY -ENTERGY
5D0 S-M: 7MONTGMRY-7ENON fl | 956 | -956 | 0 | 0 | 0 | 0 | 0 | MISO_MO_-MISO_MO_
5D1 S-M: 7MONTGMRY-7ENON fl | 956 | -956 | 0 | 0 | 0 | 0 | 0 | MISO_MO_-MISO_MO_
5D4 S-M: SIBLEY 7-7OVERTON f | 956 | -956 | 0 | 0 | 0 | 0 | 0 | SPP_N -MISO_MO_
5D5 S-M: 7MONTGMRY-7ENON fl | 956 | -956 | 0 | 0 | 0 | 0 | 0 | MISO_MO_-MISO_MO_
5D6 S-M: SIBLEY 7-7OVERTON f | 956 | -956 | 0 | 0 | 0 | 0 | 0 | SPP_N -MISO_MO_
5D7 S-M: SIBLEY 7-7OVERTON f | 956 | -956 | 0 | 0 | 0 | 0 | 0 | SPP_N -MISO_MO_
5D8 S-M: SIBLEY 7-7OVERTON f | 956 | -956 | 1 | 1 | 0 | 1.7539 | 0 | SPP_N -MISO_MO_
5D9 S-M: 7MCCREDIE-7MONTGMRY | 1193 | -1193 | 0 | 0 | 0 | 0 | 0 | MISO_MO_-MISO_MO_
5DA S-M: 7MONTGMRY-7ENON fl | 956 | -956 | 0 | 0 | 0 | 0 | 0 | MISO_MO_-MISO_MO_
5DB S-M: SIBLEY 7-7OVERTON f | 956 | -956 | 0 | 0 | 0 | 0 | 0 | SPP_N -MISO_MO_
5E0 S-M: MINGO 7-REDWILO3 fl | 717 | -717 | 640 | 623 | 17 | 46.801 | -28.9253 | SPP_N -NE
5E7 S-M: SHELDON 3-LAKEFLD3 | 864 | -864 | 0 | 0 | 0 | 0 | 0 | MISO_W -MISO_W
5EA S-M: S3456 3-S3455 3 fl | 956 | -956 | 0 | 0 | 0 | 0 | 0 | NE -NE
5F4 S-S: S3456 3-S3455 3 fl | 956 | -956 | 0 | 0 | 0 | 0 | 0 | NE -NE
5F5 S-S: JEC N 7-HOYT 7 fl L | 1076 | -1076 | 1 | 1 | 0 | 53.7212 | 0 | SPP_N -SPP_N
5F6 S-S: S3456 3-S3455 3 fl | 956 | -956 | 0 | 0 | 0 | 0 | 0 | NE -NE
5F7 S-S: S3456 3-S3455 3 fl | 956 | -956 | 0 | 0 | 0 | 0 | 0 | NE -NE
5F8 S-S: S3456 3-S3455 3 fl | 956 | -956 | 0 | 0 | 0 | 0 | 0 | NE -NE
5F9 S-S: S3456 3-S3455 3 fl | 956 | -956 | 0 | 0 | 0 | 0 | 0 | NE -NE
5FA S-S: S3456 3-S3455 3 fl | 956 | -956 | 0 | 0 | 0 | 0 | 0 | NE -NE
5FB S-S: S3456 3-S3455 3 fl | 956 | -956 | 0 | 0 | 0 | 0 | 0 | NE -NE
5FC S-S: S3456 3-S3455 3 fl | 956 | -956 | 0 | 0 | 0 | 0 | 0 | NE -NE
5FE S-S: GENTLMN3-GGS T1 fl | 336 | -336 | 0 | 0 | 0 | 0 | 0 | NE -NE
5FF S-S: GGS T1-GENTLMN4 fl | 336 | -336 | 0 | 0 | 0 | 0 | 0 | NE -NE
600 S-S: GENTLMN3-GENTLMN4 f | 336 | -336 | 1112 | 5 | 1107 | 81.8966 | -26.2787 | NE -NE
601 S-S: S3456 3-S3455 3 | 956 | -956 | 0 | 0 | 0 | 0 | 0 | NE -NE
602 S-S: MINGO 7-REDWILO3 fl | 717 | -717 | 0 | 0 | 0 | 0 | 0 | SPP_N -NE
603 S-S: MINGO 7-REDWILO3 fl | 717 | -717 | 0 | 0 | 0 | 0 | 0 | SPP_N -NE
604 S-S: MINGO 7-REDWILO3 fl | 717 | -717 | 0 | 0 | 0 | 0 | 0 | SPP_N -NE
605 S-S: S3456 3-S3459 3 fl | 956 | -956 | 0 | 0 | 0 | 0 | 0 | NE -NE
607 S-S: GE M102233-TUCO_INT | 560 | -560 | 139 | 3 | 136 | 7.2715 | -25.4896 | SPP_S -SPP_S
609 S-S: UPDATE DATA-TUCO_IN | 560 | -560 | 1 | 1 | 0 | 48.5383 | 0 | SPP_S -SPP_S
613 S-R: LONGWD 7-7SAREPT fl | 896 | -896 | 19 | 0 | 19 | 0 | -83.0707 | SPP_S -ENTERGY
615 S-R: LONGWD 7-7SAREPT fl | 896 | -896 | 0 | 0 | 0 | 0 | 0 | SPP_S -ENTERGY
616 S-R: LONGWD 7-7SAREPT fl | 896 | -896 | 0 | 0 | 0 | 0 | 0 | SPP_S -ENTERGY
617 S-R: LONGWD 7-7SAREPT fl | 896 | -896 | 0 | 0 | 0 | 0 | 0 | SPP_S -ENTERGY
619 S-R: LONGWD 7-7SAREPT fl | 896 | -896 | 0 | 0 | 0 | 0 | 0 | SPP_S -ENTERGY
622 S-S: LANG 7-EMPEC 7 fl L | 1195 | -1195 | 333 | 77 | 256 | 34.7548 | -19.2301 | SPP_N -SPP_N
623 T-R: 8MCADAM-6MCADAM fl | 560 | -560 | 8 | 8 | 0 | 11.8867 | 0 | ENTERGY -ENTERGY
624 T-R: 6PICKNS-6CANTON fl | 462 | -462 | 0 | 0 | 0 | 0 | 0 | ENTERGY -ENTERGY
625 T-R: 6CANTON-6CANTONS fl | 462 | -462 | 0 | 0 | 0 | 0 | 0 | ENTERGY -ENTERGY
628 T-R: 8BOGALUS-6ADMSCRK f | 1200 | -1200 | 0 | 0 | 0 | 0 | 0 | ENTERGY -ENTERGY
629 T-R: 8WOLFCRK-8MCADAM fl | 1732 | -1732 | 0 | 0 | 0 | 0 | 0 | ENTERGY -ENTERGY
62A T-R: 6CANTONS-6YANDEL fl | 462 | -462 | 0 | 0 | 0 | 0 | 0 | ENTERGY -ENTERGY
62B T-R: 8MCADAM-6MCADAM fl | 615 | -615 | 0 | 0 | 0 | 0 | 0 | ENTERGY -ENTERGY
62C T-R: 6MCADAM-6PICKNS fl | 796 | -796 | 0 | 0 | 0 | 0 | 0 | ENTERGY -ENTERGY
632 T-R: 8WOLFCRK-8MCADAM fl | 1732 | -1732 | 0 | 0 | 0 | 0 | 0 | ENTERGY -ENTERGY
635 T-R: 8R.BRAS-8FRKLIN fl | 1732 | -1732 | 0 | 0 | 0 | 0 | 0 | ENTERGY -ENTERGY
636 T-R: 8WOLFCRK-8MCADAM | 1732 | -1732 | 0 | 0 | 0 | 0 | 0 | ENTERGY -ENTERGY
645 T-L: 05JEFRSO-06CLIFTY f | 1935 | -1935 | 44 | 44 | 0 | 16.5264 | 0 | PJM_REST-NON_RTO_
647 T-L: 05JEFRSO-06CLIFTY f | 1935 | -1935 | 0 | 0 | 0 | 0 | 0 | PJM_REST-NON_RTO_
648 T-L: 05JEFRSO-06CLIFTY f | 1935 | -1935 | 170 | 170 | 0 | 18.2277 | 0 | PJM_REST-NON_RTO_
649 T-L: 05JEFRSO-06CLIFTY f | 1935 | -1935 | 0 | 0 | 0 | 0 | 0 | PJM_REST-NON_RTO_
64E T-G: 8OCONEE-8MIDDLE FOR | 3063 | -3063 | 3 | 3 | 0 | 659.7361 | 0 | VACAR -SOCO
651 T-G: 8SEQUOYAH N-8BRADLE | 2598 | -2598 | 2327 | 2326 | 1 | 44.0639 | -25.6297 | TVA -TVA
652 T-G: 6DALTON 6-6OOSTANAU | 664 | -664 | 2057 | 2057 | 0 | 90.35 | 0 | SOCO -SOCO
653 T-G: 6DALTON 6-6OOSTANAU | 664 | -664 | 14 | 14 | 0 | 535.1372 | 0 | SOCO -SOCO
655 T-G: 8BRADLEY TN-8CONASA | 2598 | -2598 | 11 | 11 | 0 | 190.7499 | 0 | TVA -SOCO
65B T-G: 8OCONEE-8MIDDLE FOR | 3063 | -3063 | 0 | 0 | 0 | 0 | 0 | VACAR -SOCO
65C T-G: 8SEQUOYAH N-8BRADLE | 2598 | -2598 | 14 | 14 | 0 | 19.9952 | 0 | TVA -TVA
65D T-G: 6DALTON 6-6OOSTANAU | 664 | -664 | 89 | 89 | 0 | 48.9155 | 0 | SOCO -SOCO
674 V-P: 8CUMBER-CUMBERLD fl | 1680 | -1680 | 3246 | 3246 | 0 | 136.4349 | 0 | VACAR -VACAR
675 V-P: CUMBERLD-6CUMBERL f | 1680 | -1680 | 8 | 8 | 0 | 107.927 | 0 | VACAR -VACAR
676 V-P: 8CUMBER-CUMBERLD fl | 1680 | -1680 | 0 | 0 | 0 | 0 | 0 | VACAR -VACAR
678 V-P: CUMBERLD-6CUMBERL f | 1680 | -1680 | 0 | 0 | 0 | 0 | 0 | VACAR -VACAR
67A V-P: 8CUMBER-CUMBERLD fl | 1680 | -1680 | 0 | 0 | 0 | 0 | 0 | VACAR -VACAR
67B V-P: CUMBERLD-6CUMBERL f | 1680 | -1680 | 0 | 0 | 0 | 0 | 0 | VACAR -VACAR
67C V-P: 8CUMBER-CUMBERLD fl | 1680 | -1680 | 0 | 0 | 0 | 0 | 0 | VACAR -VACAR
67D V-P: CUMBERLD-6CUMBERL f | 1680 | -1680 | 0 | 0 | 0 | 0 | 0 | VACAR -VACAR
67E V-P: 8CUMBER-CUMBERLD fl | 1680 | -1680 | 0 | 0 | 0 | 0 | 0 | VACAR -VACAR
67F V-P: CUMBERLD-6CUMBERL f | 1680 | -1680 | 0 | 0 | 0 | 0 | 0 | VACAR -VACAR
680 V-P: 8CUMBER-CUMBERLD fl | 1680 | -1680 | 0 | 0 | 0 | 0 | 0 | VACAR -VACAR
681 V-P: 8CUMBER-CUMBERLD fl | 1680 | -1680 | 0 | 0 | 0 | 0 | 0 | VACAR -VACAR
682 V-P: CUMBERLD-6CUMBERL f | 1680 | -1680 | 0 | 0 | 0 | 0 | 0 | VACAR -VACAR
683 V-P: CUMBERLD-6CUMBERL f | 1680 | -1680 | 0 | 0 | 0 | 0 | 0 | VACAR -VACAR
684 V-P: 8CUMBER-CUMBERLD fl | 1680 | -1680 | 0 | 0 | 0 | 0 | 0 | VACAR -VACAR
685 V-P: CUMBERLD-6CUMBERL f | 1680 | -1680 | 0 | 0 | 0 | 0 | 0 | VACAR -VACAR
686 V-P: 8PERSON-PERSON fl 8 | 1000 | -1000 | 768 | 768 | 0 | 27.4162 | 0 | VACAR -VACAR
687 V-P: PERSON-6PERSON fl 8 | 1000 | -1000 | 2 | 2 | 0 | 28.1813 | 0 | VACAR -VACAR
689 V-G: 8OCONEE-8MIDDLE FOR | 3063 | -3063 | 614 | 614 | 0 | 89.3804 | 0 | VACAR -SOCO
68C V-G: 8JOCASSE-8OCONEE | 2218 | -2218 | 0 | 0 | 0 | 0 | 0 | VACAR -VACAR
68E V-G: 8OCONEE-8MIDDLE FOR | 3063 | -3063 | 0 | 0 | 0 | 0 | 0 | VACAR -SOCO
68F V-G: 8OCONEE-8MIDDLE FOR | 3063 | -3063 | 0 | 0 | 0 | 0 | 0 | VACAR -SOCO
691 V-G: 8OCONEE-8MIDDLE FOR | 3063 | -3063 | 0 | 0 | 0 | 0 | 0 | VACAR -SOCO
693 V-G: 8OCONEE-8MIDDLE FOR | 3063 | -3063 | 0 | 0 | 0 | 0 | 0 | VACAR -SOCO
696 V-G: 6GWD CO-6RUSSEL fl | 797 | -797 | 25 | 25 | 0 | 59.4439 | 0 | VACAR -SOCO
698 V-G: 8JOCASSE-8OCONEE fl | 2218 | -2218 | 0 | 0 | 0 | 0 | 0 | VACAR -VACAR
69B V-G: 8JOCASSE-8OCONEE fl | 2218 | -2218 | 0 | 0 | 0 | 0 | 0 | VACAR -VACAR
6AE V-T: 8OCONEE-8MIDDLE FOR | 3063 | -3063 | 0 | 0 | 0 | 0 | 0 | VACAR -SOCO
6B0 T-V: 6R_WMCINTSH-6MCINTO | 1614 | -1614 | 527 | 527 | 0 | 76.2981 | 0 | SOCO -SOCO
6B2 T-V: 6W MCINTOSH-6R_WMCI | 1614 | -1614 | 0 | 0 | 0 | 0 | 0 | SOCO -SOCO
6B3 T-V: 6R_WMCINTSH-6MCINTO | 1614 | -1614 | 14 | 14 | 0 | 484.5984 | 0 | SOCO -SOCO
6B6 T-V: 6VOGTLE-6SRS fl 8VO | 1020 | -1020 | 0 | 0 | 0 | 0 | 0 | SOCO -VACAR
6BE T-V: 6VOGTLE-6SRS fl 8SC | 1020 | -1020 | 0 | 0 | 0 | 0 | 0 | SOCO -VACAR
6C0 V-P: 6PERSON-6HALIFAX fl | 1195 | -1195 | 0 | 0 | 0 | 0 | 0 | VACAR -PJM_REST
6C1 V-P: 6PERSON-6HALIFAX fl | 1195 | -1195 | 0 | 0 | 0 | 0 | 0 | VACAR -PJM_REST
6C2 V-P: 6PERSON-6HALIFAX fl | 1195 | -1195 | 0 | 0 | 0 | 0 | 0 | VACAR -PJM_REST
6C3 V-P: 6PERSON-6HALIFAX fl | 1195 | -1195 | 0 | 0 | 0 | 0 | 0 | VACAR -PJM_REST
6C4 V-P: 6PERSON-6HALIFAX fl | 1195 | -1195 | 0 | 0 | 0 | 0 | 0 | VACAR -PJM_REST
6C5 V-P: 6PERSON-6HALIFAX fl | 1195 | -1195 | 0 | 0 | 0 | 0 | 0 | VACAR -PJM_REST
6C6 V-P: 6PERSON-6HALIFAX fl | 1195 | -1195 | 0 | 0 | 0 | 0 | 0 | VACAR -PJM_REST
6C8 V-P: 6PERSON-6HALIFAX fl | 1195 | -1195 | 0 | 0 | 0 | 0 | 0 | VACAR -PJM_REST
6C9 V-P: 6PERSON-6HALIFAX fl | 1195 | -1195 | 0 | 0 | 0 | 0 | 0 | VACAR -PJM_REST
6CA V-P: 6PERSON-6HALIFAX | 1195 | -1195 | 0 | 0 | 0 | 0 | 0 | VACAR -PJM_REST
6CB V-P: 6HALIFAX-6CLOVER fl | 797 | -797 | 483 | 483 | 0 | 25.6058 | 0 | PJM_REST-PJM_REST
6CC V-P: 6HALIFAX-6CLOVER fl | 797 | -797 | 1023 | 1023 | 0 | 27.4014 | 0 | PJM_REST-PJM_REST
6CD V-P: 6PA-GRNV-6EVERETS f | 1195 | -1195 | 0 | 0 | 0 | 0 | 0 | VACAR -PJM_REST
6CE V-P: 6PA-GRNV-6EVERETS f | 1195 | -1195 | 0 | 0 | 0 | 0 | 0 | VACAR -PJM_REST
6CF V-P: 05J.FERR-05J.FERR f | 1845 | -1845 | 0 | 0 | 0 | 0 | 0 | PJM_REST-PJM_REST
6D0 V-P: 05J.FERR-05J.FERR f | 1845 | -1845 | 0 | 0 | 0 | 0 | 0 | PJM_REST-PJM_REST
6D1 V-P: 05J.FERR-05J.FERR f | 1845 | -1845 | 0 | 0 | 0 | 0 | 0 | PJM_REST-PJM_REST
6D2 V-P: 05J.FERR-05J.FERR | 1845 | -1845 | 0 | 0 | 0 | 0 | 0 | PJM_REST-PJM_REST
6D3 V-P: 05J.FERR-05J.FERR f | 1845 | -1845 | 0 | 0 | 0 | 0 | 0 | PJM_REST-PJM_REST
6D4 V-G: 6MIDDLE FOR-6KATFIS | 596 | -596 | 0 | 0 | 0 | 0 | 0 | SOCO -SOCO
6D5 V-G: 6RUSSEL-6LEXINGTON | 596 | -596 | 0 | 0 | 0 | 0 | 0 | SOCO -SOCO
6DB V-G: 6HW ENERGY-6BIO fl | 828 | -828 | 0 | 0 | 0 | 0 | 0 | SOCO -SOCO
6DD V-T: 6W MCINTOSH-6R_WMCI | 1614 | -1614 | 0 | 0 | 0 | 0 | 0 | SOCO -SOCO
6DE V-T: 6R_WMCINTSH-6MCINTO | 1614 | -1614 | 53 | 53 | 0 | 521.9916 | 0 | SOCO -SOCO
6DF V-T: 6W MCINTOSH-6R_WMCI | 1614 | -1614 | 5 | 5 | 0 | 551.0887 | 0 | SOCO -SOCO
6E0 V-T: 6R_WMCINTSH-6MCINTO | 1614 | -1614 | 811 | 811 | 0 | 147.6346 | 0 | SOCO -SOCO
6E2 V-T: 6W MCINTOSH-6R_WMCI | 1614 | -1614 | 0 | 0 | 0 | 0 | 0 | SOCO -SOCO
6E6 V-T: 6KATFISH KO-6CLERMO | 596 | -596 | 0 | 0 | 0 | 0 | 0 | SOCO -SOCO
6E8 V-T: 8OCONEE-8MIDDLE FOR | 3063 | -3063 | 0 | 0 | 0 | 0 | 0 | VACAR -SOCO
6E9 V-T: 8OCONEE-8MIDDLE FOR | 3063 | -3063 | 0 | 0 | 0 | 0 | 0 | VACAR -SOCO
6EB V-T: 8OCONEE-8MIDDLE FOR | 3063 | -3063 | 0 | 0 | 0 | 0 | 0 | VACAR -SOCO
6F0 V-T: 8OCONEE-8MIDDLE FOR | 3063 | -3063 | 0 | 0 | 0 | 0 | 0 | VACAR -SOCO
6F2 R-R: 8ANO 50-8P HILL fl | 1732 | -1732 | 225 | 225 | 0 | 23.2823 | 0 | ENTERGY -ENTERGY
6F3 R-R: 8G.GULF-8FRKLIN fl | 2598 | -2598 | 0 | 0 | 0 | 0 | 0 | ENTERGY -ENTERGY
6F4 R-R: 8MCKNT-8COLY 5 fl | 2598 | -2598 | 0 | 0 | 0 | 0 | 0 | ENTERGY -ENTERGY
6F5 R-R: 6A.A.C.-6LICAR fl 8 | 685 | -685 | 0 | 0 | 0 | 0 | 0 | ENTERGY -ENTERGY
6F6 R-R: 6WATFRD-6TEZCUCO fl | 639 | -639 | 0 | 0 | 0 | 0 | 0 | ENTERGY -ENTERGY
6F7 R-R: 8COLY 5-6COLY 2 f | 1200 | -1200 | 0 | 0 | 0 | 0 | 0 | ENTERGY -ENTERGY
6F8 R-R: 3TEREBN-3GRENWD fl | 227 | -227 | 1 | 1 | 0 | 2.2998 | 0 | ENTERGY -ENTERGY
6F9 R-R: 8MTOLIV-8HARTBRG fl | 1200 | -1200 | 0 | 0 | 0 | 0 | 0 | ENTERGY -ENTERGY
6FA R-R: 6CHINA-6CHPTSR1 fl | 837 | -837 | 0 | 0 | 0 | 0 | 0 | ENTERGY -ENTERGY
6FB R-R: 8NELSON-6NLSON fl 8 | 560 | -560 | 0 | 0 | 0 | 0 | 0 | ENTERGY -ENTERGY
6FC R-R: 6SABINE-6BTHREE fl | 685 | -685 | 0 | 0 | 0 | 0 | 0 | ENTERGY -ENTERGY
6FD R-R: 8HARTBRG-6HARTBRG f | 800 | -800 | 0 | 0 | 0 | 0 | 0 | ENTERGY -ENTERGY
6FE R-R: 6JACINTO-6PEACHCREE | 501 | -501 | 0 | 0 | 0 | 0 | 0 | ENTERGY -ENTERGY
6FF R-R: 8MCADAM-6MCADAM fl | 615 | -615 | 0 | 0 | 0 | 0 | 0 | ENTERGY -ENTERGY
700 R-R: 8WH BLF-8KEO fl 8KN | 2165 | -2165 | 0 | 0 | 0 | 0 | 0 | ENTERGY -ENTERGY
701 R-R: 7BLAND-7FRANKS fl 7 | 1273 | -1273 | 0 | 0 | 0 | 0 | 0 | MISO_MO_-ENTERGY
702 R-R: 7ST FRANC-7LUTESVIL | 1661 | -1661 | 0 | 0 | 0 | 0 | 0 | MISO_MO_-MISO_MO_
703 R-R: 6WATFRD-6TEZCUCO fl | 639 | -639 | 0 | 0 | 0 | 0 | 0 | ENTERGY -ENTERGY
705 R-R: 8MTOLIV-8HARTBRG fl | 1200 | -1200 | 1 | 1 | 0 | 2.5017 | 0 | ENTERGY -ENTERGY
706 R-R: NWTXARK7-LONGWD 7 f | 1940 | -1940 | 0 | 0 | 0 | 0 | 0 | SPP_S -SPP_S
707 R-R: 3TEREBN-3GRENWD fl | 227 | -227 | 0 | 0 | 0 | 0 | 0 | ENTERGY -ENTERGY
708 R-R: 8MTOLIV-6MTOLIV fl | 560 | -560 | 0 | 0 | 0 | 0 | 0 | ENTERGY -ENTERGY
709 R-R: 6CHISOLMROAD-6SABIN | 566 | -566 | 1 | 1 | 0 | 17.2825 | 0 | ENTERGY -ENTERGY
70A R-R: 8WEBRE-8BYLBUT fl 8 | 2295 | -2295 | 0 | 0 | 0 | 0 | 0 | ENTERGY -ENTERGY
444 O-Y: BECK_#2_TS-BECK_#2P | 1760 | -1620 | 0 | 0 | 0 | 0 | 0 | IESO -IESO
445 O-Y: ST_LAWR_R33-ST_LAWR | 300 | -300 | 7613 | 5626 | 1987 | 3.115 | -1.5556 | IESO -IESO
448 Y-O: WHITESH7-WHSL2PH7 | 325 | -9988 | 1 | 1 | 0 | 0.26592 | 0 | MAPP_CA -MAPP_CA
449 O-C: WHITESH7-WHSL2PH7 | 288 | -9988 | 2729 | 2728 | 1 | 10.9305 | 0 | MAPP_CA -MAPP_CA
44A M-O: LAMBTON_P1K1-LAMBTO | 1600 | -2000 | 913 | 843 | 70 | 0.0046421 | -0.0010334 | IESO -IESO
44C M-O: FT_FRANCES-INTPHAS7 | 100 | -150 | 1025 | 112 | 913 | 26.4962 | -4.399 | IESO -MISO_W
44E O-O: BECK_#2_TS-NIA_WEST | 1800 | -1800 | 0 | 0 | 0 | 0 | 0 | IESO -IESO