## Title
Phase II, Scenario 1 Sensitivity, Reduced Wind
"The results presented herein use modeling assumptions developed by EIPC, EIPC stakeholders and CRA for purposes of EIPC capacity expansion modeling. As such, these results do not necessarily reflect the opinions or views of CRA or any individual EIPC stakeholder."

## Hourly HVDC Flows
Date | Hour | HVDCGRE-CO-6 2-GRE-DI-5 3--1 | HVDCGRE-CO-6 2-GRE-DI-5 3--2 | HVDCRAR RVR 2-NEPTCONV 3--3 | HVDCSQBUTTE4 2-ARROWHD4 2--4 | HVDCSQBUTTE4 2-ARROWHD4 2--5 | HVDCIA-G S-2 7-05SULLVA 7--6 | HVDCIATAN765 7-05HANG R 7--7 | HVDCBRKNGC-1 7-COLLI; 7--8 | HVDCLKFLDX-1 7-05GRNTWN 7--9 | HVDCMN-I S-1 7-05MARYSV 7--A | HVDCSOONER-1 7-05J.FERR 7--B | HVDCCNV_BRG1 -CNV_BRG2 --C | HVDCQ283HV-1 3-Q283HV-2 3--D
2030-01-01 | 1 | 153.4624 | 153.4624 | 0 | 0 | 0 | 3760.6348 | 3022.9587 | 124.9431 | 3743.0737 | 3642.4895 | 3538.2996 | 0 | -1080.5968
2030-01-01 | 2 | 153.4624 | 153.4624 | 0 | 0 | 0 | 3777.1387 | 3625.937 | 3785.2273 | 3743.0737 | 3642.4895 | 3538.2996 | 0 | -1080.5968
2030-01-01 | 3 | 153.4624 | 153.4624 | 0 | 0 | 0 | 3777.1387 | 3625.937 | 3785.2273 | 3743.0737 | 3642.4895 | 3538.2996 | 0 | -1080.5968
2030-01-01 | 4 | 153.4624 | 153.4624 | 0 | 0 | 0 | 3777.1387 | 3625.937 | 3785.2273 | 3743.0737 | 3642.4895 | 3538.2996 | 0 | -1080.5968
2030-01-01 | 5 | 153.4624 | 153.4624 | 0 | 0 | 0 | 3777.1387 | 3625.937 | 3785.2273 | 3743.0737 | 3642.4895 | 3538.2996 | 0 | -1080.5968
2030-01-01 | 6 | 153.4624 | 153.4624 | 0 | 0 | 0 | 3777.1387 | 3625.937 | 3785.2273 | 3743.0737 | 3642.4895 | 3538.2996 | 0 | -1080.5968
2030-01-01 | 7 | 153.4624 | 153.4624 | 0 | 0 | 0 | 3777.1387 | 3625.937 | 3785.2273 | 3743.0737 | 3642.4895 | 3538.2996 | 0 | -1080.5968
2030-01-01 | 8 | 153.4624 | 153.4624 | 0 | 0 | 0 | 3777.1387 | 3625.937 | 3785.2273 | 3743.0737 | 3642.4895 | 3538.2996 | 0 | -1080.5968
2030-01-01 | 9 | 153.4624 | 153.4624 | 0 | 0 | 0 | 3777.1387 | 3625.937 | 3785.2273 | 3743.0737 | 3642.4895 | 3538.2996 | 0 | -1080.5968
2030-01-01 | 10 | 153.4624 | 153.4624 | 0 | 0 | 0 | 3777.1387 | 3625.937 | 3785.2273 | 3743.0737 | 3642.4895 | 3538.2996 | 0 | -1080.5968
2030-01-01 | 11 | 153.4624 | 153.4624 | 0 | 0 | 0 | 3777.1387 | 3625.937 | 3785.2273 | 3743.0737 | 3642.4895 | 3538.2996 | 0 | -1080.5968
2030-01-01 | 12 | 153.4624 | 153.4624 | 0 | 0 | 0 | 3777.1387 | 3625.937 | 3785.2273 | 3743.0737 | 3642.4895 | 3538.2996 | 0 | -1080.5968
2030-01-01 | 13 | 153.4624 | 153.4624 | 0 | 0 | 0 | 3777.1387 | 3625.937 | 3256.0112 | 3743.0737 | 3642.4895 | 3538.2996 | 0 | -1080.5968
2030-01-01 | 14 | 153.4624 | 153.4624 | 0 | 0 | 0 | 3777.1387 | 3625.937 | 3785.2273 | 3743.0737 | 3642.4895 | 3538.2996 | 0 | -1080.5968
2030-01-01 | 15 | 153.4624 | 153.4624 | 0 | 0 | 0 | 3777.1387 | 3625.937 | 3785.2273 | 3743.0737 | 3642.4895 | 3538.2996 | 0 | -1080.5968
2030-01-01 | 16 | 153.4624 | 153.4624 | 0 | 0 | 0 | 3777.1387 | 3625.937 | 3785.2273 | 3743.0737 | 3642.4895 | 3538.2996 | 51.5275 | -1080.5968
2030-01-01 | 17 | 153.4624 | 153.4624 | 0 | 0 | 0 | 3777.1387 | 3625.937 | 2317.2312 | 3743.0737 | 3642.4895 | 3538.2996 | 485.2712 | -1080.5968
2030-01-01 | 18 | 153.4624 | 153.4624 | 192.0533 | 0 | 0 | 3777.1387 | 3625.937 | 1148.1786 | 3743.0737 | 3642.4895 | 3538.2996 | 323.5141 | -4.53e-06
2030-01-01 | 19 | 153.4624 | 153.4624 | 646.4664 | 0 | 0 | 3777.1387 | 3625.937 | 365.0846 | 3743.0737 | 3642.4895 | 3538.2996 | 647.0283 | 1080.5968
2030-01-01 | 20 | 153.4624 | 153.4624 | 167.9808 | 0 | 0 | 3777.1387 | 3625.937 | 242.597 | 3743.0737 | 3642.4895 | 3538.2996 | 91.2527 | -4.53e-06
2030-01-01 | 21 | 153.4624 | 153.4624 | 0 | 0 | 0 | 3777.1387 | 3625.937 | 3177.5366 | 3743.0737 | 3642.4895 | 3538.2996 | 0 | -1080.5968
2030-01-01 | 22 | 153.4624 | 153.4624 | 0 | 0 | 0 | 3777.1387 | 3625.937 | 2045.2751 | 3743.0737 | 3642.4895 | 3538.2996 | 0 | -1080.5968
2030-01-01 | 23 | 153.4624 | 153.4624 | 0 | 0 | 0 | 3777.1387 | 3625.937 | 3785.2273 | 3743.0737 | 3642.4895 | 3538.2996 | 0 | -1080.5968
2030-01-01 | 24 | 153.4624 | 153.4624 | 0 | 0 | 0 | 3777.1387 | 3625.937 | 3785.2273 | 3743.0737 | 3642.4895 | 3538.2996 | 0 | -4.53e-06
2030-01-02 | 1 | 153.4624 | 153.4624 | 0 | 0 | 0 | 3777.1387 | 3625.937 | 3785.2273 | 3743.0737 | 3642.4895 | 3538.2996 | 0 | -1080.5968
2030-01-02 | 2 | 0 | 0 | 0 | 0 | 0 | 3777.1387 | 3625.937 | 3785.2273 | 3743.0737 | 3642.4895 | 3538.2996 | 0 | -1080.5968
2030-01-02 | 3 | 0 | 0 | 0 | 0 | 0 | 3777.1387 | 3625.937 | 3439.8125 | 3743.0737 | 3642.4895 | 3538.2996 | 0 | -1080.5968
2030-01-02 | 4 | 0 | 0 | 0 | 0 | 0 | 3777.1387 | 3625.937 | 3689.2961 | 3743.0737 | 3642.4895 | 3538.2996 | 0 | -1080.5968
2030-01-02 | 5 | 0 | 0 | 0 | 0 | 0 | 3777.1387 | 3625.937 | 3785.2273 | 3743.0737 | 3642.4895 | 3538.2996 | 0 | -1080.5968
2030-01-02 | 6 | 0 | 0 | 0 | 0 | 0 | 3777.1387 | 3625.937 | 3450.9885 | 3743.0737 | 3642.4895 | 3538.2996 | 0 | -1080.5968
2030-01-02 | 7 | 153.4624 | 153.4624 | 0 | 0 | 0 | 3777.1387 | 3625.937 | 3785.2273 | 3743.0737 | 3642.4895 | 3538.2996 | 0 | -1080.5968
2030-01-02 | 8 | 0 | 0 | 0 | 0 | 0 | 3777.1387 | 3625.937 | 3785.2273 | 3743.0737 | 3642.4895 | 3538.2996 | 0 | 1080.5968
2030-01-02 | 9 | 153.4624 | 153.4624 | 0 | 0 | 0 | 3777.1387 | 3625.937 | 3785.2273 | 3743.0737 | 3642.4895 | 3538.2996 | 0 | -1080.5968
2030-01-02 | 10 | 153.4624 | 153.4624 | 0 | 0 | 0 | 3777.1387 | 3625.937 | 3785.2273 | 3743.0737 | 3642.4895 | 3538.2996 | 0 | -1080.5968
2030-01-02 | 11 | 153.4624 | 153.4624 | 0 | 0 | 0 | 3777.1387 | 3625.937 | 3785.2273 | 3743.0737 | 3642.4895 | 3538.2996 | 0 | -1080.5968
2030-01-02 | 12 | 153.4624 | 153.4624 | 0 | 0 | 0 | 3777.1387 | 3625.937 | 3785.2273 | 3743.0737 | 3642.4895 | 3538.2996 | 0 | -1080.5968
2030-01-02 | 13 | 153.4624 | 153.4624 | 0 | 0 | 0 | 3777.1387 | 3625.937 | 3785.2273 | 3743.0737 | 3642.4895 | 3538.2996 | 0 | -1080.5968
2030-01-02 | 14 | 153.4624 | 153.4624 | 0 | 0 | 0 | 3777.1387 | 3625.937 | 3785.2273 | 3743.0737 | 3642.4895 | 3538.2996 | 0 | -1080.5968
2030-01-02 | 15 | 153.4624 | 153.4624 | 0 | 0 | 0 | 3777.1387 | 3625.937 | 3785.2273 | 3743.0737 | 3642.4895 | 3538.2996 | 0 | -1080.5968
2030-01-02 | 16 | 153.4624 | 153.4624 | 0 | 0 | 0 | 3777.1387 | 3625.937 | 3785.2273 | 3743.0737 | 3642.4895 | 3538.2996 | 0 | -1080.5968
2030-01-02 | 17 | 153.4624 | 153.4624 | 0 | 0 | 0 | 3777.1387 | 3625.937 | 3785.2273 | 3743.0737 | 3642.4895 | 3538.2996 | 0 | -1080.5968
2030-01-02 | 18 | 153.4624 | 153.4624 | 0 | 0 | 0 | 3777.1387 | 3625.937 | 1222.0958 | 3743.0737 | 3642.4895 | 3538.2996 | 0 | -1080.5968
2030-01-02 | 19 | 153.4624 | 153.4624 | 0 | 0 | 0 | 3777.1387 | 3625.937 | -2245.4219 | 3743.0737 | 3642.4895 | 3538.2996 | 642.147 | -1080.5968
2030-01-02 | 20 | 153.4624 | 153.4624 | 131.0501 | 0 | 0 | 3777.1387 | 2890.6787 | -2301.8022 | 3743.0737 | 3642.4895 | 3538.2996 | 647.0283 | -1080.5968
2030-01-02 | 21 | 153.4624 | 153.4624 | 646.4664 | 0 | 0 | 3777.1387 | 647.1072 | -1713.9796 | 3743.0737 | 1821.2448 | 1769.1498 | 105.2925 | -1080.5968
2030-01-02 | 22 | 153.4624 | 153.4624 | 646.4664 | 0 | 0 | 3777.1387 | 168.9809 | -2336.6238 | 337.9172 | 3642.4895 | 2724.9006 | 0 | -1080.5968
2030-01-02 | 23 | 153.4624 | 153.4624 | 633.9852 | 0 | 0 | 3777.1387 | 928.3809 | -2090.2166 | 0 | 3642.4895 | 3538.2996 | 0 | -1080.5968
2030-01-02 | 24 | 153.4624 | 153.4624 | 0 | 0 | 0 | 3777.1387 | 215.9517 | -1477.139 | 2268.7366 | 3642.4895 | 1769.1498 | 99.5019 | -1080.5968
2030-01-03 | 1 | 153.4624 | 153.4624 | 618.8561 | 0 | 0 | 3777.1387 | 1592.3699 | -1415.208 | -160.1934 | 3642.4895 | 3538.2996 | 0 | -1080.5968
2030-01-03 | 2 | 153.4624 | 153.4624 | 0 | 133.2642 | 133.2642 | 3777.1387 | 3625.937 | -910.7645 | 2737.2012 | 3642.4895 | 3538.2996 | 0 | -1080.5968
2030-01-03 | 3 | 306.9248 | 230.0254 | 0 | 266.4163 | 266.4163 | 3777.1387 | 3625.937 | 174.4335 | 3743.0737 | 3642.4895 | 3538.2996 | 0 | -1080.5968
2030-01-03 | 4 | 460.3872 | 399.1603 | 0 | 266.4163 | 266.4163 | 3777.1387 | 3625.937 | 1067.0734 | 3743.0737 | 3642.4895 | 3538.2996 | 0 | -1080.5968
2030-01-03 | 5 | 306.9248 | 427.9168 | 0 | 199.8963 | 199.8963 | 3777.1387 | 3625.937 | 1892.6136 | 3743.0737 | 3642.4895 | 3538.2996 | 0 | -1080.5968
2030-01-03 | 6 | 306.9248 | 448.2316 | 0 | 199.8963 | 199.8963 | 3777.1387 | 3625.937 | 2006.0087 | 3743.0737 | 3642.4895 | 3538.2996 | 0 | -1080.5968
2030-01-03 | 7 | 460.3872 | 341.3928 | 646.4664 | 199.8963 | 199.8963 | 3777.1387 | 3625.937 | 1617.0203 | 3743.0737 | 3642.4895 | 3538.2996 | 0 | -1080.5968
2030-01-03 | 8 | 460.3872 | 460.3872 | 0 | 130.5715 | 66.6321 | 3777.1387 | 3625.937 | 1680.3607 | 3743.0737 | 3642.4895 | 3538.2996 | 413.8472 | -1080.5968
2030-01-03 | 9 | 460.3872 | 460.3872 | 0 | 133.2642 | 133.2642 | 3777.1387 | 3625.937 | 760.7562 | 3743.0737 | 1874.6046 | 3538.2996 | 463.8299 | -1080.5968
2030-01-03 | 10 | 153.4624 | 153.4624 | 0 | 133.2642 | 108.099 | 3777.1387 | 3625.937 | 1127.7495 | 3743.0737 | 2392.8682 | 3538.2996 | 276.4981 | -1080.5968
2030-01-03 | 11 | 153.4624 | 153.4624 | 0 | 66.6321 | 34.4612 | 3777.1387 | 3625.937 | 1344.8712 | 3743.0737 | 3642.4895 | 3538.2996 | 490.261 | -1080.5968
2030-01-03 | 12 | 153.4624 | 153.4624 | 0 | 0 | 0 | 3777.1387 | 3625.937 | 1286.4351 | 3743.0737 | 3142.3928 | 3538.2996 | 485.2712 | -1080.5968
2030-01-03 | 13 | 153.4624 | 153.4624 | 0 | 0 | 0 | 3777.1387 | 3625.937 | 1385.8883 | 3743.0737 | 3596.655 | 3538.2996 | 485.2712 | -1080.5968
2030-01-03 | 14 | 153.4624 | 153.4624 | 0 | 0 | 0 | 3777.1387 | 3625.937 | 2700.5081 | 3743.0737 | 3642.4895 | 3538.2996 | 447.5131 | -1080.5968
2030-01-03 | 15 | 153.4624 | 153.4624 | 0 | 0 | 0 | 3777.1387 | 3625.937 | 3785.2273 | 3743.0737 | 3642.4895 | 3538.2996 | 404.0195 | -1080.5968
2030-01-03 | 16 | 153.4624 | 153.4624 | 0 | 0 | 0 | 3777.1387 | 3625.937 | 3785.2273 | 3743.0737 | 3642.4895 | 3538.2996 | 0 | -1080.5968
2030-01-03 | 17 | 153.4624 | 153.4624 | 0 | 0 | 0 | 3777.1387 | 3625.937 | 3785.2273 | 3743.0737 | 3642.4895 | 3538.2996 | 0 | -1080.5968
2030-01-03 | 18 | 153.4624 | 153.4624 | 0 | 0 | 0 | 3777.1387 | 3625.937 | 3785.2273 | 3743.0737 | 3642.4895 | 3538.2996 | 0 | -1080.5968
2030-01-03 | 19 | 153.4624 | 153.4624 | 0 | 133.2642 | 133.2642 | 3777.1387 | 3625.937 | 609.6031 | 3743.0737 | 3642.4895 | 3538.2996 | 211.8316 | -1080.5968
2030-01-03 | 20 | 153.4624 | 153.4624 | 0 | 133.2642 | 133.2642 | 3777.1387 | 3625.937 | 313.4196 | 3743.0737 | 3642.4895 | 3538.2996 | 196.104 | -1080.5968
2030-01-03 | 21 | 153.4624 | 153.4624 | 0 | 66.6321 | 66.6321 | 3777.1387 | 3625.937 | 1043.8975 | 3743.0737 | 3642.4895 | 3538.2996 | 0 | -1080.5968
2030-01-03 | 22 | 153.4624 | 153.4624 | 0 | 0 | 0 | 3777.1387 | 3625.937 | 2059.4216 | 3743.0737 | 3642.4895 | 3538.2996 | 0 | -1080.5968
2030-01-03 | 23 | 153.4624 | 153.4624 | 0 | 0 | 0 | 3777.1387 | 3625.937 | 3785.2273 | 3743.0737 | 3642.4895 | 3538.2996 | 0 | -1080.5968
2030-01-03 | 24 | 153.4624 | 153.4624 | 0 | 0 | 0 | 3777.1387 | 3625.937 | 3785.2273 | 3743.0737 | 3642.4895 | 3538.2996 | 229.3119 | -1080.5968
2030-01-04 | 1 | 153.4624 | 153.4624 | 646.4664 | 133.2642 | 123.6904 | 3777.1387 | 3625.937 | 3450.0679 | 3743.0737 | 3642.4895 | 3538.2996 | 0 | -1080.5968
2030-01-04 | 2 | 306.9248 | 226.2569 | 0 | 199.8963 | 199.8963 | 3777.1387 | 3625.937 | 3785.2273 | 3743.0737 | 3642.4895 | 3538.2996 | 0 | -1080.5968
2030-01-04 | 3 | 306.9248 | 427.9756 | 0 | 133.2642 | 133.2642 | 3777.1387 | 3625.937 | 3785.2273 | 3743.0737 | 3642.4895 | 3538.2996 | 0 | -1080.5968
2030-01-04 | 4 | 153.4624 | 153.4624 | 0 | 199.8963 | 199.8963 | 3777.1387 | 3625.937 | 3785.2273 | 3743.0737 | 3642.4895 | 3538.2996 | 0 | -1080.5968
2030-01-04 | 5 | 153.4624 | 153.4624 | 0 | 199.8963 | 199.8963 | 3777.1387 | 3625.937 | 3785.2273 | 3743.0737 | 3642.4895 | 3538.2996 | 0 | -1080.5968
2030-01-04 | 6 | 153.4624 | 153.4624 | 0 | 0 | 0 | 3777.1387 | 3625.937 | 3785.2273 | 3743.0737 | 3642.4895 | 3538.2996 | 0 | -1080.5968
2030-01-04 | 7 | 153.4624 | 153.4624 | 0 | 0 | 0 | 3777.1387 | 3625.937 | 3785.2273 | 3743.0737 | 3642.4895 | 3538.2996 | 0 | -4.53e-06
2030-01-04 | 8 | 153.4624 | 153.4624 | 0 | 0 | 0 | 3777.1387 | 3625.937 | 3785.2273 | 3743.0737 | 3642.4895 | 3538.2996 | 0 | -1080.5968
2030-01-04 | 9 | 153.4624 | 153.4624 | 0 | 0 | 57.2706 | 3777.1387 | 3625.937 | 3785.2273 | 3743.0737 | 3642.4895 | 3538.2996 | 0 | -1080.5968
2030-01-04 | 10 | 153.4624 | 153.4624 | 0 | 0 | 0 | 3777.1387 | 3625.937 | 3785.2273 | 3743.0737 | 3642.4895 | 3538.2996 | 0 | -1080.5968
2030-01-04 | 11 | 153.4624 | 153.4624 | 0 | 0 | 0 | 3705.6038 | 3625.937 | 3785.2273 | 3743.0737 | 3642.4895 | 3538.2996 | 0 | -1080.5968
2030-01-04 | 12 | 153.4624 | 153.4624 | 0 | 40.582 | 0 | 3672.0237 | 3625.937 | 3785.2273 | 3743.0737 | 3642.4895 | 3538.2996 | 0 | -1080.5968
2030-01-04 | 13 | 153.4624 | 153.4624 | 0 | 0 | 0 | 3777.1387 | 3625.937 | 3785.2273 | 3743.0737 | 3642.4895 | 3538.2996 | 97.1669 | -1080.5968
2030-01-04 | 14 | 153.4624 | 153.4624 | 0 | 14.1126 | 0 | 3777.1387 | 3625.937 | 3785.2273 | 3743.0737 | 3642.4895 | 3538.2996 | 109.4203 | -1080.5968
2030-01-04 | 15 | 153.4624 | 153.4624 | 0 | 0 | 0 | 3764.6489 | 3625.937 | 3785.2273 | 3743.0737 | 3642.4895 | 3538.2996 | 96.1128 | -1080.5968
2030-01-04 | 16 | 153.4624 | 153.4624 | 0 | 0 | 0 | 3301.3179 | 3625.937 | 3785.2273 | 3743.0737 | 3642.4895 | 3538.2996 | 173.729 | -1080.5968
2030-01-04 | 17 | 153.4624 | 153.4624 | 0 | 199.8963 | 247.0212 | 3043.9326 | 2539.8079 | 3785.2273 | 3743.0737 | 3642.4895 | 1952.0437 | 647.0283 | -1080.5968
2030-01-04 | 18 | 306.9248 | 154.6296 | 258.0411 | 266.4163 | 266.4163 | 3482.4199 | 1726.1888 | 3785.2273 | 3743.0737 | 3642.4895 | 2035.1615 | 539.7711 | -1080.5968
2030-01-04 | 19 | 153.4624 | 153.4624 | 484.8498 | 266.4163 | 266.4163 | 3459.5212 | 230.9877 | 3785.2273 | 3743.0737 | 3642.4895 | 2193.0425 | 277.9025 | -1080.5968
2030-01-04 | 20 | 153.4624 | 153.4624 | 518.8992 | 199.8963 | 199.8963 | 3601.3401 | 215.9519 | 3336.3745 | 3743.0737 | 3642.4895 | 276.6069 | 0 | -1080.5968
2030-01-04 | 21 | 153.4624 | 153.4624 | 646.4664 | 266.4163 | 266.4163 | 3153.6582 | 166.9224 | 3708.7705 | 3743.0737 | 3642.4895 | 0 | 0 | -1080.5968
2030-01-04 | 22 | 153.4624 | 153.4624 | 646.4664 | 199.8963 | 199.8963 | 3099.8584 | 166.9226 | 3257.0923 | 3743.0737 | 3642.4895 | 0 | 0 | -1080.5968
2030-01-04 | 23 | 153.4624 | 153.4624 | 646.4664 | 0 | 48.0789 | 3358.3242 | 166.9223 | 3095.7729 | 3743.0737 | 3642.4895 | -501.3296 | 0 | -1080.5968
2030-01-04 | 24 | 153.4624 | 153.4624 | 0 | 199.8963 | 199.8963 | 3240.9705 | 215.9517 | 3608.1548 | 3743.0737 | 3642.4895 | -436.583 | 323.5141 | -1080.5968
2030-01-05 | 1 | 153.4624 | 153.4624 | 0 | 266.4163 | 266.4163 | 3441.9758 | 230.9857 | 3024.801 | 3743.0737 | 3642.4895 | 958.3541 | 0 | -1080.5968
2030-01-05 | 2 | 153.4624 | 153.2932 | 0 | 266.4163 | 266.4163 | 3700.228 | 1634.2106 | 2777.5193 | 3743.0737 | 3642.4895 | 2287.9167 | 0 | -1080.5968
2030-01-05 | 3 | 0 | 0 | 0 | 266.4163 | 266.4163 | 3751.7983 | 2940.0237 | 1775.5436 | 3743.0737 | 3642.4895 | 3286.6536 | 0 | -1080.5968
2030-01-05 | 4 | 0 | 0 | 0 | 266.4163 | 266.4163 | 3680.6438 | 3386.4387 | 2268.4705 | 3743.0737 | 3642.4895 | 2162.8162 | 0 | -1080.5968
2030-01-05 | 5 | 0 | 81.1892 | 0 | 266.4163 | 266.4163 | 3697.8193 | 2827.2454 | 2593.6919 | 3743.0737 | 3642.4895 | 3538.2996 | 0 | -1080.5968
2030-01-05 | 6 | 0 | 4.9548 | 0 | 266.4163 | 266.4163 | 3444.2532 | 3625.937 | 3785.2273 | 3743.0737 | 3642.4895 | 3538.2996 | 0 | -1080.5968
2030-01-05 | 7 | 153.4624 | 153.4624 | 0 | 133.2642 | 164.882 | 3613.2773 | 3625.937 | 3785.2273 | 3743.0737 | 3642.4895 | 3538.2996 | 0 | -1080.5968
2030-01-05 | 8 | 153.4624 | 153.4624 | 0 | 179.5782 | 199.8963 | 3777.1387 | 3625.937 | 3785.2273 | 3743.0737 | 3642.4895 | 3538.2996 | 0 | -1080.5968
2030-01-05 | 9 | 153.4624 | 153.4624 | 0 | 199.8963 | 199.8963 | 3777.1387 | 3625.937 | 3785.2273 | 3743.0737 | 3642.4895 | 3538.2996 | 0 | -1080.5968
2030-01-05 | 10 | 153.4624 | 153.4624 | 0 | 199.8963 | 199.8963 | 3777.1387 | 3625.937 | 3785.2273 | 3743.0737 | 3642.4895 | 3538.2996 | 152.3633 | -1080.5968
2030-01-05 | 11 | 153.4624 | 153.4624 | 0 | 199.8963 | 199.8963 | 3777.1387 | 3625.937 | 3785.2273 | 3743.0737 | 3642.4895 | 3538.2996 | 485.2712 | -1080.5968
2030-01-05 | 12 | 153.4624 | 153.4624 | 0 | 199.8963 | 199.8963 | 3777.1387 | 3625.937 | 3785.2273 | 3743.0737 | 3642.4895 | 3538.2996 | 323.5141 | -1080.5968
2030-01-05 | 13 | 153.4624 | 153.4624 | 0 | 0 | 0 | 3777.1387 | 3625.937 | 3785.2273 | 3743.0737 | 3642.4895 | 3538.2996 | 323.5141 | -1080.5968
2030-01-05 | 14 | 153.4624 | 153.4624 | 0 | 133.2642 | 133.2642 | 3777.1387 | 3625.937 | 3785.2273 | 3743.0737 | 3642.4895 | 3538.2996 | 0 | -1080.5968
2030-01-05 | 15 | 153.4624 | 153.4624 | 0 | 0 | 0 | 3777.1387 | 3625.937 | 3785.2273 | 3743.0737 | 3642.4895 | 3538.2996 | 0 | -1080.5968
2030-01-05 | 16 | 153.4624 | 153.4624 | 0 | 199.8963 | 199.8963 | 3777.1387 | 3625.937 | 3785.2273 | 3743.0737 | 3642.4895 | 3538.2996 | 0 | -1080.5968
2030-01-05 | 17 | 153.4624 | 153.4624 | 0 | 17.1542 | 0 | 3777.1387 | 3625.937 | 3785.2273 | 3743.0737 | 3642.4895 | 3538.2996 | 0 | -1080.5968
2030-01-05 | 18 | 460.3872 | 460.3872 | 59.509 | 133.2642 | 133.2642 | 3777.1387 | 3625.937 | 3761.4968 | 3743.0737 | 3642.4895 | 3538.2996 | 323.5141 | -1080.5968
2030-01-05 | 19 | 460.3872 | 460.3872 | 70.378 | 199.8963 | 199.8963 | 3777.1387 | 3625.937 | 2693.2725 | 3743.0737 | 3642.4895 | 3538.2996 | 485.2712 | -1080.5968
2030-01-05 | 20 | 306.9248 | 306.9248 | 22.842 | 66.6321 | 31.5463 | 3777.1387 | 3625.937 | 2593.7815 | 3743.0737 | 3642.4895 | 3538.2996 | 427.6095 | -1080.5968
2030-01-05 | 21 | 153.4624 | 217.2183 | 0 | 0 | 0 | 3777.1387 | 3625.937 | 3229.158 | 3743.0737 | 3642.4895 | 3538.2996 | 396.488 | -1080.5968
2030-01-05 | 22 | 153.4624 | 153.4624 | 0 | 0 | 0 | 3777.1387 | 3625.937 | 3785.2273 | 3743.0737 | 3642.4895 | 3538.2996 | 0 | -1080.5968
2030-01-05 | 23 | 153.4624 | 153.4624 | 0 | 0 | 0 | 3777.1387 | 3625.937 | 3785.2273 | 3743.0737 | 3642.4895 | 3538.2996 | 396.0112 | -1080.5968
2030-01-05 | 24 | 153.4624 | 153.4624 | 0 | 0 | 0 | 3777.1387 | 3625.937 | 3785.2273 | 3743.0737 | 3642.4895 | 3538.2996 | 246.5556 | -1080.5968
2030-01-06 | 1 | 153.4624 | 153.4624 | 0 | 0 | 0 | 3777.1387 | 3625.937 | 3785.2273 | 3743.0737 | 3642.4895 | 3538.2996 | 0 | -1080.5968
2030-01-06 | 2 | 153.4624 | 153.4624 | 0 | 0 | 0 | 3777.1387 | 3625.937 | 3785.2273 | 3743.0737 | 3642.4895 | 3538.2996 | 0 | -1080.5968
2030-01-06 | 3 | 153.4624 | 153.4624 | 0 | 0 | 0 | 3777.1387 | 3625.937 | 3785.2273 | 3743.0737 | 3642.4895 | 3538.2996 | 0 | -1080.5968
2030-01-06 | 4 | 153.4624 | 153.4624 | 0 | 0 | 0 | 3777.1387 | 3625.937 | -2.7895e-05 | 3743.0737 | 3642.4895 | 3538.2996 | 0 | -1080.5968
2030-01-06 | 5 | 153.4624 | 153.4624 | 0 | 133.2642 | 133.2642 | 3777.1387 | 3625.937 | -532.9338 | 1311.8383 | 3642.4895 | 3538.2996 | 0 | -1080.5968
2030-01-06 | 6 | 153.4624 | 153.4624 | 0 | 199.8963 | 199.8963 | 3777.1387 | 215.9522 | 297.1546 | 1662.902 | 1821.2448 | 3538.2996 | 18.3045 | -1080.5968
2030-01-06 | 7 | 391.5375 | 306.9248 | 0 | 66.6321 | 66.9534 | 3777.1387 | 168.9801 | 963.7953 | -257.7382 | 1821.2448 | 3473.792 | 0 | -1080.5968
2030-01-06 | 8 | 460.3872 | 460.3872 | 0 | 133.2642 | 158.4579 | 1888.5693 | 168.9813 | 1319.724 | -1376.5089 | 1821.2448 | 3165.8394 | 0 | -1080.5968
2030-01-06 | 9 | 460.3872 | 460.3872 | 414.8791 | 0 | 25.4279 | 1888.5693 | 168.9814 | 1728.3545 | -763.1218 | 1821.2448 | 2261.5518 | 0 | -1080.5968
2030-01-06 | 10 | 355.6823 | 306.9248 | 0 | 0 | 0 | 3777.1387 | 168.981 | 1967.0018 | 0 | 2300.1614 | 3538.2996 | 0 | -1080.5968
2030-01-06 | 11 | 287.0478 | 153.4624 | 0 | 0 | 0 | 3777.1387 | 215.9514 | 1449.3954 | 1459.1381 | 3642.4895 | 3538.2996 | 12.0231 | -1080.5968
2030-01-06 | 12 | 306.9248 | 186.2988 | 0 | 0 | 0 | 3777.1387 | 215.9524 | 2281.2629 | 911.6209 | 3642.4895 | 3470.0593 | 243.3843 | -1080.5968
2030-01-06 | 13 | 288.2299 | 153.4624 | 0 | 0 | 0 | 3777.1387 | 215.9536 | 2235.7429 | 542.2606 | 3642.4895 | 3538.2996 | 295.9184 | -1080.5968
2030-01-06 | 14 | 460.3872 | 360.7323 | 0 | 0 | 0 | 3777.1387 | 2728.0605 | 2473.3948 | 237.771 | 3642.4895 | 3538.2996 | 228.8245 | -1080.5968
2030-01-06 | 15 | 153.4624 | 153.4624 | 0 | 66.6321 | 22.3399 | 3777.1387 | 3625.937 | 3785.2273 | 3743.0737 | 3642.4895 | 3538.2996 | 254.2421 | -1080.5968
2030-01-06 | 16 | 153.4624 | 153.4624 | 0 | 0 | 0 | 3777.1387 | 3625.937 | 3785.2273 | 3743.0737 | 3642.4895 | 3538.2996 | 0 | -1080.5968
2030-01-06 | 17 | 153.4624 | 153.4624 | 0 | 0 | 0 | 3777.1387 | 3625.937 | 3785.2273 | 3743.0737 | 3642.4895 | 3538.2996 | 0 | -1080.5968
2030-01-06 | 18 | 153.4624 | 153.4624 | 0 | 133.2642 | 102.3756 | 3777.1387 | 3625.937 | 3785.2273 | 3743.0737 | 3642.4895 | 3538.2996 | 0 | -1080.5968
2030-01-06 | 19 | 153.4624 | 153.4624 | 0 | 185.9659 | 133.2642 | 3777.1387 | 3625.937 | 3785.2273 | 3743.0737 | 3642.4895 | 3538.2996 | 0 | -1080.5968
2030-01-06 | 20 | 153.4624 | 153.4624 | 0 | 199.8963 | 199.8963 | 3777.1387 | 1225.984 | 3785.2273 | 3743.0737 | 3642.4895 | 3538.2996 | 0 | -1080.5968
2030-01-06 | 21 | 306.9248 | 209.5921 | 0 | 67.3463 | 133.2642 | 3777.1387 | 1812.9675 | 3785.2273 | 3743.0737 | 3642.4895 | 1393.6426 | 0 | -1080.5968
2030-01-06 | 22 | 153.4624 | 153.4624 | 0 | 190.2092 | 133.2642 | 3777.1387 | 2265.3875 | 3785.2273 | 3743.0737 | 3642.4895 | 3538.2996 | 0 | -1080.5968
2030-01-06 | 23 | 153.4624 | 153.4624 | 0 | 133.2642 | 125.6153 | 3777.1387 | 2118.1875 | 3785.2273 | 3743.0737 | 3642.4895 | 3538.2996 | 0 | -1080.5968
2030-01-06 | 24 | 153.4624 | 153.4624 | 0 | 266.4163 | 266.4163 | 3777.1387 | 2153.9817 | 3785.2273 | 3743.0737 | 3642.4895 | 3538.2996 | 0 | -1080.5968
2030-01-07 | 1 | 153.4624 | 153.4624 | 0 | 266.4163 | 266.4163 | 3777.1387 | 2905.0132 | 3785.2273 | 3743.0737 | 3642.4895 | 3538.2996 | 0 | -1080.5968
2030-01-07 | 2 | 153.4624 | 55.9622 | 0 | 266.4163 | 266.4163 | 3777.1387 | 3625.937 | 3785.2273 | 3743.0737 | 3642.4895 | 3538.2996 | 0 | -1080.5968
2030-01-07 | 3 | 0 | 0 | 0 | 199.8963 | 205.7764 | 3777.1387 | 3625.937 | 3785.2273 | 3743.0737 | 3642.4895 | 3538.2996 | 0 | -1080.5968
2030-01-07 | 4 | 0 | 0 | 0 | 266.4163 | 266.4163 | 3777.1387 | 1812.9685 | 2738.333 | 3743.0737 | 3642.4895 | 3538.2996 | 0 | -1080.5968
2030-01-07 | 5 | 0 | 0 | 0 | 266.4163 | 266.4163 | 3777.1387 | 3625.9382 | 2134.782 | 3743.0737 | 3642.4895 | 3538.2996 | 0 | -1080.5968
2030-01-07 | 6 | 153.4624 | 149.1905 | 0 | 141.9506 | 199.8963 | 3777.1387 | 3625.937 | 3785.2273 | 3743.0737 | 3642.4895 | 3538.2996 | 0 | -1080.5968
2030-01-07 | 7 | 153.4624 | 153.4624 | 0 | 0 | 0 | 3777.1387 | 3625.937 | 3785.2273 | 3743.0737 | 3642.4895 | 3538.2996 | 0 | -1080.5968
2030-01-07 | 8 | 153.4624 | 153.4624 | 0 | 0 | 0 | 3277.9294 | 3625.937 | 3785.2273 | 3743.0737 | 3642.4895 | 3538.2996 | 0 | -1080.5968
2030-01-07 | 9 | 153.4624 | 153.4624 | 0 | 0 | 0 | 3777.1387 | 3625.937 | 3102.5186 | 3743.0737 | 3642.4895 | 3538.2996 | 0 | -1080.5968
2030-01-07 | 10 | 153.4624 | 153.4624 | 0 | 0 | 0 | 3777.1387 | 3625.937 | 41.5385 | 3743.0737 | 3642.4895 | 3538.2996 | 0 | -1080.5968
2030-01-07 | 11 | 153.4624 | 153.4624 | 0 | 0 | 0 | 3777.1387 | 3625.937 | -1577.3507 | 3743.0737 | 3642.4895 | 3538.2996 | 0 | -1080.5968
2030-01-07 | 12 | 153.4624 | 153.4624 | 0 | 0 | 0 | 3777.1387 | 3625.937 | -1949.634 | 3743.0737 | 3642.4895 | 3538.2996 | 0 | -1080.5968
2030-01-07 | 13 | 153.4624 | 153.4624 | 0 | 0 | 0 | 3777.1387 | 3625.937 | -1832.838 | 3743.0737 | 3642.4895 | 3538.2996 | 0 | -1080.5968
2030-01-07 | 14 | 153.4624 | 153.4624 | 0 | 0 | 0 | 3777.1387 | 3625.937 | 104.0661 | 3743.0737 | 3642.4895 | 3538.2996 | 0 | -1080.5968
2030-01-07 | 15 | 153.4624 | 153.4624 | 0 | 0 | 0 | 3777.1387 | 3625.937 | -2.7895e-05 | 3743.0737 | 3642.4895 | 3538.2996 | 0 | -1080.5968
2030-01-07 | 16 | 153.4624 | 153.4624 | 0 | 0 | 0 | 3777.1387 | 3625.937 | -2024.4829 | 3743.0737 | 3642.4895 | 3538.2996 | 0 | -1080.5968
2030-01-07 | 17 | 153.4624 | 153.4624 | 0 | 0 | 0 | 3777.1387 | 3625.937 | -1348.0559 | 3743.0737 | 3642.4895 | 3538.2996 | 0 | -1080.5968
2030-01-07 | 18 | 153.4624 | 153.4624 | 0 | 0 | 0 | 3777.1387 | 3625.937 | -665.8843 | 4.53e-05 | 1802.4634 | 3538.2996 | 75.79 | -1080.5968
2030-01-07 | 19 | 153.4624 | 153.4624 | 632.5036 | 63.7416 | 66.6321 | 3777.1387 | 958.0294 | 0 | -2575.8159 | 99.2042 | 3538.2996 | 0 | -1080.5968
2030-01-07 | 20 | 153.4624 | 153.4624 | 646.4664 | 66.6321 | 1.6248 | 3720.6487 | 166.9227 | 15.8388 | -3743.0737 | 0 | 1769.1498 | 0 | -1080.5968
2030-01-07 | 21 | 153.4624 | 153.4624 | 646.4664 | 0 | 0 | 3777.1387 | 168.9811 | -39.1447 | -2213.9641 | 0 | 2120.0464 | 0 | -1080.5968
2030-01-07 | 22 | 153.4624 | 153.4624 | 308.577 | 0 | 0 | 3777.1387 | 3055.4856 | -934.9819 | -1717.808 | 1146.9187 | 3538.2996 | 0 | -1080.5968
2030-01-07 | 23 | 153.4624 | 153.4624 | 0 | 0 | 0 | 3777.1387 | 3625.937 | -1655.7904 | 1942.1742 | 3418.291 | 3538.2996 | 0 | -1080.5968
2030-01-07 | 24 | 153.4624 | 153.4624 | 0 | 0 | 0 | 3777.1387 | 3625.937 | 97.8305 | 3743.0737 | 3642.4895 | 3538.2996 | 0 | -1080.5968
2030-01-08 | 1 | 153.4624 | 153.4624 | 0 | 0 | 0 | 3777.1387 | 3625.937 | 2614.4023 | 3743.0737 | 3642.4895 | 3538.2996 | 0 | -1080.5968
2030-01-08 | 2 | 153.4624 | 153.4624 | 0 | 0 | 0 | 3777.1387 | 3625.937 | 595.4693 | 3743.0737 | 3642.4895 | 3538.2996 | 0 | -1080.5968
2030-01-08 | 3 | 153.4624 | 153.4624 | 0 | 0 | 0 | 3777.1387 | 3625.937 | 2487.1184 | 3743.0737 | 3642.4895 | 3538.2996 | 0 | -1080.5968
2030-01-08 | 4 | 153.4624 | 153.4624 | 0 | 0 | 0 | 3777.1387 | 3625.937 | 3785.2273 | 3743.0737 | 3642.4895 | 3538.2996 | 0 | -1080.5968
2030-01-08 | 5 | 153.4624 | 153.4624 | 0 | 0 | 0 | 3777.1387 | 3625.937 | 3785.2273 | 3743.0737 | 3642.4895 | 3538.2996 | 0 | -1080.5968
2030-01-08 | 6 | 0 | 0 | 0 | 0 | 0 | 3777.1387 | 3625.937 | 3785.2273 | 3743.0737 | 3642.4895 | 3538.2996 | 0 | -1080.5968
2030-01-08 | 7 | 153.4624 | 153.4624 | 0 | 0 | 0 | 3777.1387 | 3625.937 | 3785.2273 | 3743.0737 | 3642.4895 | 3538.2996 | 0 | -1080.5968
2030-01-08 | 8 | 153.4624 | 153.4624 | 0 | 0 | 0 | 3777.1387 | 3625.937 | 3785.2273 | 3743.0737 | 3642.4895 | 3538.2996 | 202.2117 | -1080.5968
2030-01-08 | 9 | 153.4624 | 153.4624 | 0 | 0 | 0 | 3777.1387 | 3625.937 | 3785.2273 | 3743.0737 | 3642.4895 | 3538.2996 | 0 | -1080.5968
2030-01-08 | 10 | 153.4624 | 153.4624 | 0 | 0 | 0 | 3777.1387 | 3625.937 | 3785.2273 | 3743.0737 | 3642.4895 | 3538.2996 | 49.0582 | -1080.5968
2030-01-08 | 11 | 153.4624 | 153.4624 | 0 | 0 | 0 | 3777.1387 | 3625.937 | 3785.2273 | 3743.0737 | 3642.4895 | 3538.2996 | 87.266 | -1080.5968
2030-01-08 | 12 | 153.4624 | 153.4624 | 0 | 0 | 0 | 3777.1387 | 3625.937 | 3785.2273 | 3743.0737 | 3642.4895 | 3538.2996 | 124.7049 | -1080.5968
2030-01-08 | 13 | 153.4624 | 153.4624 | 0 | 0 | 0 | 3777.1387 | 3625.937 | 3785.2273 | 3743.0737 | 3642.4895 | 3538.2996 | 106.8671 | -1080.5968
2030-01-08 | 14 | 153.4624 | 153.4624 | 0 | 0 | 0 | 3777.1387 | 3625.937 | 3785.2273 | 3743.0737 | 3642.4895 | 3538.2996 | 109.1156 | -1080.5968
2030-01-08 | 15 | 153.4624 | 153.4624 | 85.6492 | 0 | 0 | 3777.1387 | 3625.937 | 3646.5051 | 3743.0737 | 3642.4895 | 3538.2996 | 0 | -1080.5968
2030-01-08 | 16 | 153.4624 | 153.4624 | 109.3809 | 0 | 0 | 3777.1387 | 3625.937 | 2836.2305 | 3743.0737 | 3642.4895 | 3538.2996 | 0 | -1080.5968
2030-01-08 | 17 | 153.4624 | 153.4624 | 0 | 0 | 0 | 3777.1387 | 3625.937 | 2584.8704 | 3743.0737 | 3642.4895 | 3538.2996 | 0 | -1080.5968
2030-01-08 | 18 | 153.4624 | 153.4624 | 0 | 0 | 0 | 3777.1387 | 3625.937 | 2189.4514 | 3743.0737 | 3642.4895 | 3538.2996 | 0 | -1080.5968
2030-01-08 | 19 | 153.4624 | 153.4624 | 0 | 0 | 0 | 3777.1387 | 3625.937 | -648.3014 | 3743.0737 | 3642.4895 | 3538.2996 | 0 | -1080.5968
2030-01-08 | 20 | 153.4624 | 153.4624 | 0 | 0 | 0 | 3777.1387 | 3625.937 | -1158.2589 | 3265.5959 | 3642.4895 | 3538.2996 | 0 | -1080.5968
2030-01-08 | 21 | 153.4624 | 153.4624 | 608.1599 | 0 | 0 | 3777.1387 | 3625.937 | -492.8237 | 1871.5369 | 3642.4895 | 3538.2996 | 0 | -1080.5968
2030-01-08 | 22 | 153.4624 | 153.4624 | 0 | 0 | 0 | 3777.1387 | 1812.9685 | 1290.3567 | 1497.5623 | 3642.4895 | 3538.2996 | 0 | -1080.5968
2030-01-08 | 23 | 153.4624 | 153.4624 | 236.2986 | 0 | 0 | 3300.0559 | 1519.6185 | 2899.0952 | 3737.5217 | 3642.4895 | 610.8419 | 0 | -1080.5968
2030-01-08 | 24 | 153.4624 | 153.4624 | 0 | 0 | 0 | 3777.1387 | 230.9869 | 3727.3564 | 3743.0737 | 3642.4895 | 237.7778 | 0 | -1080.5968
2030-01-09 | 1 | 153.4624 | 153.4624 | 0 | 0 | 0 | 3777.1387 | 2938.3315 | 3785.2273 | 3743.0737 | 3642.4895 | 265.2447 | 0 | -1080.5968
2030-01-09 | 2 | 0 | 50.8469 | 0 | 0 | 0 | 3777.1399 | 3625.937 | 3785.2261 | 3743.0737 | 3642.4895 | 3538.2996 | 0 | -540.2984
2030-01-09 | 3 | 0 | 0 | 0 | 0 | 0 | 3777.1387 | 3625.937 | -2.7895e-05 | 3743.0737 | 3642.4895 | 3538.2996 | 0 | -4.53e-06
2030-01-09 | 4 | 0 | 0 | 97.0918 | 0 | 0 | 3777.1387 | 3625.937 | 459.0591 | 3743.0737 | 3642.4895 | 3538.2996 | 0 | 1080.5968
2030-01-09 | 5 | 0 | 0 | 0 | 0 | 0 | 3777.1387 | 787.7246 | -1130.0868 | 1871.537 | 3642.4895 | 3538.2996 | 0 | -1080.5968
2030-01-09 | 6 | 0 | 0 | 0 | 0 | 0 | 3777.1387 | 3625.937 | -1609.9973 | 2652.8469 | 3642.4895 | 3538.2996 | 0 | -1080.5968
2030-01-09 | 7 | 153.4624 | 153.4624 | 0 | 0 | 0 | 3777.1387 | 3625.937 | -929.0641 | 3609.0098 | 3642.4895 | 3538.2996 | 0 | -1080.5968
2030-01-09 | 8 | 153.4624 | 153.4624 | 0 | 0 | 0 | 3777.1387 | 2874.5515 | -2158.467 | 1430.9187 | 3642.4895 | 3538.2996 | 0 | -1080.5968
2030-01-09 | 9 | 153.4624 | 153.4624 | 0 | 0 | 0 | 3777.1387 | 215.9525 | -1943.3204 | 3743.0737 | 2631.2471 | 2094.9487 | 323.5141 | -1080.5968
2030-01-09 | 10 | 153.4624 | 153.4624 | 0 | 0 | 0 | 3777.1387 | 1923.0441 | -2204.2915 | 3743.0737 | 3450.405 | 1783.6906 | 478.9394 | -1080.5968
2030-01-09 | 11 | 153.4624 | 153.4624 | 28.4239 | 0 | 0 | 3777.1387 | 215.9531 | -2271.1765 | 3407.8401 | 3642.4895 | 3538.2996 | 505.5703 | -1080.5968
2030-01-09 | 12 | 153.4624 | 153.4624 | 92.9369 | 0 | 0 | 3777.1387 | 215.9528 | -2227.4199 | 1871.5369 | 3475.1787 | 3538.2996 | 483.285 | -1080.5968
2030-01-09 | 13 | 153.4624 | 153.4624 | 97.4147 | 0 | 0 | 3777.1387 | 2487.0537 | -1233.6023 | 1871.5369 | 1821.2448 | 3538.2996 | 485.2712 | -1080.5968
2030-01-09 | 14 | 153.4624 | 153.4624 | 105.0228 | 0 | 0 | 3777.1387 | 2844.5334 | -915.7512 | 2443.0071 | 1540.2925 | 3538.2996 | 485.2712 | -1080.5968
2030-01-09 | 15 | 153.4624 | 153.4624 | 484.8498 | 0 | 0 | 3777.1387 | 215.9518 | -647.1751 | 2569.5049 | 1821.2448 | 2646.9053 | 48.8643 | -1080.5968
2030-01-09 | 16 | 153.4624 | 153.4624 | 579.3522 | 0 | 0 | 3777.1387 | 215.9518 | 168.2961 | 1358.5002 | 1821.2448 | 265.246 | 0 | -1080.5968
2030-01-09 | 17 | 460.3872 | 460.3872 | 646.4664 | 199.8963 | 199.8963 | 3719.7119 | 168.9803 | 1112.7708 | -1871.5369 | 1821.2448 | 1769.1498 | 647.0283 | -1080.5968
2030-01-09 | 18 | 460.3872 | 460.3872 | 646.4664 | 199.8963 | 199.8963 | 2236.1072 | 168.9812 | 1452.3699 | 0 | 1821.2448 | 2238.2471 | 647.0283 | -1080.5968
2030-01-09 | 19 | 460.3872 | 460.3872 | 646.4664 | 133.2642 | 151.0833 | 1888.5693 | 168.9811 | 1490.6401 | 0 | 1821.2448 | 2698.5579 | 552.2426 | -1080.5968
2030-01-09 | 20 | 460.3872 | 460.3872 | 646.4664 | 266.4163 | 266.4163 | 1888.5693 | 168.9812 | 1592.7733 | 0 | 1321.1697 | 1769.1498 | 298.4684 | -1080.5968
2030-01-09 | 21 | 460.3872 | 460.3872 | 646.4664 | 266.4163 | 266.4163 | 2271.1467 | 166.9221 | 1892.6136 | 0 | 794.9114 | 1127.6681 | 0 | -1080.5968
2030-01-09 | 22 | 460.3872 | 460.3872 | 646.4664 | 266.4163 | 253.9791 | 1888.5693 | 166.9225 | 1625.0294 | -661.6312 | 1764.9883 | 221.0161 | 0 | -989.0189
2030-01-09 | 23 | 460.3872 | 460.3872 | 646.4664 | 199.8963 | 199.8963 | 1888.5693 | 166.9224 | 1054.8724 | 0 | 3642.4895 | 231.3535 | 0 | -778.5373
2030-01-09 | 24 | 460.3872 | 460.3872 | 562.392 | 199.8963 | 199.8963 | 1031.0492 | 0 | 1892.6136 | 1871.5369 | 1821.2448 | 0 | 0 | -1080.5968
2030-01-10 | 1 | 460.3872 | 460.3872 | 0 | 199.8963 | 199.8963 | 1888.5693 | 166.9226 | 1892.6136 | 1871.5369 | 1821.2448 | 221.0139 | 0 | -1080.5968
2030-01-10 | 2 | 460.3872 | 460.3872 | 0 | 0 | 0 | 2047.0701 | 166.9221 | 1892.6136 | 1871.5369 | 3642.4895 | 221.0139 | 0 | -1080.5968
2030-01-10 | 3 | 306.9248 | 190.0286 | 0 | 0 | 0 | 2563.1584 | 166.9225 | 3505.748 | 1871.5369 | 1821.2448 | 1295.1069 | 0 | -1080.5968
2030-01-10 | 4 | 460.3872 | 460.3872 | 0 | 0 | 0 | 3777.1387 | 168.9807 | 3785.2273 | 1871.5369 | 3642.4895 | 1797.455 | 0 | -1080.5968
2030-01-10 | 5 | 460.3872 | 460.3872 | 0 | 201.7162 | 199.8963 | 3777.1387 | 168.9813 | 3785.2273 | 3401.1604 | 3642.4895 | 3405.0623 | 0 | -1080.5968
2030-01-10 | 6 | 460.3872 | 460.3872 | 0 | 266.4163 | 266.4163 | 3777.1387 | 1812.9685 | 3785.2273 | 3743.0737 | 3642.4895 | 3446.3586 | 0 | -1080.5968
2030-01-10 | 7 | 313.9663 | 306.9248 | 567.8327 | 132.7003 | 66.6321 | 3777.1387 | 2420.7136 | 3785.2273 | 3743.0737 | 3642.4895 | 3538.2996 | 0 | -1080.5968
2030-01-10 | 8 | 306.9248 | 306.9248 | 0 | 199.8963 | 199.8963 | 3777.1387 | 2727.4485 | 3785.2273 | 3743.0737 | 3642.4895 | 3538.2996 | 0 | -1080.5968
2030-01-10 | 9 | 460.3872 | 460.3872 | 0 | 266.4163 | 266.4163 | 3777.1387 | 2141.5273 | 3785.2273 | 3743.0737 | 3642.4895 | 3538.2996 | 0 | -1080.5968
2030-01-10 | 10 | 460.3872 | 460.3872 | 0 | 266.4163 | 266.4163 | 3777.1387 | 3625.937 | 3785.2273 | 2936.3499 | 3642.4895 | 2962.5603 | 34.7698 | -1080.5968
2030-01-10 | 11 | 460.3872 | 460.3872 | 0 | 199.8963 | 199.8963 | 3777.1387 | 3625.937 | 3785.2273 | 3743.0737 | 3642.4895 | 3538.2996 | 13.8106 | -1080.5968
2030-01-10 | 12 | 153.4624 | 153.4624 | 0 | 133.2642 | 133.2642 | 3777.1387 | 3625.937 | 3785.2273 | 3743.0737 | 3642.4895 | 3538.2996 | 141.9128 | -1080.5968
2030-01-10 | 13 | 153.4624 | 153.4624 | 0 | 88.0885 | 133.2642 | 3777.1387 | 3625.937 | 3785.2273 | 3743.0737 | 3642.4895 | 3538.2996 | 101.2269 | -1080.5968
2030-01-10 | 14 | 153.4624 | 153.4624 | 0 | 133.2642 | 72.2761 | 3777.1387 | 3625.937 | 3785.2273 | 3743.0737 | 3642.4895 | 3538.2996 | 323.5141 | -1080.5968
2030-01-10 | 15 | 153.4624 | 153.4624 | 0 | 254.4481 | 199.8963 | 3777.1387 | 3625.937 | 3785.2273 | 3743.0737 | 3642.4895 | 3538.2996 | 256.1681 | -1080.5968
2030-01-10 | 16 | 153.4624 | 153.4624 | 0 | 164.6145 | 133.2642 | 3777.1387 | 3625.937 | 3785.2273 | 3743.0737 | 3642.4895 | 3538.2996 | 323.5141 | -1080.5968
2030-01-10 | 17 | 153.4624 | 153.4624 | 0 | 113.8735 | 66.6321 | 3777.1387 | 3625.937 | 3785.2273 | 3743.0737 | 3642.4895 | 3538.2996 | 485.2712 | -1080.5968
2030-01-10 | 18 | 460.3872 | 346.1517 | 0 | 133.2642 | 133.2642 | 3777.1387 | 2217.1067 | 3785.2273 | 1068.9727 | 3642.4895 | 3538.2996 | 323.5141 | -1080.5968
2030-01-10 | 19 | 306.9248 | 428.8454 | 646.4664 | 199.8963 | 199.8963 | 3777.1387 | 168.9818 | 3201.2783 | 1871.5369 | 1821.2448 | 2714.2151 | 0 | -1080.5968
2030-01-10 | 20 | 306.9248 | 293.2593 | 646.4664 | 266.4163 | 266.4163 | 3777.1387 | 168.9823 | 2735.2861 | 1871.5369 | 1821.2448 | 1415.8906 | 0 | -1080.5968
2030-01-10 | 21 | 306.9248 | 358.0148 | 646.4664 | 266.4163 | 266.4163 | 3777.1387 | 166.9225 | 2201.3315 | 1871.5369 | 1226.6108 | 664.5564 | 0 | -1080.5968
2030-01-10 | 22 | 460.3872 | 407.3323 | 646.4664 | 244.2654 | 199.8963 | 3777.1387 | 166.9223 | 2075.3518 | 1871.5369 | 1040.1 | 1769.1498 | 0 | -1080.5968
2030-01-10 | 23 | 376.326 | 460.3872 | 313.4937 | 199.8963 | 179.6035 | 3484.0969 | 166.9224 | 1481.3811 | 0 | 1821.2448 | 2999.4578 | 0 | -1080.5968
2030-01-10 | 24 | 306.9248 | 247.4812 | 40.1192 | 133.2642 | 133.2642 | 1888.5693 | 166.9224 | 1391.9388 | 0 | 1500.054 | 3169.4451 | 0 | -1080.5968
2030-01-11 | 1 | 179.6231 | 306.9248 | 0 | 133.2642 | 133.2642 | 3777.1387 | 185.1855 | 2506.2734 | 807.1934 | 3642.4895 | 2706.3047 | 0 | -1080.5968
2030-01-11 | 2 | 153.4624 | 153.4624 | 0 | 0 | 0 | 3777.1387 | 1794.4015 | 3785.2273 | 3743.0737 | 3642.4895 | 3538.2996 | 0 | -1080.5968
2030-01-11 | 3 | 153.4624 | 153.4624 | 0 | 0 | 0 | 3777.1387 | 3625.937 | 3785.2273 | 3743.0737 | 3642.4895 | 3538.2996 | 0 | -1080.5968
2030-01-11 | 4 | 153.4624 | 153.4624 | 0 | 0 | 0 | 3777.1387 | 3625.937 | 3785.2273 | 3743.0737 | 3642.4895 | 3538.2996 | 0 | -1080.5968
2030-01-11 | 5 | 0 | 0 | 0 | 0 | 0 | 3777.1387 | 3625.937 | 2223.7307 | 3743.0737 | 3642.4895 | 3538.2996 | 0 | -1080.5968
2030-01-11 | 6 | 153.4624 | 153.4624 | 236.5132 | 0 | 0 | 3777.1387 | 3625.937 | 3785.2273 | 3743.0737 | 3642.4895 | 3538.2996 | 0 | -4.53e-06
2030-01-11 | 7 | 153.4624 | 153.4624 | 36.5959 | 0 | 0 | 3777.1387 | 3625.937 | 3785.2273 | 3743.0737 | 3642.4895 | 3538.2996 | 0 | -4.53e-06
2030-01-11 | 8 | 153.4624 | 153.4624 | 0 | 0 | 0 | 3777.1387 | 3625.937 | 3785.2273 | 3743.0737 | 3642.4895 | 3538.2996 | 0 | -1080.5968
2030-01-11 | 9 | 153.4624 | 153.4624 | 0 | 133.2642 | 135.476 | 3777.1387 | 3625.937 | 3785.2273 | 3743.0737 | 3642.4895 | 3538.2996 | 0 | -1080.5968
2030-01-11 | 10 | 153.4624 | 153.4624 | 0 | 92.6916 | 66.6321 | 3777.1387 | 3625.937 | 3785.2273 | 3743.0737 | 3642.4895 | 3538.2996 | 292.6503 | -1080.5968
2030-01-11 | 11 | 153.4624 | 153.4624 | 323.2332 | 66.6321 | 61.5373 | 3777.1387 | 3625.937 | 3785.2273 | 3743.0737 | 3642.4895 | 3538.2996 | 106.3557 | -1080.5968
2030-01-11 | 12 | 153.4624 | 153.4624 | 646.4664 | 66.6321 | 72.7266 | 3777.1387 | 3625.937 | 3785.2273 | 3743.0737 | 3642.4895 | 3538.2996 | 22.1084 | -1080.5968
2030-01-11 | 13 | 153.4624 | 153.4624 | 443.1175 | 193.8312 | 133.2642 | 3777.1387 | 3625.937 | 3785.2273 | 3743.0737 | 3642.4895 | 3538.2996 | 0 | -1080.5968
2030-01-11 | 14 | 153.4624 | 153.4624 | 428.1643 | 184.1675 | 133.2642 | 3777.1387 | 3625.937 | 3785.2273 | 3743.0737 | 3642.4895 | 3538.2996 | 0 | -1080.5968
2030-01-11 | 15 | 153.4624 | 153.4624 | 581.1939 | 266.4163 | 257.1473 | 3777.1387 | 3625.937 | 3785.2273 | 3743.0737 | 3642.4895 | 3538.2996 | 0 | -1080.5968
2030-01-11 | 16 | 153.4624 | 153.4624 | 106.1486 | 199.8963 | 204.2323 | 3777.1387 | 3625.937 | 3785.2273 | 3743.0737 | 3642.4895 | 3538.2996 | 501.1983 | -1080.5968
2030-01-11 | 17 | 153.4624 | 153.4624 | 340.5401 | 0 | 10.1664 | 3777.1387 | 3625.937 | 3785.2273 | 3743.0737 | 3642.4895 | 3538.2996 | 469.3421 | -1080.5968
2030-01-11 | 18 | 153.4624 | 153.4624 | 646.4664 | 199.8963 | 146.802 | 3743.8411 | 3625.937 | 1852.8691 | 3743.0737 | 3642.4895 | 3538.2996 | 473.1782 | -1080.5968
2030-01-11 | 19 | 153.4624 | 153.4624 | 646.4664 | 266.4163 | 266.4163 | 3582.1318 | 3625.937 | 1892.6136 | 3743.0737 | 3642.4895 | 3538.2996 | 241.2684 | -1080.5968
2030-01-11 | 20 | 153.4624 | 153.4624 | 646.4664 | 266.4163 | 266.4163 | 3394.0635 | 3625.937 | 485.3152 | 2462.4822 | 3642.4895 | 3538.2996 | 0 | -1080.5968
2030-01-11 | 21 | 153.4624 | 153.4624 | 646.4664 | 66.6321 | 78.6602 | 3343.4187 | 3575.127 | -84.8271 | 923.969 | 3642.4895 | 3538.2996 | 0 | -1080.5968
2030-01-11 | 22 | 306.9248 | 180.1719 | 646.4664 | 133.2642 | 159.4969 | 3520.3445 | 1356.1527 | -447.9002 | 1151.4515 | 3642.4895 | 3538.2996 | 0 | -1080.5968
2030-01-11 | 23 | 460.3872 | 439.5032 | 634.7709 | 133.2642 | 77.4621 | 3777.1387 | 2314.2698 | 178.8394 | 1010.4316 | 3642.4895 | 3538.2996 | 0 | -1080.5968
2030-01-11 | 24 | 153.4624 | 153.4624 | 239.8862 | 0 | 0 | 3514.7869 | 2574.9509 | 1108.8311 | 2842.4336 | 3642.4895 | 3348.8252 | 0 | -1080.5968
2030-01-12 | 1 | 0 | 0 | 0 | 0 | 0 | 3416.7197 | 3625.937 | 2159.6072 | 3743.0737 | 3642.4895 | 3538.2996 | 0 | 1080.5968
2030-01-12 | 2 | 0 | 0 | 0 | 199.7842 | 166.4944 | 3302.2405 | 3625.936 | 1892.6136 | 3743.0737 | 3642.4895 | 3538.2996 | 0 | -134.2843
2030-01-12 | 3 | 0 | 0 | 0 | 266.4163 | 266.4163 | 3158.2551 | 3625.937 | 1494.7146 | 3743.0737 | 3642.4895 | 3538.2996 | 0 | 1080.5968
2030-01-12 | 4 | 0 | 0 | 0 | 266.4163 | 266.4163 | 3553.9031 | 3625.937 | 384.3425 | 3743.0737 | 3642.4895 | 3538.2996 | 0 | -210.517
2030-01-12 | 5 | 0 | 0 | 0 | 266.4163 | 266.4163 | 3721.0825 | 3625.937 | 141.581 | 3743.0737 | 3642.4895 | 3538.2996 | 0 | -1080.5968
2030-01-12 | 6 | 0 | 0 | 0 | 266.4163 | 266.4163 | 3777.1387 | 3625.937 | 2644.6272 | 3743.0737 | 3642.4895 | 3538.2996 | 0 | 710.7626
2030-01-12 | 7 | 0 | 0 | 0 | 133.2642 | 181.171 | 3777.1387 | 3625.937 | 3644.7876 | 3743.0737 | 3642.4895 | 3538.2996 | 0 | -424.5373
2030-01-12 | 8 | 153.4624 | 153.4624 | 0 | 0 | 0 | 3573.679 | 3625.937 | 3651.7539 | 3743.0737 | 3642.4895 | 3538.2996 | 0 | -4.53e-06
2030-01-12 | 9 | 153.4624 | 153.4624 | 48.1599 | 199.8963 | 226.597 | 3322.2705 | 3625.937 | 3785.2273 | 3743.0737 | 3642.4895 | 3538.2996 | 0 | -1080.5968
2030-01-12 | 10 | 153.4624 | 153.4624 | 0 | 0 | 0 | 3777.1387 | 3625.937 | 1604.7544 | 3743.0737 | 3642.4895 | 3538.2996 | 0 | -1080.5968
2030-01-12 | 11 | 153.4624 | 153.4624 | 581.7374 | 0 | 0 | 3743.2297 | 3625.937 | 1353.1984 | 3743.0737 | 3642.4895 | 3538.2996 | 0 | -1080.5968
2030-01-12 | 12 | 153.4624 | 153.4624 | 0 | 0 | 0 | 3777.1387 | 3625.937 | 2109.1033 | 3743.0737 | 3642.4895 | 3538.2996 | 0 | -1080.5968
2030-01-12 | 13 | 153.4624 | 153.4624 | 0 | 0 | 0 | 3777.1387 | 3625.937 | 1856.0444 | 3743.0737 | 3642.4895 | 3538.2996 | 0 | -1080.5968
2030-01-12 | 14 | 153.4624 | 153.4624 | 0 | 79.9142 | 133.2642 | 3777.1387 | 3625.937 | 3785.2273 | 3743.0737 | 3642.4895 | 3538.2996 | 0 | -1080.5968
2030-01-12 | 15 | 153.4624 | 153.4624 | 0 | 199.8963 | 205.5525 | 3777.1387 | 3625.937 | 3785.2273 | 3743.0737 | 3642.4895 | 3538.2996 | 0 | -1080.5968
2030-01-12 | 16 | 153.4624 | 153.4624 | 0 | 261.8831 | 266.4163 | 3777.1387 | 3625.937 | 3785.2273 | 3743.0737 | 3642.4895 | 3538.2996 | 43.708 | -1080.5968
2030-01-12 | 17 | 153.4624 | 153.4624 | 0 | 199.8963 | 199.8963 | 3777.1387 | 3625.937 | 3785.2261 | 3743.0737 | 3642.4895 | 3538.2996 | 0 | -1080.5968
2030-01-12 | 18 | 153.4624 | 153.4624 | 0 | 0 | 0 | 3746.4243 | 3625.937 | 3785.2273 | 3743.0737 | 3642.4895 | 3538.2996 | 246.024 | -1080.5968
2030-01-12 | 19 | 153.4624 | 153.4624 | 646.4664 | 266.4163 | 266.4163 | 3344.95 | 3625.937 | 3785.2273 | 3743.0737 | 3642.4895 | 3538.2996 | 0 | 1080.5968
2030-01-12 | 20 | 153.4624 | 153.4624 | 646.4664 | 0 | 0 | 3226.8823 | 3625.937 | 3785.2273 | 3743.0737 | 3642.4895 | 3538.2996 | 0 | -1080.5968
2030-01-12 | 21 | 153.4624 | 153.4624 | 646.4664 | 0 | 0 | 3337.467 | 3625.937 | 3785.2273 | 3743.0737 | 3642.4895 | 3538.2996 | 0 | -1080.5968
2030-01-12 | 22 | 68.436 | 153.4624 | 0 | 0 | 0 | 3438.9297 | 3625.937 | 3785.2273 | 3743.0737 | 3642.4895 | 3538.2996 | 0 | 1080.5968
2030-01-12 | 23 | 153.4624 | 153.4624 | 0 | 0 | 0 | 3777.1387 | 3625.937 | 3785.2273 | 3743.0737 | 3642.4895 | 3538.2996 | 0 | -1080.5968
2030-01-12 | 24 | 153.4624 | 153.4624 | 0 | 0 | 0 | 3777.1387 | 3625.937 | 3785.2273 | 3743.0737 | 3642.4895 | 3538.2996 | 0 | -1080.5968
2030-01-13 | 1 | 153.4624 | 153.4624 | 0 | 0 | 0 | 3777.1387 | 3625.937 | 3785.2273 | 3743.0737 | 3642.4895 | 3538.2996 | 0 | -1080.5968
2030-01-13 | 2 | 153.4624 | 153.4624 | 0 | 0 | 0 | 3777.1387 | 3625.937 | 3785.2273 | 3743.0737 | 3642.4895 | 3538.2996 | 0 | -1080.5968
2030-01-13 | 3 | 0 | 0 | 0 | 133.2642 | 133.7941 | 3516.4995 | 3625.937 | 3785.2273 | 3743.0737 | 3642.4895 | 3538.2996 | 0 | -1080.5968
2030-01-13 | 4 | 0 | 0 | 0 | 133.2642 | 195.4468 | 3373.2249 | 3625.937 | 3785.2273 | 3743.0737 | 3642.4895 | 3538.2996 | 0 | -1080.5968
2030-01-13 | 5 | 0 | 0 | 0 | 199.8963 | 199.8963 | 3318.7629 | 3625.937 | 3785.2273 | 3743.0737 | 3642.4895 | 3538.2996 | 0 | -1080.5968
2030-01-13 | 6 | 0 | 0 | 0 | 199.8963 | 199.8963 | 3425.2412 | 3625.937 | 3785.2273 | 3743.0737 | 3642.4895 | 3538.2996 | 0 | -1080.5968
2030-01-13 | 7 | 0 | 0 | 0 | 0 | 0 | 3475.3362 | 3625.937 | 3785.2273 | 3743.0737 | 3642.4895 | 3538.2996 | 0 | -1080.5968
2030-01-13 | 8 | 0 | 0 | 0 | 0 | 0 | 3278.8733 | 3625.937 | 3785.2273 | 3743.0737 | 3642.4895 | 3538.2996 | 0 | -1080.5968
2030-01-13 | 9 | 0 | 0 | 0 | 0 | 0 | 3529.4338 | 3625.937 | 3785.2273 | 3743.0737 | 3642.4895 | 3538.3005 | 0 | -1080.5968
2030-01-13 | 10 | 0 | 0 | 267.272 | 0 | 0 | 3777.1387 | 3625.936 | 3785.2273 | 3743.0737 | 3642.4895 | 3538.2996 | 0 | -1080.5968
2030-01-13 | 11 | 0 | 0 | 12.1218 | 0 | 0 | 3777.1387 | 3625.937 | 3785.2273 | 3743.0737 | 3642.4895 | 3538.2996 | 0 | 1080.5968
2030-01-13 | 12 | 153.4624 | 75.0627 | 0 | 0 | 0 | 3777.1387 | 3625.937 | 3785.2273 | 3743.0737 | 3642.4895 | 3538.2996 | 0 | -1080.5968
2030-01-13 | 13 | 118.4262 | 0 | 0 | 0 | 0 | 3777.1387 | 3625.937 | 3785.2273 | 3743.0737 | 3642.4895 | 3538.2996 | 0 | -1080.5968
2030-01-13 | 14 | 0 | 0 | 0 | 0 | 0 | 3777.1387 | 3625.937 | 3785.2273 | 3743.0737 | 3642.4895 | 3538.2996 | 0 | -1080.5968
2030-01-13 | 15 | 0 | 0 | 0 | 0 | 0 | 3777.1377 | 3625.937 | 3785.2273 | 3743.0737 | 3642.4895 | 3538.2996 | 313.5618 | -1080.5968
2030-01-13 | 16 | 0 | 0 | 0 | 0 | 0 | 3777.1387 | 3625.937 | 3785.2261 | 3743.0737 | 3642.4895 | 3538.2996 | 323.5141 | -1080.5968
2030-01-13 | 17 | 0 | 0 | 0 | 0 | 0 | 3777.1387 | 3625.937 | 3785.2273 | 3743.0737 | 3642.4895 | 3538.2996 | 317.0434 | -1080.5968
2030-01-13 | 18 | 153.4624 | 153.4624 | 0 | 0 | 0 | 3777.1387 | 3625.937 | 3785.2273 | 3743.0737 | 3642.4895 | 3538.2996 | 314.1595 | -1080.5968
2030-01-13 | 19 | 153.4624 | 153.4624 | 323.2332 | 0 | 0 | 3777.1387 | 3625.937 | 3785.2273 | 3743.0737 | 3642.4895 | 3538.2996 | 260.8316 | -1080.5968
2030-01-13 | 20 | 153.4624 | 153.4624 | 646.4664 | 0 | 0 | 3777.1387 | 3625.937 | -1140.1637 | 3743.0737 | 3642.4895 | 3538.2996 | 0 | -1080.5968
2030-01-13 | 21 | 153.4624 | 153.4624 | 646.4664 | 0 | 0 | 3777.1387 | 3625.937 | -2660.873 | 3651.8787 | 3642.4895 | 3538.2996 | 0 | -1080.5968
2030-01-13 | 22 | 153.4624 | 153.4624 | 646.4664 | 0 | 0 | 3777.1387 | 3625.937 | -3763.6658 | 1093.7543 | 3642.4895 | 3538.2996 | 0 | -1080.5968
2030-01-13 | 23 | 153.4624 | 153.4624 | 646.4664 | 0 | 0 | 3777.1387 | 2060.9949 | -3466.949 | 966.8052 | 3642.4895 | 3538.2996 | 0 | -1080.5968
2030-01-13 | 24 | 153.4624 | 153.4624 | 646.4664 | 0 | 0 | 3777.1387 | 168.9813 | -2847.2214 | 3191.782 | 3642.4895 | 3098.4351 | 0 | -1080.5968
2030-01-14 | 1 | 153.4624 | 153.4624 | 0 | 0 | 0 | 3777.1387 | 1753.4629 | -2479.3127 | 1113.3275 | 3642.4895 | 3538.2996 | 0 | -1080.5968
2030-01-14 | 2 | 0 | 0 | 0 | 133.2642 | 133.2642 | 3777.1387 | 215.9524 | -2451.6895 | 1507.9705 | 3642.4895 | 3538.2996 | 0 | -1080.5968
2030-01-14 | 3 | 0 | 0 | 0 | 199.8963 | 199.8963 | 3777.1387 | 3625.937 | -1502.1919 | 3689.6653 | 3642.4895 | 3538.2996 | 0 | -1080.5968
2030-01-14 | 4 | 0 | 0 | 0 | 110.3144 | 66.6321 | 3777.1387 | 3625.937 | -1179.2196 | 3669.1577 | 3642.4895 | 3538.2996 | 0 | -1080.5968
2030-01-14 | 5 | 153.4624 | 153.4624 | 0 | 133.2642 | 194.1942 | 3777.1387 | 3625.937 | 3232.2883 | 3743.0737 | 3642.4895 | 3538.2996 | 0 | 540.2984
2030-01-14 | 6 | 153.4624 | 153.4624 | 0 | 0 | 0 | 3777.1387 | 3625.937 | 3785.2273 | 3743.0737 | 3642.4895 | 3538.2996 | 0 | -1080.5968
2030-01-14 | 7 | 153.4624 | 153.4624 | 0 | 133.2642 | 133.2642 | 3308.5815 | 3625.937 | 2781.3164 | 3743.0737 | 3642.4895 | 3538.2996 | 0 | -1080.5968
2030-01-14 | 8 | 306.9248 | 282.8312 | 0 | 66.6321 | 37.0717 | 3777.1387 | 3625.937 | 585.5648 | 3743.0737 | 3642.4895 | 3538.2996 | 0 | -1080.5968
2030-01-14 | 9 | 460.3872 | 460.3872 | 0 | 66.6321 | 58.3604 | 3777.1387 | 3625.937 | -74.1723 | 3743.0737 | 3642.4895 | 3538.2996 | 0 | -1080.5968
2030-01-14 | 10 | 460.3872 | 460.3872 | 0 | 133.2642 | 151.1347 | 3777.1387 | 3625.937 | 321.6432 | 2886.2815 | 3642.4895 | 3538.2996 | 0 | -1080.5968
2030-01-14 | 11 | 193.7347 | 306.9248 | 0 | 199.8963 | 199.8963 | 3777.1387 | 3625.937 | 511.3412 | 711.3423 | 3642.4895 | 3538.2996 | 0 | -1080.5968
2030-01-14 | 12 | 153.4624 | 216.8165 | 0 | 199.8963 | 199.8963 | 3777.1387 | 3625.937 | 866.5703 | 249.3329 | 3642.4895 | 3538.2996 | 0 | -1080.5968
2030-01-14 | 13 | 158.9283 | 153.4624 | 0 | 199.8963 | 199.8963 | 3777.1387 | 3625.937 | 2072.2666 | 2224.8376 | 3642.4895 | 3538.2996 | 0 | -1080.5968
2030-01-14 | 14 | 153.4624 | 153.4624 | 107.0292 | 184.6349 | 199.8963 | 3777.1387 | 3625.937 | 2593.0364 | 3636.2 | 3642.4895 | 3538.2996 | 130.4821 | -1080.5968
2030-01-14 | 15 | 153.4624 | 153.4624 | 0 | 69.4369 | 133.2642 | 3777.1387 | 3625.937 | 3433.8 | 3743.0737 | 3642.4895 | 3538.2996 | 138.8212 | -1080.5968
2030-01-14 | 16 | 153.4624 | 153.4624 | 1.2343 | 66.6321 | 66.396 | 3777.1387 | 3625.937 | 3785.2273 | 3743.0737 | 3642.4895 | 3538.2996 | 53.882 | -1080.5968
2030-01-14 | 17 | 153.4624 | 153.4624 | 0 | 66.6321 | 132.4418 | 3777.1387 | 3625.937 | 3785.2273 | 3743.0737 | 3642.4895 | 3538.2996 | 255.5765 | -1080.5968
2030-01-14 | 18 | 153.4624 | 153.4624 | 153.3678 | 199.8963 | 199.8963 | 3777.1387 | 3625.937 | 3785.2273 | 3743.0737 | 3642.4895 | 3538.2996 | 395.2927 | -1080.5968
2030-01-14 | 19 | 271.6176 | 306.9248 | 572.796 | 199.8963 | 199.8963 | 3777.1387 | 3625.937 | 3785.2273 | 3743.0737 | 3642.4895 | 3538.2996 | 284.0185 | -1080.5968
2030-01-14 | 20 | 153.4624 | 153.4624 | 646.4664 | 199.8963 | 199.8963 | 3777.1387 | 3625.937 | 3785.2273 | 3743.0737 | 3642.4895 | 3538.2996 | 0 | -1080.5968
2030-01-14 | 21 | 153.4624 | 153.4624 | 646.4664 | 199.8963 | 199.8963 | 3777.1387 | 3625.937 | 3785.2273 | 3743.0737 | 3642.4895 | 3538.2996 | 110.384 | -1080.5968
2030-01-14 | 22 | 153.4624 | 153.4624 | 646.4664 | 66.6321 | 93.1148 | 3777.1387 | 3625.937 | 3785.2273 | 3743.0737 | 3642.4895 | 3538.2996 | 0 | -1080.5968
2030-01-14 | 23 | 0 | 151.1189 | 646.4664 | 0 | 0 | 3777.1387 | 3625.937 | 3785.2273 | 3743.0737 | 3642.4895 | 3538.2996 | 0 | -1080.5968
2030-01-14 | 24 | 0 | 0 | 0 | 0 | 0 | 3777.1387 | 3625.937 | 3785.2273 | 3743.0737 | 3642.4895 | 3538.2996 | 0 | -1080.5968
2030-01-15 | 1 | 0 | 0 | 0 | 0 | 0 | 3777.1387 | 3625.937 | 3785.2273 | 3743.0737 | 3642.4895 | 3538.2996 | 0 | -1080.5968
2030-01-15 | 2 | 0 | 0 | 0 | 0 | 0 | 3777.1387 | 3625.937 | 3785.2273 | 3743.0737 | 3642.4895 | 3538.2996 | 0 | -1080.5968
2030-01-15 | 3 | 0 | 0 | 0 | 0 | 0 | 3777.1387 | 3625.937 | 3785.2273 | 3743.0737 | 3642.4895 | 3538.2996 | 0 | -1080.5968
2030-01-15 | 4 | 0 | 0 | 0 | 0 | 0 | 3777.1387 | 3625.937 | 3785.2273 | 3743.075 | 3642.4895 | 3538.2996 | 0 | -1080.5968
2030-01-15 | 5 | 0 | 0 | 0 | 0 | 0 | 3777.1387 | 3625.937 | 3785.2273 | 3743.0737 | 3642.4895 | 3538.2996 | 0 | -1080.5968
2030-01-15 | 6 | 0 | 0 | 0 | 0 | 0 | 3777.1387 | 3625.937 | 3785.2273 | 3743.0737 | 3642.4895 | 3538.2996 | 0 | -1080.5968
2030-01-15 | 7 | 153.4624 | 153.4624 | 0 | 0 | 0 | 3777.1387 | 3625.937 | 3785.2273 | 3743.0737 | 3642.4895 | 3538.2996 | 0 | -1080.5968
2030-01-15 | 8 | 153.4624 | 153.4624 | 0 | 0 | 0 | 3777.1387 | 3625.937 | 3785.2273 | 3743.0737 | 3642.4895 | 3538.2996 | 323.5141 | -1080.5968
2030-01-15 | 9 | 153.4624 | 153.4624 | 0 | 86.3611 | 133.2642 | 3777.1387 | 3625.937 | 3785.2273 | 3743.0737 | 3642.4895 | 3538.2996 | 334.8615 | -1080.5968
2030-01-15 | 10 | 153.4624 | 153.4624 | 0 | 84.6481 | 133.2642 | 3777.1387 | 3625.937 | 3785.2273 | 3743.0737 | 3642.4895 | 3538.2996 | 232.94 | -1080.5968
2030-01-15 | 11 | 153.4624 | 153.4624 | 0 | 0 | 2.8409 | 3777.1387 | 3625.937 | 3785.2261 | 3743.0737 | 3642.4895 | 3538.2996 | 283.1051 | -1080.5968
2030-01-15 | 12 | 153.4624 | 153.4624 | 0 | 0 | 0 | 3777.1387 | 3625.937 | 3785.2273 | 3743.0737 | 3642.4895 | 3538.2996 | 418.4822 | -1080.5968
2030-01-15 | 13 | 153.4624 | 153.4624 | 0 | 0 | 0 | 3777.1387 | 3625.937 | 3785.2273 | 3743.0737 | 3642.4895 | 3538.2996 | 376.9227 | -1080.5968
2030-01-15 | 14 | 153.4624 | 153.4624 | 0 | 0 | 0 | 3777.1387 | 3625.937 | 3785.2273 | 3743.0737 | 3642.4895 | 3538.2996 | 368.7902 | -1080.5968
2030-01-15 | 15 | 153.4624 | 153.4624 | 0 | 0 | 0 | 3777.1387 | 3625.937 | 3785.2273 | 3743.0737 | 3642.4895 | 3538.2996 | 390.2597 | -1080.5968
2030-01-15 | 16 | 153.4624 | 153.4624 | 0 | 0 | 0 | 3777.1387 | 3625.937 | 3785.2283 | 3743.0737 | 3642.4895 | 3538.2996 | 323.5141 | -1080.5968
2030-01-15 | 17 | 153.4624 | 153.4624 | 484.8498 | 0 | 0 | 3777.1387 | 3625.937 | 3785.2273 | 3743.0737 | 3642.4895 | 3538.2996 | 445.3833 | -1080.5968
2030-01-15 | 18 | 153.4624 | 153.4624 | 646.4664 | 0 | 0 | 3777.1387 | 3625.937 | 3785.2273 | 3743.0737 | 3642.4895 | 3538.2996 | 647.0283 | 1080.5968
2030-01-15 | 19 | 153.4624 | 153.4624 | 646.4664 | 0 | 0 | 3777.1387 | 3625.937 | 1892.6136 | 3743.0737 | 3642.4895 | 3538.2996 | 647.0283 | 539.3671
2030-01-15 | 20 | 153.4624 | 153.4624 | 646.4664 | 0 | 0 | 3777.1387 | 3625.937 | 0 | 3743.0737 | 3642.4895 | 3538.2996 | 110.8923 | -667.5881
2030-01-15 | 21 | 153.4624 | 153.4624 | 646.4664 | 0 | 0 | 3777.1387 | 3625.937 | 1261.7238 | 3743.0737 | 3642.4895 | 3538.2996 | 0 | -659.8735
2030-01-15 | 22 | 153.4624 | 153.4624 | 646.4664 | 0 | 0 | 3777.1387 | 3625.937 | -881.259 | 3743.0737 | 3642.4895 | 3538.2996 | 0 | -1080.5968
2030-01-15 | 23 | 153.4624 | 153.4624 | 544.9607 | 0 | 0 | 3749.1443 | 3625.937 | -1078.7906 | 2976.1482 | 3642.4895 | 3538.2996 | 0 | -1080.5968
2030-01-15 | 24 | 153.4624 | 153.4624 | 0 | 0 | 0 | 3777.1387 | 3625.937 | -1225.1033 | 2788.0688 | 3642.4895 | 3538.2996 | 0 | -1080.5968
2030-01-16 | 1 | 153.4624 | 153.4624 | 0 | 0 | 0 | 3777.1387 | 3625.937 | 1962.5015 | 3743.0737 | 3642.4895 | 3538.2996 | 0 | -1080.5968
2030-01-16 | 2 | 153.4624 | 153.4624 | 426.9535 | 66.6321 | 69.0548 | 3777.1387 | 3625.937 | 2589.8391 | 3743.0737 | 3642.4895 | 3538.2996 | 0 | 1080.5968
2030-01-16 | 3 | 0 | 0 | 164.8282 | 186.9546 | 199.8963 | 3777.1387 | 3625.937 | 2091.3618 | 3743.0737 | 3642.4895 | 3538.2996 | 0 | 1080.5968
2030-01-16 | 4 | 0 | 0 | 0 | 133.2642 | 161.2429 | 3777.1387 | 3625.937 | 2746.0828 | 3743.0737 | 3642.4895 | 3538.2996 | 0 | 1080.5968
2030-01-16 | 5 | 0 | 0 | 307.1695 | 0 | 0 | 3535.4958 | 3625.937 | 3785.2273 | 3743.0737 | 3642.4895 | 3538.2996 | 0 | 1080.5968
2030-01-16 | 6 | 0 | 0 | 0 | 0 | 0 | 3323.7319 | 3625.937 | 3785.2273 | 3743.0737 | 3642.4895 | 3538.2996 | 0 | -4.53e-06
2030-01-16 | 7 | 0 | 0 | 0 | 0 | 5.0784 | 3402.7898 | 3625.937 | 3785.2273 | 3743.0737 | 3642.4895 | 3538.2996 | 0 | -1080.5968
2030-01-16 | 8 | 153.4624 | 153.4624 | 646.4664 | 0 | 0 | 3437.6448 | 3625.937 | 3785.2273 | 3743.0737 | 3642.4895 | 3538.2996 | 0 | -1057.7444
2030-01-16 | 9 | 153.4624 | 153.4624 | 646.4664 | 266.4163 | 266.4163 | 3523.8713 | 3625.937 | 3785.2273 | 3743.0737 | 3642.4895 | 3538.2983 | 0 | -1080.5968
2030-01-16 | 10 | 153.4624 | 153.4624 | 211.546 | 0 | 0 | 3777.1387 | 3625.937 | 3785.2273 | 3743.0737 | 3642.4895 | 3538.2996 | 0 | -1080.5968
2030-01-16 | 11 | 153.4624 | 153.4624 | 0 | 0 | 0 | 3777.1387 | 3625.937 | 3785.2273 | 3743.0737 | 3642.4895 | 3538.2996 | 0 | -1080.5968
2030-01-16 | 12 | 153.4624 | 153.4624 | 0 | 66.6321 | 34.7633 | 3777.1387 | 3625.937 | 3785.2273 | 3743.0737 | 3642.4895 | 3538.2996 | 0 | -1080.5968
2030-01-16 | 13 | 153.4624 | 153.4624 | 0 | 66.6321 | 122.322 | 3777.1387 | 3625.937 | 3785.2273 | 3743.0737 | 3642.4895 | 3538.2996 | 0 | -1022.9006
2030-01-16 | 14 | 153.4624 | 153.4624 | 0 | 57.7896 | 66.6321 | 3777.1387 | 3625.937 | 3785.2273 | 3743.0737 | 3642.4895 | 3538.2996 | 494.6243 | -840.9701
2030-01-16 | 15 | 153.4624 | 153.4624 | 0 | 0 | 0 | 3777.1387 | 3625.937 | 3785.2273 | 3743.0728 | 3642.4895 | 3538.2996 | 647.0283 | -4.53e-06
2030-01-16 | 16 | 153.4624 | 153.4624 | 0 | 66.6321 | 66.6321 | 3777.1387 | 3625.937 | 3785.2273 | 3743.0737 | 3642.4895 | 3538.2996 | 626.1347 | -4.53e-06
2030-01-16 | 17 | 153.4624 | 153.4624 | 0 | 199.8963 | 199.8963 | 3777.1387 | 3625.937 | 3785.2273 | 3743.0737 | 3642.4895 | 3538.2996 | 485.2712 | -793.5667
2030-01-16 | 18 | 153.4624 | 153.4624 | 0 | 199.8963 | 199.8963 | 3777.1387 | 3625.937 | 3785.2273 | 3743.0737 | 3642.4895 | 3538.2996 | 386.5917 | -988.3851
2030-01-16 | 19 | 153.4624 | 153.4624 | 0 | 199.8963 | 201.8628 | 3777.1387 | 3625.937 | 3785.2273 | 3743.0737 | 3642.4895 | 3538.2996 | 0 | -939.1795
2030-01-16 | 20 | 153.4624 | 153.4624 | 646.4664 | 199.8963 | 199.8963 | 3777.1387 | 3625.937 | 3785.2273 | 3743.0737 | 3642.4895 | 3538.2996 | 0 | -880.7809
2030-01-16 | 21 | 153.4624 | 153.4624 | 646.4664 | 171.7098 | 133.2642 | 3777.1387 | 3625.937 | 3785.2273 | 3743.0737 | 3642.4895 | 3538.2996 | 0 | -766.3433
2030-01-16 | 22 | 0 | 125.6958 | 646.4664 | 266.4163 | 246.8873 | 3777.1387 | 3625.937 | 3785.2273 | 3743.0737 | 3642.4895 | 3538.2996 | 0 | -774.0496
2030-01-16 | 23 | 0 | 35.0316 | 286.9471 | 266.4163 | 266.4163 | 3777.1387 | 3625.937 | 3785.2273 | 3743.0737 | 3642.4895 | 3538.2996 | 0 | -913.0707
2030-01-16 | 24 | 153.4624 | 153.4624 | 0 | 41.5392 | 0 | 3777.1387 | 3625.937 | 3785.2273 | 3743.0737 | 3642.4895 | 3538.2996 | 647.0283 | -1080.5968
2030-01-17 | 1 | 153.4624 | 153.4624 | 0 | 0 | 0 | 3777.1387 | 3625.937 | 3785.2273 | 3743.0737 | 3642.4895 | 3538.2996 | 160.3257 | -1080.5968
2030-01-17 | 2 | 153.4624 | 153.4624 | 0 | 0 | 0 | 3777.1387 | 3625.937 | 3785.2273 | 3743.0737 | 3642.4895 | 3538.2996 | 0 | -77.0424
2030-01-17 | 3 | 0 | 0 | 0 | 266.4163 | 266.4163 | 3777.1387 | 3625.937 | 3785.2273 | 3743.0737 | 3642.4895 | 3538.2996 | 0 | 1080.5968
2030-01-17 | 4 | 0 | 0 | 0 | 117.1395 | 66.6321 | 3777.1387 | 3625.937 | 3785.2273 | 3743.0737 | 3642.4895 | 3538.2996 | 0 | -1080.5968
2030-01-17 | 5 | 0 | 0 | 87.5952 | 0 | 0 | 3777.1387 | 3625.937 | 3785.2273 | 3743.0737 | 3642.4895 | 3538.2996 | 0 | -1080.5968
2030-01-17 | 6 | 153.4624 | 153.4624 | 59.5463 | 0 | 0 | 3777.1387 | 3625.937 | 3785.2273 | 3743.0737 | 3642.4895 | 3538.2996 | 0 | -1080.5968
2030-01-17 | 7 | 153.4624 | 153.4624 | 0 | 0 | 0 | 3777.1387 | 3625.937 | 3785.2273 | 3743.0737 | 3642.4895 | 3538.2996 | 0 | -1080.5968
2030-01-17 | 8 | 153.4624 | 153.4624 | 0 | 199.8963 | 199.8963 | 3777.1387 | 3625.937 | 3785.2273 | 3743.0737 | 3642.4895 | 3538.2996 | 0 | -1080.5968
2030-01-17 | 9 | 153.4624 | 153.4624 | 0 | 199.8963 | 199.8963 | 3777.1387 | 3625.937 | 3785.2273 | 3743.0737 | 3642.4895 | 3538.2996 | 0 | -1080.5968
2030-01-17 | 10 | 153.4624 | 153.4624 | 0 | 199.8963 | 146.8719 | 3777.1387 | 3625.937 | 3785.2273 | 3743.0737 | 3642.4895 | 3538.2996 | 0 | -1080.5968
2030-01-17 | 11 | 153.4624 | 153.4624 | 0 | 0 | 62.8008 | 3777.1387 | 3625.937 | 3785.2273 | 3743.0737 | 3642.4895 | 3538.2996 | 83.8711 | -1080.5968
2030-01-17 | 12 | 153.4624 | 153.4624 | 64.7415 | 103.6506 | 66.6321 | 3777.1387 | 3625.937 | 3785.2273 | 3743.0737 | 3642.4895 | 3538.2996 | 0 | -1080.5968
2030-01-17 | 13 | 153.4624 | 153.4624 | 0.62435 | 199.8963 | 199.8963 | 3777.1387 | 3625.937 | 3785.2273 | 3743.0737 | 3642.4895 | 3538.2996 | 0 | -1080.5968
2030-01-17 | 14 | 153.4624 | 153.4624 | 294.1729 | 199.8963 | 199.8963 | 3777.1387 | 3625.937 | 3785.2273 | 3743.0737 | 3642.4895 | 3538.2996 | 0 | -1080.5968
2030-01-17 | 15 | 153.4624 | 153.4624 | 389.3442 | 133.2642 | 133.2642 | 3777.1387 | 3625.937 | 3785.2273 | 3743.0737 | 3642.4895 | 3538.2996 | 68.7554 | -1080.5968
2030-01-17 | 16 | 153.4624 | 153.4624 | 459.6653 | 199.8963 | 199.8963 | 3777.1387 | 3625.937 | 3785.2273 | 3743.0737 | 3642.4895 | 3538.2996 | 36.0974 | -1080.5968
2030-01-17 | 17 | 153.4624 | 153.4624 | 646.1304 | 205.8342 | 266.4163 | 3777.1387 | 3625.937 | 423.4121 | 2378.7708 | 3642.4895 | 3538.2996 | 43.5558 | -1080.5968
2030-01-17 | 18 | 153.4624 | 153.4624 | 646.4664 | 126.1491 | 66.6321 | 3777.1387 | 3625.937 | 317.3737 | 2547.5059 | 3642.4895 | 3538.2996 | 506.3002 | -1080.5968
2030-01-17 | 19 | 153.4624 | 153.4624 | 646.4664 | 66.6321 | 59.5011 | 3777.1387 | 3625.937 | -2.7895e-05 | 3743.0737 | 3642.4895 | 3538.2996 | 242.0223 | -1080.5968
2030-01-17 | 20 | 153.4624 | 153.4624 | 646.4664 | 133.2642 | 80.6049 | 3777.1387 | 3625.937 | 2565.5745 | 3743.0737 | 3642.4895 | 3538.2996 | 158.65 | -1080.5968
2030-01-17 | 21 | 153.4624 | 153.4624 | 476.7654 | 32.2151 | 66.6321 | 3777.1387 | 3625.937 | 3785.2273 | 3743.0737 | 3642.4895 | 3538.2996 | 18.4116 | -1080.5968
2030-01-17 | 22 | 0 | 0 | 5.6934 | 0 | 0 | 3777.1387 | 3625.937 | 3785.2273 | 3743.0737 | 3642.4895 | 3538.2996 | 0 | -1080.5968
2030-01-17 | 23 | 0 | 0 | 0 | 0 | 0 | 3777.1387 | 3625.937 | 3785.2273 | 3743.0737 | 3642.4895 | 3538.2996 | 0 | -1080.5968
2030-01-17 | 24 | 0 | 0 | 559.9973 | 0 | 0 | 3777.1387 | 3625.937 | 3785.2273 | 3743.0737 | 3642.4895 | 3538.2996 | 0 | -1080.5968
2030-01-18 | 1 | 0 | 0 | 0 | 0 | 0 | 3777.1387 | 567.0604 | 1326.6675 | 3743.0737 | 3642.4895 | 3538.2996 | 0 | -1080.5968
2030-01-18 | 2 | 0 | 0 | 0 | 0 | 0 | 3777.1387 | 168.9805 | -327.9669 | 3136.0037 | 3642.4895 | 3538.2996 | 0 | -1080.5968
2030-01-18 | 3 | 0 | 0 | 0 | 0 | 0 | 3777.1387 | 168.9812 | -228.1815 | 1714.4685 | 3642.4895 | 3538.2996 | 0 | -1080.5968
2030-01-18 | 4 | 0 | 0 | 0 | 0 | 0 | 3777.1387 | 3594.8884 | -98.0514 | 1241.511 | 3642.4895 | 3538.2996 | 0 | -1080.5968
2030-01-18 | 5 | 153.4624 | 153.4624 | 0 | 199.8963 | 248.022 | 3777.1387 | 3625.937 | 412.2824 | 3743.0737 | 3642.4895 | 3538.2996 | 0 | -1080.5968
2030-01-18 | 6 | 153.4624 | 153.4624 | 0 | 199.8963 | 199.8963 | 3777.1387 | 3625.937 | 2969.0107 | 3743.0737 | 3642.4895 | 3538.2996 | 0 | -1080.5968
2030-01-18 | 7 | 398.8374 | 306.9248 | 162.8093 | 66.6321 | 19.6256 | 3777.1387 | 3625.937 | 3785.2273 | 3743.0737 | 3642.4895 | 3538.2996 | 0 | -915.179
2030-01-18 | 8 | 153.4624 | 276.2229 | 554.3198 | 199.8963 | 193.245 | 3777.1387 | 3625.937 | 3681.5354 | 3743.0737 | 3642.4895 | 3538.2996 | 0 | -817.7391
2030-01-18 | 9 | 306.9248 | 412.4434 | 95.9986 | 0 | 0 | 3777.1387 | 3625.937 | 2270.1443 | 3743.0737 | 3642.4895 | 3538.2996 | 0 | -810.2313
2030-01-18 | 10 | 306.9248 | 434.8356 | 297.3415 | 0 | 0 | 3777.1387 | 3625.937 | 2506.8645 | 3743.0737 | 3642.4895 | 3538.2996 | 0 | -821.0851
2030-01-18 | 11 | 306.9248 | 343.0399 | 452.5262 | 133.2642 | 133.2642 | 3777.1387 | 3625.937 | 3506.2932 | 3743.0737 | 3642.4895 | 3538.2996 | 0 | -914.8883
2030-01-18 | 12 | 153.4624 | 153.4624 | 646.4664 | 0 | 0 | 3777.1387 | 3625.937 | 253.0425 | 3743.0737 | 3642.4895 | 3538.2996 | 0 | -899.3658
2030-01-18 | 13 | 153.4624 | 153.4624 | 646.4664 | 0 | 0 | 3777.1387 | 3625.937 | -261.3548 | 3743.0737 | 3642.4895 | 3538.2996 | 0 | -895.992
2030-01-18 | 14 | 153.4624 | 153.4624 | 646.4664 | 0 | 0 | 3777.1387 | 3625.937 | -762.1387 | 3743.0737 | 3642.4895 | 3538.2996 | 0 | -919.4373
2030-01-18 | 15 | 0 | 0 | 646.4664 | 0 | 0 | 3777.1387 | 3625.937 | -580.6964 | 3325.8103 | 3642.4895 | 3538.2996 | 0 | -1012.2714
2030-01-18 | 16 | 0 | 0 | 646.4664 | 0 | 0 | 3777.1387 | 3625.937 | -1546.2194 | 2924.0061 | 3642.4895 | 3538.2996 | 0 | -1080.5968
2030-01-18 | 17 | 153.4624 | 153.4624 | 646.4664 | 0 | 0 | 3777.1387 | 3625.937 | -1270.724 | 2295.687 | 3642.4895 | 3538.2996 | 0 | -867.5738
2030-01-18 | 18 | 153.4624 | 153.4624 | 646.4664 | 0 | 0 | 3777.1387 | 3625.937 | -2040.9026 | 2394.7488 | 3642.4895 | 3538.2996 | 233.7295 | -749.9329
2030-01-18 | 19 | 153.4624 | 153.4624 | 646.4664 | 0 | 0 | 3777.1387 | 3625.937 | -2657.9954 | -893.0131 | 3642.4895 | 3538.2996 | 94.1126 | -672.4302
2030-01-18 | 20 | 153.4624 | 153.4624 | 448.922 | 0 | 0 | 3777.1387 | 3625.937 | -2952.1489 | -1237.0535 | 3642.4895 | 3538.2996 | 0 | -682.6558
2030-01-18 | 21 | 153.4624 | 153.4624 | 547.6942 | 0 | 0 | 3777.1387 | 3614.8494 | -2549.7612 | -1159.4493 | 2277.1239 | 3538.2996 | 0 | -881.6263
2030-01-18 | 22 | 153.4624 | 153.4624 | 646.4664 | 0 | 0 | 3777.1387 | 3603.7617 | -2147.3735 | -1081.8451 | 911.7584 | 3538.2996 | 0 | -1080.5968
2030-01-18 | 23 | 153.4624 | 153.4624 | 519.8458 | 0 | 0 | 3777.1387 | 3625.937 | -2715.5083 | -351.4626 | 1821.2448 | 3538.2996 | 0 | -1080.5968
2030-01-18 | 24 | 153.4624 | 153.4624 | 7.1623 | 0 | 0 | 3777.1387 | 3625.937 | -3672.7559 | 917.6363 | 3642.4895 | 3538.2996 | 0 | -1080.5968
2030-01-19 | 1 | 153.4624 | 153.4624 | 0 | 0 | 0 | 3777.1387 | 3625.937 | -3715.8 | 3743.0737 | 3642.4895 | 3538.2996 | 0 | -1080.5968
2030-01-19 | 2 | 0 | 0 | 0 | 0 | 0 | 3777.1387 | 3625.937 | -3785.2273 | 725.1118 | 3223.9954 | 3538.2996 | 0 | 1080.5968
2030-01-19 | 3 | 0 | 0 | 0 | 0 | 0 | 3777.1387 | 3625.937 | -3785.2273 | -1471.8916 | 3560.2859 | 3538.2996 | 0 | -1080.5968
2030-01-19 | 4 | 0 | 0 | 0 | 0 | 0 | 3777.1387 | 3625.937 | -2937.3179 | 1598.6005 | 3642.4895 | 3538.2996 | 0 | -1080.5968
2030-01-19 | 5 | 0 | 0 | 0 | 0 | 0 | 3777.1387 | 3625.937 | -2284.9187 | 1387.4185 | 3642.4895 | 3538.2996 | 0 | -1080.5968
2030-01-19 | 6 | 0 | 0 | 0 | 0 | 0 | 3777.1387 | 3625.937 | -2117.6624 | 556.8799 | 3642.4895 | 3538.2996 | 0 | -1080.5968
2030-01-19 | 7 | 0 | 0 | 0 | 0 | 0 | 3777.1387 | 3625.937 | -1770.1232 | 2593.9915 | 3642.4895 | 3538.2996 | 0 | -1080.5968
2030-01-19 | 8 | 153.4624 | 153.4624 | 0 | 0 | 0 | 3777.1387 | 3625.937 | 1571.4229 | 3743.0737 | 3642.4895 | 3538.2996 | 0 | -861.1128
2030-01-19 | 9 | 153.4624 | 153.4624 | 0 | 0 | 0 | 3777.1387 | 3625.937 | -516.2807 | 3743.0737 | 3642.4895 | 3538.2996 | 0 | -1080.5968
2030-01-19 | 10 | 153.4624 | 153.4624 | 311.1923 | 0 | 0 | 3777.1387 | 3625.937 | -1671.8678 | 3743.0737 | 3642.4895 | 3538.2996 | 0 | -1080.5968
2030-01-19 | 11 | 153.4624 | 153.4624 | 597.7518 | 0 | 0 | 3777.1387 | 3625.937 | -231.2812 | 3743.0737 | 3642.4895 | 3538.2996 | 0 | -1080.5968
2030-01-19 | 12 | 153.4624 | 153.4624 | 646.4664 | 0 | 0 | 3777.1387 | 3625.937 | -562.6113 | 3743.0737 | 3642.4895 | 3538.2996 | 0 | -1080.5968
2030-01-19 | 13 | 153.4624 | 153.4624 | 536.8804 | 0 | 0 | 3777.1387 | 3625.937 | -802.6254 | 3743.0737 | 3642.4895 | 3538.2996 | 0 | -1080.5968
2030-01-19 | 14 | 153.4624 | 153.4624 | 465.8061 | 0 | 0 | 3777.1387 | 3625.937 | -2016.2516 | 3743.0737 | 3642.4895 | 3538.2996 | 0 | -1080.5968
2030-01-19 | 15 | 153.4624 | 153.4624 | 398.7055 | 0 | 0 | 3777.1387 | 3625.937 | -1916.3856 | 2203.8857 | 3642.4895 | 3538.2996 | 0 | -1080.5968
2030-01-19 | 16 | 153.4624 | 153.4624 | 353.5827 | 0 | 0 | 3777.1387 | 3625.937 | -2429.3542 | 1981.4141 | 3642.4895 | 3538.2996 | 0 | -1080.5968
2030-01-19 | 17 | 153.4624 | 153.4624 | 155.9103 | 0 | 0 | 3777.1387 | 3625.937 | -1738.5216 | 3685.6816 | 3642.4895 | 3538.2996 | 0 | -1026.1285
2030-01-19 | 18 | 153.4624 | 153.4624 | 646.4664 | 0 | 0 | 3777.1387 | 3625.937 | 146.2979 | 3743.0737 | 3642.4895 | 3538.2996 | 0 | -1080.5968
2030-01-19 | 19 | 153.4624 | 153.4624 | 646.4664 | 0 | 0 | 3777.1387 | 3625.937 | -122.7744 | 3743.0737 | 3642.4895 | 3538.2996 | 0 | -1080.5968
2030-01-19 | 20 | 153.4624 | 153.4624 | 646.4664 | 0 | 0 | 3777.1387 | 3625.937 | -2630.9172 | 3743.0737 | 3642.4895 | 3538.2996 | 0 | -1080.5968
2030-01-19 | 21 | 153.4624 | 153.4624 | 646.4664 | 0 | 0 | 3777.1387 | 3625.937 | -2305.3491 | 689.8824 | 1922.3414 | 3538.2996 | 0 | -1080.5968
2030-01-19 | 22 | 153.4624 | 153.4624 | 558.9332 | 0 | 0 | 3777.1387 | 2699.4724 | -2351.9644 | 0 | 1821.2448 | 3538.2996 | 0 | -1080.5968
2030-01-19 | 23 | 153.4624 | 153.4624 | 292.2238 | 0 | 0 | 3777.1387 | 3625.937 | -2754.1731 | 0 | 2606.6165 | 3538.2996 | 0 | -1080.5968
2030-01-19 | 24 | 153.4624 | 153.4624 | 0 | 0 | 0 | 3777.1387 | 3625.937 | -3356.196 | -1216.3168 | 3642.4895 | 3538.2996 | 0 | -1080.5968
2030-01-20 | 1 | 153.4624 | 153.4624 | 0 | 0 | 0 | 3777.1387 | 3625.937 | -3340.0552 | 1523.4624 | 3642.4895 | 3538.2996 | 0 | -1080.5968
2030-01-20 | 2 | 0 | 0 | 0 | 0 | 0 | 3777.1387 | 3625.937 | -3243.9697 | 1558.9099 | 2559.4773 | 3538.2996 | 0 | -1080.5968
2030-01-20 | 3 | 0 | 0 | 0 | 0 | 0 | 3777.1387 | 3625.937 | -3785.2283 | 1871.537 | 3268.9824 | 3538.2996 | 0 | -648.6149
2030-01-20 | 4 | 0 | 0 | 0 | 0 | 0 | 3777.1387 | 3625.937 | -3785.2273 | 617.5486 | 3630.4534 | 3538.2996 | 0 | -1080.5968
2030-01-20 | 5 | 0 | 0 | 0 | 0 | 0 | 3777.1387 | 3625.937 | -3785.2273 | -505.1369 | 3216.1724 | 3538.2996 | 0 | -1080.5968
2030-01-20 | 6 | 0 | 0 | 0 | 0 | 0 | 3777.1387 | 3183.7263 | -3785.2273 | -1842.8909 | 3097.2739 | 3538.2996 | 0 | -1080.5968
2030-01-20 | 7 | 0 | 0 | 0 | 0 | 0 | 3777.1387 | 3625.937 | -3472.605 | -1594.3394 | 2015.0396 | 3538.2996 | 0 | -1080.5968
2030-01-20 | 8 | 153.4624 | 153.4624 | 0 | 0 | 0 | 3777.1387 | 3625.937 | -3785.2273 | 346.6602 | 3295.9475 | 3538.2996 | 0 | -1080.5968
2030-01-20 | 9 | 153.4624 | 153.4624 | 0 | 0 | 0 | 3777.1387 | 3625.937 | -3486.5898 | 1090.1346 | 3642.4895 | 3538.2996 | 0 | -1080.5968
2030-01-20 | 10 | 153.4624 | 153.4624 | 102.9102 | 0 | 0 | 3777.1387 | 3625.937 | -2835.9333 | -715.3317 | 3642.4895 | 3538.2996 | 0 | -1080.5968
2030-01-20 | 11 | 153.4624 | 153.4624 | 371.8177 | 0 | 0 | 3777.1387 | 3254.6997 | -1648.67 | 0 | 2247.3689 | 3538.2996 | 0 | -1080.5968
2030-01-20 | 12 | 153.4624 | 153.4624 | 508.5545 | 0 | 0 | 3777.1387 | 2988.4597 | -627.1256 | 0 | 490.0925 | 3538.2996 | 0 | -1080.5968
2030-01-20 | 13 | 153.4624 | 153.4624 | 576.3481 | 0 | 0 | 3777.1387 | 3625.937 | -415.7985 | -834.5171 | 509.774 | 3538.2996 | 0 | -1080.5968
2030-01-20 | 14 | 153.4624 | 153.4624 | 560.8069 | 0 | 0 | 3777.1387 | 3625.937 | -222.5235 | -1282.2043 | 680.8114 | 3538.2996 | 0 | -1080.5968
2030-01-20 | 15 | 153.4624 | 153.4624 | 533.7288 | 0 | 0 | 3777.1387 | 3625.937 | 110.3018 | -863.012 | 342.7386 | 3538.2996 | 0 | -1024.4941
2030-01-20 | 16 | 153.4624 | 153.4624 | 646.4664 | 0 | 0 | 3777.1387 | 3625.937 | 0 | -231.0161 | 1035.4257 | 3538.2996 | 0 | -1080.5968
2030-01-20 | 17 | 153.4624 | 153.4624 | 646.4664 | 0 | 0 | 3777.1387 | 3625.937 | 0 | -483.0791 | 1108.9912 | 3538.2996 | 0 | -1080.5968
2030-01-20 | 18 | 153.4624 | 153.4624 | 323.2332 | 0 | 0 | 3777.1387 | 3625.937 | -857.1155 | -467.9325 | 1821.2448 | 3538.2996 | 0 | -1080.5968
2030-01-20 | 19 | 153.4624 | 153.4624 | 646.4664 | 66.6321 | 122.4379 | 3777.1387 | 3625.937 | -1503.936 | 0 | 1635.2834 | 3538.2996 | 0 | -1080.5968
2030-01-20 | 20 | 153.4624 | 153.4624 | 646.4664 | 199.8963 | 156.9753 | 3777.1387 | 3625.937 | -1303.958 | -1595.3693 | 0 | 3538.2996 | 0 | -1080.5968
2030-01-20 | 21 | 153.4624 | 153.4624 | 646.4664 | 133.2642 | 133.2642 | 3777.1387 | 1140.5369 | -1121.4725 | -1043.2311 | 0 | 3538.2996 | 0 | -1080.5968
2030-01-20 | 22 | 153.4624 | 153.4624 | 646.4664 | 133.2642 | 97.8273 | 3777.1387 | 168.9811 | -1376.5052 | -857.2565 | 0 | 3459.605 | 0 | -1080.5968
2030-01-20 | 23 | 153.4624 | 153.4624 | 549.209 | 0 | 0 | 3777.1387 | 166.9226 | -1082.4093 | -1871.5369 | -740.6828 | 1124.3745 | 0 | -1080.5968
2030-01-20 | 24 | 153.4624 | 153.4624 | 0 | 0 | 0 | 3777.1387 | 166.9225 | -1358.1517 | -2350.4297 | 0 | 221.0141 | 0 | -1080.5968
2030-01-21 | 1 | 153.4624 | 153.4624 | 0 | 0 | 0 | 3298.8604 | 166.9223 | -1709.2524 | -2243.1353 | -1821.2448 | 221.0134 | 0 | -1080.5968
2030-01-21 | 2 | 153.4624 | 153.4624 | 0 | 0 | 0 | 2373.6379 | 0 | -1409.8438 | 0 | 0 | 25.8123 | 0 | -1080.5968
2030-01-21 | 3 | 153.4624 | 153.4624 | 0 | 0 | 0 | 3097.7627 | 0 | -818.2935 | 0 | 440.4155 | 0 | 0 | -1080.5968
2030-01-21 | 4 | 153.4624 | 153.4624 | 0 | 0 | 0 | 2462.3394 | 0 | -251.5572 | 0 | 523.084 | -83.9406 | 0 | -1080.5968
2030-01-21 | 5 | 153.4624 | 153.4624 | 0 | 0 | 0 | 2514.3091 | 166.9223 | 192.5889 | 0 | 1821.2448 | 221.0145 | 0 | -1080.5968
2030-01-21 | 6 | 448.9095 | 306.9248 | 323.2332 | 0 | 62.6376 | 3777.1387 | 168.9816 | 411.1014 | 0 | 3642.4895 | 2162.5933 | 0 | -1080.5968
2030-01-21 | 7 | 306.9248 | 434.1174 | 284.295 | 199.8963 | 199.8963 | 3777.1387 | 168.9816 | 690.923 | 0 | 3221.4954 | 1769.1498 | 0 | -1080.5968
2030-01-21 | 8 | 311.1122 | 460.3872 | 211.7289 | 199.8963 | 199.8963 | 3424.6125 | 168.9812 | 1228.808 | 1871.5369 | 2702.4695 | 754.933 | 485.2712 | -1080.5968
2030-01-21 | 9 | 460.3872 | 422.3526 | 646.4664 | 204.8045 | 199.8963 | 3777.1387 | 168.9815 | 1199.0896 | 1871.5369 | 2181.5044 | 1769.1498 | 0 | -1080.5968
2030-01-21 | 10 | 460.3872 | 460.3872 | 0 | 199.8963 | 220.9318 | 3777.1387 | 215.9525 | 1151.4783 | 1871.5369 | 3642.4895 | 641.9029 | 359.8444 | -1080.5968
2030-01-21 | 11 | 460.3872 | 460.3872 | 103.5572 | 133.2642 | 133.2642 | 3777.1387 | 1812.9685 | 1359.5109 | 495.5683 | 1821.2448 | 2286.1648 | 335.3468 | -1080.5968
2030-01-21 | 12 | 460.3872 | 378.4081 | 484.8498 | 199.8963 | 199.8963 | 3777.1387 | 2022.6085 | 2001.1071 | -0.0010533 | 3437.895 | 3538.2996 | 377.761 | -1080.5968
2030-01-21 | 13 | 153.4624 | 194.165 | 0 | 199.8963 | 199.8963 | 3777.1387 | 3625.937 | 3458.1145 | 2131.553 | 3642.4895 | 3538.2996 | 176.7989 | -1080.5968
2030-01-21 | 14 | 232.9835 | 153.4624 | 0 | 266.4163 | 266.4163 | 3777.1387 | 3625.937 | 3785.2273 | 3743.0737 | 3642.4895 | 3538.2996 | 9.4165 | -1080.5968
2030-01-21 | 15 | 153.4624 | 153.4624 | 0 | 266.4163 | 266.4163 | 3777.1387 | 3625.937 | 3785.2273 | 3743.0737 | 3642.4895 | 3538.2996 | 7.4319 | -1080.5968
2030-01-21 | 16 | 153.4624 | 153.4624 | 0 | 199.8963 | 225.1439 | 3777.1387 | 3625.937 | 3785.2273 | 3743.0737 | 3642.4895 | 3538.2996 | 9.1518 | -1080.5968
2030-01-21 | 17 | 153.4624 | 153.4624 | 83.1971 | 199.8963 | 197.425 | 3777.1387 | 3625.937 | 3785.2273 | 3743.0737 | 3642.4895 | 3538.2996 | 133.9507 | -1080.5968
2030-01-21 | 18 | 153.4624 | 153.4624 | 465.3703 | 199.8963 | 199.8963 | 3777.1387 | 3625.936 | 3785.2273 | 3743.0737 | 3642.4895 | 3538.2996 | 375.0905 | -1080.5968
2030-01-21 | 19 | 153.4624 | 153.4624 | 122.9076 | 266.4163 | 266.4163 | 3777.1387 | 3625.937 | 3785.2273 | 3743.0737 | 3642.4895 | 3538.2996 | 396.443 | -1080.5968
2030-01-21 | 20 | 153.4624 | 153.4624 | 0 | 266.4163 | 266.4163 | 3777.1387 | 3625.937 | 3785.2273 | 3743.0737 | 3642.4895 | 3538.2996 | 145.9403 | -1080.5968
2030-01-21 | 21 | 153.4624 | 153.4624 | 0 | 266.4163 | 266.4163 | 3777.1387 | 3625.937 | 3785.2273 | 3743.0737 | 3642.4895 | 3538.2996 | 320.1352 | -1080.5968
2030-01-21 | 22 | 263.822 | 153.4624 | 0 | 266.4163 | 266.4163 | 3777.1387 | 3625.937 | 3785.2273 | 3743.0737 | 3642.4895 | 3538.2996 | 323.5141 | -1080.5968
2030-01-21 | 23 | 153.4624 | 153.4624 | 646.4664 | 230.8628 | 199.8963 | 3777.1387 | 3625.937 | 3785.2273 | 3743.0737 | 3642.4895 | 3538.2996 | 0 | -1080.5968
2030-01-21 | 24 | 153.4624 | 153.4624 | 5.205 | 196.7406 | 133.2642 | 3777.1387 | 3625.937 | 3785.2273 | 3743.0737 | 3642.4895 | 3538.2996 | 0 | -1080.5968
2030-01-22 | 1 | 133.7022 | 153.4624 | 0 | 66.6321 | 66.6321 | 3777.1387 | 3625.937 | 3785.2273 | 3743.0737 | 3642.4895 | 3538.2996 | 0 | -1080.5968
2030-01-22 | 2 | 0 | 0 | 0 | 0 | 0 | 3777.1387 | 3625.937 | 3785.2273 | 3743.0737 | 3642.4895 | 3538.2996 | 0 | -1080.5968
2030-01-22 | 3 | 0 | 0 | 533.1957 | 0 | 0 | 3777.1387 | 3625.937 | 3785.2273 | 3743.0737 | 3642.4895 | 3538.2996 | 0 | 1080.5968
2030-01-22 | 4 | 0 | 13.8218 | 457.5767 | 199.8963 | 199.8963 | 3777.1387 | 3625.937 | 3785.2273 | 3743.0737 | 3642.4895 | 3538.2996 | 0 | 1080.5968
2030-01-22 | 5 | 153.4624 | 153.4624 | 190.6147 | 133.2642 | 76.9122 | 3777.1387 | 3625.937 | 3785.2273 | 3743.0737 | 3642.4895 | 3538.2996 | 0 | -4.53e-06
2030-01-22 | 6 | 0 | 0 | 0 | 0 | 0 | 3777.1387 | 3625.937 | 3785.2273 | 3743.0737 | 3642.4895 | 3538.2996 | 0 | -1080.5968
2030-01-22 | 7 | 153.4624 | 153.4624 | 0 | 0 | 0 | 3777.1387 | 3625.937 | 3785.2273 | 3743.0737 | 3642.4895 | 3538.2996 | 0 | -1080.5968
2030-01-22 | 8 | 153.4624 | 153.4624 | 0 | 0 | 0 | 3777.1387 | 3625.937 | 3785.2273 | 3743.0737 | 3642.4895 | 3538.2996 | 0 | -1080.5968
2030-01-22 | 9 | 153.4624 | 153.4624 | 112.6634 | 0 | 0 | 3777.1387 | 3625.937 | -2.7895e-05 | 3743.0737 | 3642.4895 | 3538.2996 | 0 | -1080.5968
2030-01-22 | 10 | 153.4624 | 153.4624 | 479.5743 | 0 | 0 | 3777.1387 | 1812.9685 | -1304.314 | 3743.0737 | 3642.4895 | 2805.7993 | 0 | -1080.5968
2030-01-22 | 11 | 153.4624 | 153.4624 | 646.4664 | 0 | 0 | 3777.1387 | 482.6612 | -2322.2446 | 1871.5369 | 1787.4775 | 3538.2996 | 0 | -1080.5968
2030-01-22 | 12 | 153.4624 | 153.4624 | 646.4664 | 0 | 0 | 3777.1387 | 215.9522 | -1321.9606 | -646.6804 | -4.53e-06 | 2594.0964 | 0 | -1080.5968
2030-01-22 | 13 | 153.4624 | 153.4624 | 646.4664 | 0 | 0 | 3777.1387 | 215.9513 | -924.5684 | -470.5055 | 1327.0255 | 2092.7388 | 0 | -1080.5968
2030-01-22 | 14 | 153.4624 | 153.4624 | 646.4664 | 0 | 0 | 3777.1387 | 215.9516 | -1041.8188 | -179.1445 | 1821.2448 | 2267.8679 | 0 | -1080.5968
2030-01-22 | 15 | 153.4624 | 153.4624 | 646.4664 | 0 | 0 | 3777.1387 | 215.953 | -760.4748 | 4.53e-05 | 1821.2448 | 2345.8254 | 0 | -1080.5968
2030-01-22 | 16 | 153.4624 | 153.4624 | 484.8498 | 0 | 0 | 3777.1387 | 215.9518 | -225.5014 | 648.6815 | 1821.2448 | 1769.1498 | 0 | -1080.5968
2030-01-22 | 17 | 153.4624 | 153.4624 | 0 | 0 | 0 | 3777.1387 | 166.9224 | 659.8516 | 3.9608 | 72.8734 | 221.0124 | 323.5141 | -1080.5968
2030-01-22 | 18 | 153.4624 | 153.4624 | 646.4664 | 0 | 0 | 1888.5693 | 166.9223 | 0 | 0 | 1821.2448 | 1143.6184 | 0 | -1080.5968
2030-01-22 | 19 | 153.4624 | 153.4624 | 646.4664 | 0 | 0 | 3777.1387 | 168.9804 | 89.0712 | 809.4763 | 1821.2448 | 3538.2996 | 0 | -1080.5968
2030-01-22 | 20 | 153.4624 | 153.4624 | 646.4664 | 66.6321 | 110.2955 | 1888.5693 | 1149.2673 | -50.6244 | 0 | 1693.7655 | 3538.2996 | 0 | -1080.5968
2030-01-22 | 21 | 460.3872 | 460.3872 | 646.4664 | 199.8963 | 199.8963 | 1888.5693 | 168.9801 | 126.8098 | 0 | 1821.2448 | 3000.6277 | 647.0283 | -1080.5968
2030-01-22 | 22 | 460.3872 | 460.3872 | 646.4664 | 199.8963 | 199.8963 | 1888.5693 | 168.9813 | 417.9325 | 0 | 1821.2448 | 1769.1498 | 647.0283 | -1080.5968
2030-01-22 | 23 | 460.3872 | 460.3872 | 646.4664 | 199.8963 | 199.8963 | 1641.5229 | 166.9222 | 929.9556 | 0 | 1821.2448 | 1578.5079 | 637.0498 | -1080.5968
2030-01-22 | 24 | 306.9248 | 235.9426 | 646.4664 | 133.2642 | 133.2642 | 1888.5693 | 166.9224 | 1244.8318 | 0 | 1821.2448 | 543.9104 | 206.9223 | -1080.5968
2030-01-23 | 1 | 267.1656 | 306.9248 | 646.4664 | 0 | 0 | 1888.5693 | 168.9813 | 1349.4652 | 571.5072 | 1821.2448 | 717.894 | 82.2527 | -1080.5968
2030-01-23 | 2 | 319.4943 | 460.3872 | 646.4664 | 0 | 0 | 1888.5693 | 166.9219 | 1301.2186 | 1423.1157 | 1821.2448 | 525.6851 | 0 | -1080.5968
2030-01-23 | 3 | 460.3872 | 460.3872 | 646.4664 | 133.2642 | 104.9245 | 1888.5693 | 166.9223 | 955.7808 | 1871.5369 | 3642.4895 | 221.0135 | 0 | -1080.5968
2030-01-23 | 4 | 460.3872 | 460.3872 | 444.1765 | 103.0842 | 133.2642 | 1888.5693 | 166.9218 | 1892.6136 | 1871.5369 | 3642.4895 | 221.0139 | 0 | -1080.5968
2030-01-23 | 5 | 460.3872 | 460.3872 | 457.3991 | 0 | 0 | 1888.5693 | 166.9219 | 1892.6136 | 1871.5369 | 3642.4895 | 1769.1498 | 0 | -1080.5968
2030-01-23 | 6 | 460.3872 | 460.3872 | 646.4664 | 0 | 0 | 1888.5693 | 168.9826 | 1892.6136 | 2871.8723 | 3642.4895 | 2073.8625 | 0 | -1080.5968
2030-01-23 | 7 | 460.3872 | 460.3872 | 484.8498 | 66.6321 | 66.6321 | 1888.5693 | 168.9823 | 2005.7163 | 1871.5369 | 3642.4895 | 2857.1643 | 485.2712 | -1080.5968
2030-01-23 | 8 | 460.3872 | 460.3872 | 602.9337 | 199.8963 | 199.8963 | 1888.5693 | 168.9813 | 2293.595 | 772.3171 | 3642.4895 | 3538.2996 | 0 | -1080.5968
2030-01-23 | 9 | 460.3872 | 460.3872 | 646.4664 | 199.8963 | 241.7482 | 2392.9775 | 168.9813 | 2679.4351 | 1241.009 | 1821.2448 | 1769.1498 | 0 | -1080.5968
2030-01-23 | 10 | 460.3872 | 460.3872 | 484.8498 | 266.4163 | 266.4163 | 3330.6338 | 168.981 | 2938.0608 | 739.4053 | 1821.2448 | 1769.1498 | 323.5141 | -1080.5968
2030-01-23 | 11 | 460.3872 | 460.3872 | 625.4535 | 199.8963 | 199.8963 | 3777.1387 | 168.9816 | 3719.8809 | 1583.2614 | 1821.2448 | 1769.1498 | 0 | -1080.5968
2030-01-23 | 12 | 460.3872 | 460.3872 | 646.4664 | 266.4163 | 266.4163 | 3777.1387 | 168.9812 | 3785.2273 | 959.6958 | 3642.4895 | 1718.0055 | 0 | -1080.5968
2030-01-23 | 13 | 460.3872 | 460.3872 | 484.8498 | 266.4163 | 266.4163 | 3777.1387 | 166.9226 | 3785.2273 | 2744.5081 | 3642.4895 | 1769.1498 | 41.012 | -1080.5968
2030-01-23 | 14 | 460.3872 | 460.3872 | 484.8498 | 266.4163 | 266.4163 | 3777.1387 | 166.9223 | 3785.2273 | 3743.0737 | 3642.4895 | 1532.722 | 126.5036 | -1080.5968
2030-01-23 | 15 | 460.3872 | 460.3872 | 0 | 199.8963 | 199.8963 | 3777.1387 | 2479.2117 | 3785.2273 | 3743.0737 | 3642.4895 | 3538.2996 | 0 | -1080.5968
2030-01-23 | 16 | 460.3872 | 341.1287 | 0 | 133.2642 | 133.2642 | 3777.1387 | 3625.937 | 3785.2273 | 3743.0737 | 3642.4895 | 3538.2996 | 0 | -1080.5968
2030-01-23 | 17 | 153.4624 | 153.4624 | 0 | 133.2642 | 133.2642 | 3777.1387 | 3425.9368 | 3785.2273 | 3743.0737 | 3642.4895 | 3538.2996 | 88.3194 | -1080.5968
2030-01-23 | 18 | 153.4624 | 153.4624 | 323.2332 | 133.2642 | 133.2642 | 3777.1387 | 3028.2161 | 3785.2273 | 3743.0737 | 3642.4895 | 3538.2996 | 0 | -1080.5968
2030-01-23 | 19 | 153.4624 | 153.4624 | 484.8498 | 266.4163 | 266.4163 | 3777.1387 | 3625.937 | 3785.2273 | 3743.0737 | 3642.4895 | 3538.2996 | 0 | -1080.5968
2030-01-23 | 20 | 153.4624 | 153.4624 | 646.4664 | 266.4163 | 266.4163 | 3777.1387 | 3625.937 | 3785.2273 | 3743.0737 | 3642.4895 | 3538.2996 | 438.683 | 1080.5968
2030-01-23 | 21 | 21.5491 | 0 | 646.4664 | 266.4163 | 266.4163 | 3777.1387 | 2447.9285 | 3785.2273 | 3743.0737 | 3642.4895 | 3538.2996 | 0 | 1080.5968
2030-01-23 | 22 | 153.4624 | 153.4624 | 484.8498 | 266.4163 | 266.4163 | 3777.1387 | 1543.6785 | 3785.2273 | 3743.0737 | 3642.4895 | 3538.2996 | 0 | -1080.5968
2030-01-23 | 23 | 153.4624 | 153.4624 | 274.9469 | 266.4163 | 266.4163 | 3777.1387 | 1009.6199 | 3785.2273 | 3743.0737 | 3642.4895 | 3538.2996 | 0 | -1080.5968
2030-01-23 | 24 | 153.4624 | 153.4624 | 0 | 266.4163 | 266.4163 | 3777.1387 | 885.8173 | 3785.2273 | 3743.0737 | 3642.4895 | 3538.2996 | 323.5141 | -1080.5968
2030-01-24 | 1 | 153.4624 | 153.4624 | 0 | 266.4163 | 266.4163 | 3777.1387 | 2536.3843 | 3785.2273 | 3743.0737 | 3642.4895 | 3538.2996 | 221.2177 | -1080.5968
2030-01-24 | 2 | 153.4624 | 80.64 | 323.2332 | 266.4163 | 266.4163 | 3777.1387 | 3625.937 | 3785.2273 | 3743.0737 | 3642.4895 | 3538.2996 | 0 | -1080.5968
2030-01-24 | 3 | 0 | 0 | 0 | 266.4163 | 266.4163 | 3777.1387 | 3625.937 | 3785.2273 | 3743.0737 | 3642.4895 | 3538.2996 | 0 | 1080.5968
2030-01-24 | 4 | 0 | 130.3214 | 0 | 199.8963 | 199.8963 | 3777.1387 | 3625.937 | 3785.2273 | 3743.0737 | 3642.4895 | 3538.2996 | 0 | -1080.5968
2030-01-24 | 5 | 145.4816 | 0 | 0 | 199.8963 | 199.8963 | 3777.1387 | 3625.937 | 3785.2273 | 3743.0737 | 3642.4895 | 3538.2996 | 0 | -1080.5968
2030-01-24 | 6 | 153.4624 | 58.5803 | 0 | 133.2642 | 132.1424 | 3777.1387 | 3625.937 | 3785.2273 | 3743.0737 | 3642.4895 | 3538.2996 | 0 | -1080.5968
2030-01-24 | 7 | 153.4624 | 153.4624 | 0 | 15.2222 | 66.6321 | 2718.7014 | 3625.937 | 3785.2273 | 3743.0737 | 3642.4895 | 3538.2996 | 418.5648 | -1080.5968
2030-01-24 | 8 | 153.4624 | 153.4624 | 0 | 0 | 0 | 2342.3704 | 3625.937 | 3785.2273 | 3743.0737 | 3642.4895 | 3538.2996 | 315.1411 | -1080.5968
2030-01-24 | 9 | 153.4624 | 153.4624 | 0 | 0 | 0 | 2438.2058 | 3625.937 | 3785.2273 | 3743.0737 | 3642.4895 | 3538.2996 | 485.2712 | -1080.5968
2030-01-24 | 10 | 153.4624 | 153.4624 | 0 | 0 | 0 | 2670.8174 | 3625.937 | 3785.2273 | 3743.0737 | 3642.4895 | 3538.2996 | 440.1535 | -1080.5968
2030-01-24 | 11 | 153.4624 | 153.4624 | 0 | 0 | 0 | 3186.9214 | 3625.937 | 3785.2273 | 3743.0737 | 3642.4895 | 3538.2996 | 418.5327 | -1080.5968
2030-01-24 | 12 | 153.4624 | 153.4624 | 0 | 0 | 0 | 3248.3916 | 3625.937 | 3785.2273 | 3743.0737 | 3642.4895 | 3538.2996 | 0 | -1080.5968
2030-01-24 | 13 | 153.4624 | 153.4624 | 0 | 0 | 0 | 3263.1887 | 3625.937 | 3785.2273 | 3743.0737 | 3642.4895 | 3538.2996 | 485.2712 | -1080.5968
2030-01-24 | 14 | 153.4624 | 153.4624 | 0 | 0 | 0 | 3148.8782 | 3625.937 | 3785.2273 | 3743.0737 | 3642.4895 | 3538.2996 | 415.8992 | -1080.5968
2030-01-24 | 15 | 153.4624 | 153.4624 | 0 | 0 | 0 | 3128.5571 | 3625.937 | 3785.2273 | 3743.0737 | 3642.4895 | 3538.2996 | 366.3234 | -1080.5968
2030-01-24 | 16 | 153.4624 | 153.4624 | 67.3978 | 0 | 0 | 2803.116 | 3625.937 | 3785.2273 | 3743.0737 | 3642.4895 | 3538.2996 | 472.2617 | -1080.5968
2030-01-24 | 17 | 153.4624 | 153.4624 | 0 | 0 | 0 | 2593.5525 | 3625.937 | 3785.2273 | 3743.0737 | 3642.4895 | 3538.2996 | 397.5551 | -1080.5968
2030-01-24 | 18 | 153.4624 | 153.4624 | 0 | 0 | 0 | 2477.0847 | 3532.3071 | 3785.2273 | 3743.0737 | 3642.4895 | 3538.2983 | 195.7672 | -1080.5968
2030-01-24 | 19 | 153.4624 | 153.4624 | 255.3334 | 0 | 0 | 2550.8101 | 2537.209 | 3785.2273 | 3743.0737 | 3642.4895 | 3251.2761 | 355.0621 | -1080.5968
2030-01-24 | 20 | 153.4624 | 153.4624 | 0 | 0 | 0 | 2595.4856 | 1824.0039 | 3785.2273 | 3743.0737 | 3642.4895 | 1769.1498 | 323.5141 | -1080.5968
2030-01-24 | 21 | 0 | 0 | 0 | 0 | 0 | 2127.8909 | 642.9336 | 3785.2273 | 3743.0737 | 3642.4895 | 424.5456 | 0 | -1080.5968
2030-01-24 | 22 | 0 | 0 | 646.4664 | 124.5233 | 66.6321 | 2127.3081 | 617.6177 | 3785.2273 | 3743.0737 | 3642.4895 | 221.0134 | 0 | -1080.5968
2030-01-24 | 23 | 0 | 0 | 646.4664 | 199.8963 | 185.8578 | 2215.8777 | 168.9822 | 3785.2273 | 3743.0737 | 3642.4895 | 221.015 | 0 | -1080.5968
2030-01-24 | 24 | 0 | 0 | 646.4664 | 193.7073 | 199.8963 | 2698.0046 | 168.9823 | 3785.2273 | 3743.0737 | 3642.4895 | 221.013 | 0 | -1080.5968
2030-01-25 | 1 | 0 | 0 | 0 | 133.2642 | 134.2727 | 2701.2466 | 612.5227 | 3785.2273 | 3743.0737 | 3642.4895 | 1769.1498 | 0 | -1080.5968
2030-01-25 | 2 | 0 | 0 | 646.4664 | 199.8963 | 162.5216 | 2947.0713 | 3021.6096 | 3785.2273 | 3743.0737 | 3642.4895 | 1769.1498 | 0 | -1080.5968
2030-01-25 | 3 | 0 | 0 | 216.8934 | 266.4163 | 266.4163 | 3134.9993 | 739.3271 | 2731.0618 | 3743.0737 | 3642.4895 | 1559.2521 | 0 | 1080.5968
2030-01-25 | 4 | 153.4624 | 153.4624 | 308.0275 | 266.4163 | 266.4163 | 3040.0867 | 168.9832 | -120.896 | 3743.0737 | 3642.4895 | 1389.6437 | 0 | -1080.5968
2030-01-25 | 5 | 153.4624 | 153.4624 | 442.954 | 199.8963 | 221.0001 | 2458.6934 | 168.9794 | -1037.1257 | 3538.4573 | 3642.4895 | 2277.6958 | 0 | -1080.5968
2030-01-25 | 6 | 153.4624 | 153.4624 | 575.1673 | 199.8963 | 199.8963 | 2997.0063 | 1812.9685 | -897.3362 | 2606.1755 | 3642.4895 | 3538.2996 | 0 | -1080.5968
2030-01-25 | 7 | 153.4624 | 153.4624 | 646.4664 | 199.8963 | 199.8963 | 2557.4717 | 2922.1045 | -435.4243 | 3087.2839 | 3642.4895 | 3538.2996 | 0 | -1080.5968
2030-01-25 | 8 | 153.4624 | 153.4624 | 646.4664 | 0 | 0 | 1678.106 | 1659.8953 | -816.9952 | 1096.1553 | 3642.4895 | 3538.2996 | 0 | -1080.5968
2030-01-25 | 9 | 153.4624 | 153.4624 | 646.4664 | 0 | 0 | 1934.6913 | 168.9811 | -615.8643 | 1469.2119 | 1821.2448 | 3538.2996 | 45.1374 | -1080.5968
2030-01-25 | 10 | 153.4624 | 153.4624 | 77.3163 | 0 | 0 | 3777.1387 | 215.9536 | -1742.4519 | -2089.9399 | 3578.2842 | 1769.1498 | 234.0449 | -1080.5968
2030-01-25 | 11 | 153.4624 | 153.4624 | 174.6234 | 0 | 0 | 3777.1387 | 215.9529 | -1223.0312 | -1975.1318 | 2138.3784 | 1769.1498 | 250.6299 | -1080.5968
2030-01-25 | 12 | 153.4624 | 153.4624 | 323.2332 | 0 | 0 | 3777.1387 | 215.9523 | -1550.495 | -1806.9872 | 2888.1956 | 1656.5582 | 114.9296 | -1080.5968
2030-01-25 | 13 | 153.4624 | 153.4624 | 295.6101 | 0 | 0 | 3777.1387 | 215.952 | -1943.4568 | -2483.1323 | 3642.4895 | 1885.9218 | 60.0556 | -1080.5968
2030-01-25 | 14 | 153.4624 | 153.4624 | 4.7163 | 0 | 0 | 3777.1387 | 215.9516 | -1720.6542 | -1045.0835 | 3642.4895 | 265.2463 | 231.9963 | -1080.5968
2030-01-25 | 15 | 153.4624 | 153.4624 | 0 | 0 | 0 | 3777.1387 | 215.9527 | -1797.1046 | -2196.0889 | 3642.4895 | 1118.9253 | 113.561 | -1080.5968
2030-01-25 | 16 | 153.4624 | 153.4624 | 0 | 0 | 0 | 3777.1387 | 887.6979 | -1269.5143 | -2137.8347 | 3642.4895 | 3538.2996 | 318.8572 | -1080.5968
2030-01-25 | 17 | 153.4624 | 153.4624 | 30.1815 | 0 | 0 | 3777.1387 | 822.1219 | -622.0213 | -2626.113 | 3536.2974 | 3538.2996 | 210.9042 | -1080.5968
2030-01-25 | 18 | 460.3872 | 460.3872 | 117.4666 | 133.2642 | 123.2085 | 3777.1387 | 215.9531 | -7.437 | -3615.7144 | 3642.4895 | 2003.0159 | 374.1262 | -1080.5968
2030-01-25 | 19 | 460.3872 | 460.3872 | 0 | 199.8963 | 199.8963 | 3777.1387 | 215.954 | -2.7895e-05 | -3743.0737 | 3452.3157 | 3161.4377 | 283.8173 | -1080.5968
2030-01-25 | 20 | 460.3872 | 460.3872 | 0 | 199.8963 | 199.8963 | 3705.8262 | 215.9527 | -2.7895e-05 | -3743.0737 | 3326.4241 | 3538.2996 | 269.6769 | -1080.5968
2030-01-25 | 21 | 460.3872 | 460.3872 | 0 | 174.1474 | 133.2642 | 3777.1387 | 215.9524 | 274.603 | -2845.3269 | 3344.4417 | 3470.1111 | 290.0575 | -1080.5968
2030-01-25 | 22 | 460.3872 | 460.3872 | 0 | 133.2642 | 127.6852 | 3777.1387 | 293.4005 | 521.4252 | 1216.8047 | 3642.4895 | 3538.2996 | 323.5141 | -1080.5968
2030-01-25 | 23 | 460.3872 | 460.3872 | 0 | 76.2812 | 66.6321 | 3777.1387 | 1066.7853 | 1158.3918 | 1871.5369 | 3642.4895 | 3538.2996 | 0 | -1080.5968
2030-01-25 | 24 | 306.9248 | 316.5137 | 0 | 0 | 0 | 3777.1387 | 230.9856 | 1306.5323 | 1499.8114 | 3642.4895 | 3538.2996 | 0 | -1080.5968
2030-01-26 | 1 | 153.4624 | 153.4624 | 0 | 199.8963 | 137.081 | 3777.1387 | 3625.937 | 2461.5762 | 3743.0737 | 3642.4895 | 3538.2996 | 0 | -1080.5968
2030-01-26 | 2 | 153.4624 | 153.4624 | 0 | 0 | 0 | 3777.1387 | 3625.937 | 3785.2273 | 3743.075 | 3642.4895 | 3538.2996 | 0 | -1080.5968
2030-01-26 | 3 | 153.4624 | 153.4624 | 0 | 0 | 0 | 3777.1387 | 3625.937 | 3785.2273 | 3743.0737 | 3642.4895 | 3538.2996 | 0 | -1080.5968
2030-01-26 | 4 | 0 | 55.885 | 0 | 0 | 0 | 3777.1387 | 3625.937 | 3785.2273 | 3743.0737 | 3642.4895 | 3538.2996 | 0 | -1080.5968
2030-01-26 | 5 | 153.4624 | 153.4624 | 0 | 0 | 0 | 3777.1387 | 3625.937 | 3785.2273 | 3743.0728 | 3642.4895 | 3538.2996 | 0 | -1080.5968
2030-01-26 | 6 | 0 | 0 | 277.3903 | 0 | 0 | 3777.1387 | 3625.937 | 3785.2273 | 3743.075 | 3642.4895 | 3538.2996 | 0 | -1080.5968
2030-01-26 | 7 | 153.4624 | 153.4624 | 0 | 0 | 0 | 3777.1387 | 3625.937 | 3785.2273 | 3743.0728 | 3642.4895 | 3538.2983 | 0 | -1080.5968
2030-01-26 | 8 | 153.4624 | 153.4624 | 385.9643 | 156.1201 | 199.8963 | 3777.1387 | 3625.937 | 3785.2273 | 3743.0737 | 3642.4895 | 3538.2996 | 0 | -1080.5968
2030-01-26 | 9 | 153.4624 | 153.4624 | 0 | 0 | 0 | 3777.1387 | 3625.937 | 3785.2273 | 3743.0737 | 3642.4895 | 3538.2996 | 0 | -1080.5968
2030-01-26 | 10 | 153.4624 | 153.4624 | 0 | 133.2642 | 133.2642 | 3777.1387 | 3625.937 | 3785.2273 | 3743.0737 | 3642.4895 | 3538.2996 | 4.6916 | -1080.5968
2030-01-26 | 11 | 153.4624 | 153.4624 | 0 | 43.2294 | 0 | 3777.1387 | 3625.937 | 3785.2273 | 3743.0737 | 3642.4895 | 3538.2983 | 361.717 | -1080.5968
2030-01-26 | 12 | 153.4624 | 153.4624 | 0 | 165.7366 | 199.8963 | 3777.1377 | 3625.937 | 3785.2273 | 3743.0737 | 3642.4895 | 3538.2996 | 301.9164 | -1080.5968
2030-01-26 | 13 | 153.4624 | 153.4624 | 0 | 133.2642 | 133.2642 | 3777.1387 | 3625.937 | 3785.2273 | 3743.0737 | 3642.4895 | 3538.2996 | 290.16 | -1080.5968
2030-01-26 | 14 | 153.4624 | 153.4624 | 0 | 266.4163 | 266.4163 | 3777.1387 | 3625.937 | 3785.2273 | 3743.0737 | 3642.4895 | 3538.2996 | 230.0562 | -1080.5968
2030-01-26 | 15 | 0 | 0 | 450.4737 | 266.4163 | 266.4163 | 3777.1387 | 3625.937 | 3785.2273 | 3743.0737 | 3642.4895 | 3538.2996 | 0 | -1080.5968
2030-01-26 | 16 | 153.4624 | 153.4624 | 0 | 0 | 0 | 3777.1387 | 3625.937 | 3785.2273 | 3743.0737 | 3642.4895 | 3538.2996 | 304.9309 | -1080.5968
2030-01-26 | 17 | 153.4624 | 153.4624 | 0 | 199.8963 | 199.8963 | 3777.1387 | 3625.937 | 3785.2273 | 3743.0737 | 3642.4895 | 3538.2996 | 466.2527 | -1080.5968
2030-01-26 | 18 | 153.4624 | 153.4624 | 0 | 133.2642 | 184.8554 | 3777.1399 | 3625.937 | 3785.2283 | 3743.0737 | 3642.4895 | 3538.2996 | 240.2403 | -1080.5968
2030-01-26 | 19 | 153.4624 | 153.4624 | 0 | 148.7216 | 133.2642 | 3777.1387 | 3625.937 | 3785.2273 | 3743.0737 | 3642.4895 | 3538.3005 | 271.7155 | -1080.5968
2030-01-26 | 20 | 153.4624 | 153.4624 | 0 | 133.2642 | 172.7584 | 3777.1387 | 3625.937 | 3785.2273 | 3743.0737 | 3642.4895 | 3538.2996 | 253.1868 | -1080.5968
2030-01-26 | 21 | 153.4624 | 153.4624 | 0 | 199.8963 | 199.8963 | 3777.1387 | 3625.937 | 3785.2273 | 3743.0737 | 3642.4895 | 3538.2996 | 223.2259 | -1080.5968
2030-01-26 | 22 | 72.2771 | 153.4624 | 383.9089 | 266.4163 | 266.4163 | 3777.1387 | 3625.937 | 3785.2273 | 3743.0737 | 3642.4895 | 3538.2996 | 0 | -1080.5968
2030-01-26 | 23 | 0 | 71.3765 | 0 | 266.4163 | 266.4163 | 3777.1387 | 3625.937 | 3785.2273 | 3743.0737 | 3642.4895 | 3538.2996 | 0 | 1080.5968
2030-01-26 | 24 | 153.4624 | 153.4624 | 0 | 266.4163 | 266.4163 | 3777.1387 | 3625.937 | 3785.2273 | 3743.0737 | 3642.4895 | 3538.2996 | 328.1471 | -1080.5968
2030-01-27 | 1 | 0 | 120.5662 | 0 | 199.8963 | 199.8963 | 3777.1387 | 3625.937 | 3785.2273 | 3743.0737 | 3642.4895 | 3538.2996 | 0 | -4.53e-06
2030-01-27 | 2 | 0 | 0 | 0 | 266.4163 | 266.4163 | 3777.1387 | 3625.937 | 3785.2273 | 3743.0737 | 3642.4895 | 3538.2996 | 0 | 1080.5968
2030-01-27 | 3 | 0 | 0 | 0 | 266.4163 | 266.4163 | 3777.1387 | 3625.937 | 3785.2273 | 3743.0737 | 3642.4895 | 3538.2996 | 0 | 1080.5968
2030-01-27 | 4 | 0 | 0 | 0 | 266.4163 | 266.4163 | 3777.1387 | 3625.9382 | 3785.2273 | 3743.0737 | 3642.4895 | 3538.2996 | 0 | 1080.5968
2030-01-27 | 5 | 0 | 0 | 0 | 266.4163 | 266.4163 | 3777.1387 | 3557.6543 | 3171.8076 | 3743.0737 | 2814.2786 | 3538.2996 | 0 | 1080.5968
2030-01-27 | 6 | 0 | 0 | 0 | 266.4163 | 266.4163 | 3777.1387 | 2420.1516 | 2053.8689 | 3743.0737 | 3234.1743 | 3538.2996 | 0 | 1080.5968
2030-01-27 | 7 | 0 | 0 | 179.9145 | 266.4163 | 266.4163 | 3777.1387 | 3625.937 | 3785.2273 | 3743.0737 | 3642.4895 | 3538.2996 | 0 | -4.53e-06
2030-01-27 | 8 | 0 | 0 | 299.3985 | 266.4163 | 266.4163 | 3777.1387 | 3625.937 | 3785.2273 | 3743.0737 | 3642.4895 | 3538.2996 | 0 | 1080.5968
2030-01-27 | 9 | 0 | 0 | 0 | 266.4163 | 266.4163 | 3777.1387 | 3625.937 | 3785.2273 | 3743.0737 | 3642.4895 | 3538.2996 | 0 | -1080.5968
2030-01-27 | 10 | 0 | 0 | 0 | 266.4163 | 266.4163 | 3777.1387 | 3625.937 | 3315.1833 | 3743.0737 | 3642.4895 | 3538.2996 | 0 | -1080.5968
2030-01-27 | 11 | 0 | 0 | 0 | 266.4163 | 266.4163 | 3777.1387 | 3625.937 | 3447.2239 | 3743.0737 | 3642.4895 | 3538.2996 | 0 | -1080.5968
2030-01-27 | 12 | 0 | 0 | 0 | 199.8963 | 199.8963 | 3777.1387 | 3625.937 | 2456.1736 | 3743.0737 | 3642.4895 | 3538.2996 | 0 | 1080.5968
2030-01-27 | 13 | 0 | 0 | 0 | 133.2642 | 181.5911 | 3777.1399 | 3625.937 | 701.7178 | 3743.0737 | 3642.4895 | 3538.2996 | 0 | -1080.5968
2030-01-27 | 14 | 0 | 0 | 0 | 0 | 0 | 3777.1387 | 3625.937 | -525.9972 | 3743.0737 | 3642.4895 | 3538.2996 | 0 | -1080.5968
2030-01-27 | 15 | 0 | 0 | 0 | 0 | 0 | 3777.1387 | 3430.3196 | -1654.5294 | 3743.0737 | 3642.4895 | 3538.2996 | 0 | -1080.5968
2030-01-27 | 16 | 153.4624 | 153.4624 | 0 | 172.6805 | 133.2642 | 3777.1387 | 3119.2004 | -2.7895e-05 | 3743.0737 | 3642.4895 | 3538.2996 | 0 | -1080.5968
2030-01-27 | 17 | 153.4624 | 153.4624 | 0 | 133.2642 | 195.9933 | 3777.1387 | 3625.937 | -1401.1085 | 3743.0737 | 3642.4895 | 3538.2996 | 0 | -1080.5968
2030-01-27 | 18 | 153.4624 | 153.4624 | 0 | 158.9858 | 199.8963 | 3777.1387 | 576.7706 | -2736.24 | 1157.6062 | 3642.4895 | 3538.2996 | 0 | -1080.5968
2030-01-27 | 19 | 153.4624 | 153.4624 | 0 | 10.9215 | 66.6321 | 3777.1387 | 215.9517 | -2591.2717 | -1556.4998 | 3642.4895 | 3538.2996 | 0 | -1080.5968
2030-01-27 | 20 | 153.4624 | 153.4624 | 0 | 0 | 0 | 3777.1387 | 215.9541 | -1971.7987 | -1426.5917 | 2440.6055 | 1769.1498 | 0 | -1080.5968
2030-01-27 | 21 | 153.4624 | 153.4624 | 0 | 0 | 0 | 3777.1387 | 215.9533 | -1524.0731 | -1543.1426 | 968.5512 | 265.2448 | 0 | -1080.5968
2030-01-27 | 22 | 153.4624 | 153.4624 | 304.2376 | 0 | 0 | 3777.1387 | 168.9813 | -1364.7247 | -1973.5149 | -1536.1051 | 2410.2046 | 0 | -1080.5968
2030-01-27 | 23 | 153.4624 | 153.4624 | 0 | 0 | 0 | 3777.1387 | 168.9814 | -1893.1589 | 0 | 0 | 3538.2996 | 0 | -1080.5968
2030-01-27 | 24 | 153.4624 | 153.4624 | 0 | 0 | 0 | 3777.1387 | 2884.7314 | -2198.314 | -1194.4705 | 0 | 3538.2996 | 0 | -1080.5968
2030-01-28 | 1 | 0 | 0 | 0 | 0 | 0 | 3777.1387 | 3625.937 | -3494.9021 | -2269.29 | 462.1323 | 3538.2996 | 0 | -1080.5968
2030-01-28 | 2 | 0 | 0 | 25.6247 | 0 | 0 | 3777.1387 | 3625.937 | -2966.4958 | -1149.6934 | 1821.2448 | 3538.2996 | 0 | 1080.5968
2030-01-28 | 3 | 0 | 0 | 0 | 0 | 0 | 3777.1387 | 3625.937 | -3082.3945 | -1409.0074 | 3642.4895 | 3538.2996 | 0 | -4.53e-06
2030-01-28 | 4 | 0 | 0 | 0 | 0 | 0 | 3777.1387 | 3625.937 | -2709.2795 | -827.6127 | 3642.4895 | 3538.2996 | 0 | -4.53e-06
2030-01-28 | 5 | 0 | 0 | 0 | 0 | 0 | 3777.1387 | 3625.937 | -2415.1934 | -474.5967 | 3642.4895 | 3538.2996 | 0 | -4.53e-06
2030-01-28 | 6 | 0 | 0 | 0 | 0 | 0 | 3777.1387 | 3625.937 | -2324.2896 | 1799.3347 | 3642.4895 | 3538.2996 | 0 | 1080.5968
2030-01-28 | 7 | 153.4624 | 153.4624 | 8.6295 | 0 | 0 | 3777.1387 | 3625.937 | 779.96 | 3743.0737 | 3642.4895 | 3538.2996 | 0 | 1080.5968
2030-01-28 | 8 | 153.4624 | 153.4624 | 165.9314 | 33.3161 | 13.7524 | 3777.1387 | 3625.937 | 777.6933 | 3743.0737 | 3642.4895 | 3538.2996 | 0 | 49.8565
2030-01-28 | 9 | 153.4624 | 153.4624 | 323.2332 | 66.6321 | 27.5048 | 3777.1387 | 3625.937 | 775.4266 | 3743.0737 | 3642.4895 | 3538.2996 | 0 | -980.8839
2030-01-28 | 10 | 153.4624 | 153.4624 | 172.9878 | 0 | 0 | 3777.1387 | 3625.937 | 835.6514 | 3743.0737 | 3642.4895 | 3538.2996 | 0 | -870.8181
2030-01-28 | 11 | 153.4624 | 153.4624 | 282.4396 | 0 | 0 | 3777.1387 | 3625.937 | -267.3777 | 3743.0737 | 3642.4895 | 3538.2996 | 0 | -858.2505
2030-01-28 | 12 | 153.4624 | 153.4624 | 303.5611 | 0 | 10.5662 | 3777.1387 | 3625.937 | -1483.1924 | 3743.0737 | 3642.4895 | 3538.2996 | 0 | -710.267
2030-01-28 | 13 | 153.4624 | 153.4624 | 293.0909 | 0 | 0 | 3777.1387 | 3625.937 | -2.7895e-05 | 3743.0737 | 3642.4895 | 3538.2996 | 0 | -867.6658
2030-01-28 | 14 | 153.4624 | 153.4624 | 502.6453 | 0 | 0 | 3777.1387 | 3625.937 | 1069.8265 | 3743.0737 | 3642.4895 | 3538.2996 | 0 | -947.3369
2030-01-28 | 15 | 153.4624 | 153.4624 | 265.0388 | 0 | 0 | 3777.1387 | 3625.937 | 3421.6794 | 3743.0737 | 3642.4895 | 3538.2996 | 0 | -994.6266
2030-01-28 | 16 | 153.4624 | 153.4624 | 309.4973 | 0 | 0 | 3777.1387 | 3625.937 | 3693.2471 | 3743.0737 | 3642.4895 | 3538.2996 | 0 | -1080.5968
2030-01-28 | 17 | 153.4624 | 153.4624 | 166.9505 | 0 | 0 | 3777.1387 | 3625.937 | 3062.7986 | 3743.0737 | 3642.4895 | 3538.2996 | 160.8163 | -1080.5968
2030-01-28 | 18 | 153.4624 | 153.4624 | 454.6009 | 0 | 0 | 3777.1387 | 3625.937 | 3785.2273 | 3743.0737 | 3642.4895 | 3538.2996 | 452.212 | -1080.5968
2030-01-28 | 19 | 153.4624 | 153.4624 | 646.4664 | 0 | 0 | 3777.1387 | 3625.937 | 3483.4224 | 3743.0737 | 3642.4895 | 3538.2996 | 225.0759 | -1080.5968
2030-01-28 | 20 | 153.4624 | 153.4624 | 646.4664 | 0 | 0 | 3777.1387 | 3625.937 | 1199.2749 | 3743.0737 | 3642.4895 | 3538.2996 | 0 | -1080.5968
2030-01-28 | 21 | 153.4624 | 153.4624 | 646.4664 | 0 | 0 | 3777.1387 | 3625.937 | 1892.6136 | 3743.0737 | 3642.4895 | 3538.2996 | 0 | -1080.5968
2030-01-28 | 22 | 153.4624 | 153.4624 | 646.4664 | 0 | 0 | 3777.1387 | 3625.937 | 1729.4814 | 3743.0737 | 3642.4895 | 3538.2996 | 0 | -1080.5968
2030-01-28 | 23 | 153.4624 | 153.4624 | 500.2507 | 0 | 0 | 3777.1387 | 3625.937 | 1610.6199 | 3743.0737 | 3642.4895 | 3538.2996 | 0 | -1080.5968
2030-01-28 | 24 | 153.4624 | 153.4624 | 0 | 0 | 0 | 3777.1387 | 3625.937 | -775.7177 | 3743.0737 | 3642.4895 | 3538.2996 | 0 | -1080.5968
2030-01-29 | 1 | 153.4624 | 153.4624 | 0 | 0 | 0 | 3777.1387 | 3625.937 | -3771.8818 | 1675.7737 | 3642.4895 | 3538.2996 | 0 | -1080.5968
2030-01-29 | 2 | 153.4624 | 153.4624 | 0 | 0 | 0 | 3777.1387 | 3625.937 | -1896.6274 | 3743.0737 | 3642.4895 | 3538.2996 | 0 | -540.2984
2030-01-29 | 3 | 0 | 0 | 0 | 0 | 0 | 3777.1387 | 3625.937 | -1909.5626 | 3623.9666 | 3642.4895 | 3538.2996 | 0 | -395.374
2030-01-29 | 4 | 0 | 0 | 0 | 0 | 0 | 3777.1387 | 3625.937 | -1675.9264 | 3132.5562 | 3642.4895 | 3538.2996 | 0 | -1080.5968
2030-01-29 | 5 | 0 | 0 | 0 | 0 | 0 | 3777.1387 | 3625.937 | -2606.1975 | 308.6324 | 3642.4895 | 3538.2996 | 0 | -1080.5968
2030-01-29 | 6 | 0 | 0 | 0 | 0 | 0 | 3777.1387 | 3625.937 | -1055.3511 | 3743.0737 | 3642.4895 | 3538.2996 | 0 | -1080.5968
2030-01-29 | 7 | 153.4624 | 153.4624 | 0 | 0 | 0 | 3777.1387 | 3625.937 | -1834.796 | 3743.0737 | 3642.4895 | 3538.2996 | 0 | -1080.5968
2030-01-29 | 8 | 153.4624 | 153.4624 | 0 | 0 | 0 | 3777.1387 | 3625.937 | -1996.8315 | 3007.7917 | 3642.4895 | 3538.2996 | 0 | -1080.5968
2030-01-29 | 9 | 153.4624 | 153.4624 | 0 | 0 | 0 | 3777.1387 | 3625.937 | -1720.1793 | 2493.3079 | 3642.4895 | 3538.2996 | 0 | -1080.5968
2030-01-29 | 10 | 153.4624 | 153.4624 | 0 | 0 | 0 | 3777.1387 | 3625.937 | -739.6346 | 3395.1934 | 3642.4895 | 3538.2996 | 161.7571 | -1080.5968
2030-01-29 | 11 | 153.4624 | 153.4624 | 646.4664 | 0 | 0 | 3777.1387 | 3625.937 | 752.233 | 3743.0737 | 3642.4895 | 3538.2996 | 0 | 859.8797
2030-01-29 | 12 | 153.4624 | 153.4624 | 0 | 0 | 0 | 3777.1387 | 3625.937 | 1793.5659 | 3743.0737 | 3642.4895 | 3538.2996 | 119.0964 | -1080.5968
2030-01-29 | 13 | 153.4624 | 153.4624 | 0 | 0 | 0 | 3777.1387 | 3625.937 | -255.9591 | 3743.0737 | 3642.4895 | 3538.2996 | 73.4588 | -1080.5968
2030-01-29 | 14 | 153.4624 | 153.4624 | 275.2511 | 0 | 0 | 3777.1387 | 3625.937 | 1035.2325 | 3743.0737 | 3642.4895 | 3538.2996 | 8.8014 | -1080.5968
2030-01-29 | 15 | 153.4624 | 153.4624 | 484.8498 | 0 | 0 | 3777.1387 | 3625.937 | 2368.7571 | 3743.0737 | 3642.4895 | 3538.2996 | 448.3794 | -1080.5968
2030-01-29 | 16 | 153.4624 | 153.4624 | 503.9366 | 96.0963 | 66.6321 | 3777.1387 | 3625.937 | 2237.967 | 3743.0737 | 3642.4895 | 3538.2996 | 485.2712 | -1080.5968
2030-01-29 | 17 | 306.9248 | 297.4905 | 500.4146 | 0 | 0 | 3777.1387 | 3625.937 | 982.9528 | 3743.0737 | 3642.4895 | 3538.2996 | 449.2808 | -1080.5968
2030-01-29 | 18 | 375.1716 | 460.3872 | 560.8233 | 0 | 0 | 3733.8064 | 3625.937 | 1632.2031 | 3743.0737 | 3642.4895 | 3538.2996 | 475.6799 | -1080.5968
2030-01-29 | 19 | 306.9248 | 384.2255 | 207.7132 | 66.6321 | 21.4751 | 3675.157 | 3625.937 | 1661.0203 | 3743.0737 | 3642.4895 | 3538.2996 | 484.3426 | -1080.5968
2030-01-29 | 20 | 306.9248 | 275.123 | 425.0479 | 0 | 38.0485 | 3620.8921 | 3625.937 | 1255.1953 | 3743.0737 | 3642.4895 | 3538.2996 | 0 | -1080.5968
2030-01-29 | 21 | 385.861 | 306.9248 | 62.9472 | 40.7479 | 0 | 3442.0598 | 3625.937 | 1505.4595 | 3743.0737 | 3642.4895 | 3538.2996 | 323.1271 | -1080.5968
2030-01-29 | 22 | 306.9248 | 426.5132 | 0 | 0 | 0 | 3583.074 | 3288.2522 | 1833.116 | 3161.6653 | 3642.4895 | 3538.2996 | 0 | -1080.5968
2030-01-29 | 23 | 306.9248 | 154.6243 | 646.4664 | 199.8963 | 199.8963 | 3595.6245 | 3365.9495 | 2180.5718 | 3214.3 | 3642.4895 | 3538.2996 | 0 | -1080.5968
2030-01-29 | 24 | 153.4624 | 153.4624 | 193.8386 | 266.4163 | 266.4163 | 3579.6711 | 2499.7773 | 2840.3794 | 3743.0737 | 3642.4895 | 2546.3503 | 0 | -1080.5968
2030-01-30 | 1 | 29.3844 | 153.4624 | 0 | 0 | 0 | 3627.5149 | 3625.937 | 3785.2273 | 3743.0737 | 3642.4895 | 3538.2996 | 0 | -1080.5968
2030-01-30 | 2 | 0 | 0 | 102.7343 | 0 | 0 | 3479.9946 | 3625.937 | 3785.2273 | 3743.0737 | 3642.4895 | 3538.2996 | 0 | -1080.5968
2030-01-30 | 3 | 0 | 0 | 0 | 0 | 0 | 3660.7004 | 3625.937 | 3189.1511 | 3743.0737 | 3642.4895 | 3538.2996 | 0 | -1080.5968
2030-01-30 | 4 | 153.4624 | 153.4624 | 0 | 0 | 0 | 3777.1387 | 3068.6016 | 3057.7539 | 3743.0737 | 3642.4895 | 3493.4819 | 0 | -1080.5968
2030-01-30 | 5 | 153.4624 | 153.4624 | 0 | 0 | 0 | 3777.1387 | 3625.937 | 3785.2273 | 3743.0737 | 3642.4895 | 3538.2996 | 0 | -1080.5968
2030-01-30 | 6 | 153.4624 | 153.4624 | 0 | 199.8963 | 199.8963 | 3777.1387 | 3625.937 | 3785.2273 | 3743.0737 | 3642.4895 | 3538.2996 | 0 | -1080.5968
2030-01-30 | 7 | 153.4624 | 243.6593 | 0 | 0 | 0 | 3777.1387 | 3625.937 | 3383.071 | 3743.0737 | 3642.4895 | 3538.2996 | 17.6713 | -1080.5968
2030-01-30 | 8 | 153.4624 | 153.4624 | 0 | 0 | 0 | 3777.1387 | 3625.937 | 518.8087 | 3743.0737 | 3642.4895 | 3538.2996 | 0 | -1080.5968
2030-01-30 | 9 | 153.4624 | 153.4624 | 0 | 0 | 0 | 3777.1387 | 3625.937 | -158.3949 | 3743.0737 | 3642.4895 | 2172.8567 | 424.5876 | -1080.5968
2030-01-30 | 10 | 153.4624 | 153.4624 | 0 | 0 | 0 | 3777.1387 | 3625.937 | -1092.1241 | 3238.136 | 3642.4895 | 3210.4565 | 577.1032 | -1080.5968
2030-01-30 | 11 | 153.4624 | 153.4624 | 0 | 0 | 0 | 3777.1387 | 3625.937 | -1710.53 | 1871.5369 | 3642.4895 | 3538.2996 | 539.5865 | -1080.5968
2030-01-30 | 12 | 153.4624 | 153.4624 | 0 | 0 | 0 | 3777.1387 | 3625.937 | -1778.8823 | 3093.2258 | 1821.2448 | 3538.2996 | 593.0466 | -1080.5968
2030-01-30 | 13 | 153.4624 | 153.4624 | 0 | 0 | 0 | 3777.1387 | 3625.937 | -1038.8156 | 740.8592 | 1322.1111 | 3538.2996 | 485.2712 | -1080.5968
2030-01-30 | 14 | 153.4624 | 153.4624 | 40.2519 | 0 | 0 | 3777.1387 | 1812.9685 | -1144.3077 | 2.4645 | 1821.2448 | 3172.8813 | 323.5141 | -1080.5968
2030-01-30 | 15 | 153.4624 | 153.4624 | 0 | 0 | 0 | 3777.1387 | 3286.1702 | -1715.6053 | 451.8511 | 3642.4895 | 3538.2996 | 485.2712 | -1080.5968
2030-01-30 | 16 | 153.4624 | 153.4624 | 0 | 0 | 0 | 3777.1387 | 215.9528 | -1184.5869 | 2236.1411 | 3642.4895 | 3504.8582 | 337.8879 | -1080.5968
2030-01-30 | 17 | 153.4624 | 153.4624 | 0 | 0 | 0 | 3777.1387 | 215.9519 | -769.9122 | 2919.7185 | 3642.4895 | 2904.092 | 0 | -1080.5968
2030-01-30 | 18 | 153.4624 | 153.4624 | 316.6878 | 0 | 0 | 3777.1387 | 215.9535 | -955.5091 | 2707.1145 | 3642.4895 | 573.9405 | 0 | -1080.5968
2030-01-30 | 19 | 153.4624 | 153.4624 | 646.4664 | 0 | 0 | 3777.1387 | 168.9812 | -368.4451 | 1871.5369 | 1821.2448 | 3538.2996 | 0 | -1080.5968
2030-01-30 | 20 | 153.4624 | 153.4624 | 646.4664 | 66.6321 | 66.6321 | 2844.7329 | 168.9805 | 0 | 26.0283 | 1614.6036 | 3538.2996 | 0 | -1080.5968
2030-01-30 | 21 | 153.4624 | 153.4624 | 646.4664 | 199.8963 | 199.8963 | 1888.5693 | 168.9805 | 247.783 | 261.0479 | 962.6776 | 3538.2996 | 0 | -1080.5968
2030-01-30 | 22 | 153.4624 | 153.4624 | 646.4664 | 199.8963 | 199.8963 | 1888.5693 | 168.9808 | 230.3389 | 0 | 1821.2448 | 2721.1267 | 0 | -1080.5968
2030-01-30 | 23 | 153.4624 | 153.4624 | 646.4664 | 133.2642 | 133.2642 | 1888.5693 | 166.9226 | 1081.8297 | 0 | 0 | 1769.1498 | 0 | -1080.5968
2030-01-30 | 24 | 153.4624 | 153.4624 | 646.4664 | 0 | 0 | 1888.5693 | 168.9812 | 1075.3877 | 0 | 1821.2448 | 2863.9031 | 0 | -1080.5968
2030-01-31 | 1 | 153.4624 | 153.4624 | 437.8129 | 0 | 0 | 1888.5693 | 166.9224 | 677.2834 | 0 | 143.3117 | 1211.6874 | 0 | -1080.5968
2030-01-31 | 2 | 153.4624 | 153.4624 | 0 | 0 | 0 | 2858.8218 | 168.9816 | 1137.9263 | 0 | 26.3153 | 3538.2996 | 0 | -1080.5968
2030-01-31 | 3 | 460.3872 | 451.4399 | 0 | 133.2642 | 133.2642 | 3671.6013 | 3625.937 | 1002.6776 | 0 | 1821.2448 | 3538.2996 | 0 | -1080.5968
2030-01-31 | 4 | 460.3872 | 460.3872 | 0 | 198.5324 | 133.2642 | 3777.1387 | 3625.937 | 708.0765 | 3743.0737 | 3642.4895 | 3538.2996 | 0 | -1080.5968
2030-01-31 | 5 | 454.2029 | 306.9248 | 0 | 199.8963 | 199.8963 | 3777.1387 | 3625.937 | 2207.8938 | 3743.0737 | 3642.4895 | 3538.2996 | 0 | -1080.5968
2030-01-31 | 6 | 183.1589 | 306.9248 | 371.7005 | 194.0719 | 199.8963 | 3777.1387 | 3625.937 | 3143.1792 | 3743.0737 | 3642.4895 | 3538.2996 | 0 | -1080.5968
2030-01-31 | 7 | 153.4624 | 256.7768 | 0 | 199.8963 | 199.8963 | 3777.1387 | 3625.937 | 3785.2273 | 3743.0737 | 3642.4895 | 3538.2996 | 250.9521 | -1080.5968
2030-01-31 | 8 | 250.4543 | 153.4624 | 0 | 199.8963 | 199.8963 | 3777.1387 | 3625.937 | 3785.2273 | 3743.0737 | 3642.4895 | 3538.2996 | 323.5141 | -1080.5968
2030-01-31 | 9 | 153.4624 | 175.3414 | 0 | 199.8963 | 199.8963 | 3777.1387 | 3625.937 | 3785.2273 | 3743.0737 | 3642.4895 | 3538.2996 | 428.8482 | -1080.5968
2030-01-31 | 10 | 153.4624 | 153.4624 | 0 | 199.6937 | 133.2642 | 3777.1387 | 3625.937 | 3785.2273 | 3743.0737 | 3642.4895 | 3538.2996 | 323.5141 | -1080.5968
2030-01-31 | 11 | 153.4624 | 153.4624 | 0 | 133.2642 | 129.8065 | 3777.1387 | 3625.937 | 3785.2273 | 3743.0737 | 3642.4895 | 3538.2996 | 485.2712 | -1080.5968
2030-01-31 | 12 | 153.4624 | 153.4624 | 0 | 133.2642 | 162.237 | 3777.1387 | 3625.937 | 3785.2273 | 3743.0737 | 3642.4895 | 3538.2996 | 323.5141 | -1080.5968
2030-01-31 | 13 | 153.4624 | 153.4624 | 0 | 174.7626 | 133.2642 | 3777.1387 | 3625.937 | 3785.2273 | 3743.0737 | 3642.4895 | 3538.2996 | 0 | -1080.5968
2030-01-31 | 14 | 153.4624 | 153.4624 | 0 | 133.2642 | 140.8317 | 3777.1387 | 3625.937 | 3785.2273 | 3743.0737 | 3642.4895 | 3538.2996 | 0 | -1080.5968
2030-01-31 | 15 | 153.4624 | 153.4624 | 0 | 195.0304 | 133.2642 | 3777.1387 | 3625.937 | 3785.2273 | 3743.0737 | 3642.4895 | 3538.2996 | 0 | -1080.5968
2030-01-31 | 16 | 153.4624 | 153.4624 | 0 | 219.2698 | 199.8963 | 3777.1387 | 3625.937 | 3785.2273 | 3743.0737 | 3642.4895 | 3538.2996 | 0 | -1080.5968
2030-01-31 | 17 | 153.4624 | 271.7811 | 0 | 266.4163 | 260.2091 | 3777.1387 | 3625.937 | 3785.2273 | 3743.0737 | 3642.4895 | 3538.2996 | 485.2712 | -1080.5968
2030-01-31 | 18 | 460.3872 | 460.3872 | 0 | 133.2642 | 188.1261 | 3777.1387 | 3625.937 | 3785.2273 | 3743.0737 | 3642.4895 | 3538.2996 | 323.5141 | -1080.5968
2030-01-31 | 19 | 460.3872 | 460.3872 | 0 | 266.4163 | 260.5149 | 3777.1387 | 3625.937 | 3785.2273 | 3743.0737 | 3642.4895 | 3538.2996 | 178.9628 | -1080.5968
2030-01-31 | 20 | 306.9248 | 423.5466 | 30.6942 | 245.8606 | 199.8963 | 3777.1387 | 3625.937 | 1892.6136 | 3743.0737 | 3642.4895 | 3538.2996 | 380.5796 | -1080.5968
2030-01-31 | 21 | 306.9248 | 451.2304 | 0 | 199.8963 | 199.8963 | 3777.1387 | 3625.937 | 1872.7986 | 3743.0737 | 3642.4895 | 3538.2996 | 369.8594 | -1080.5968
2030-01-31 | 22 | 460.3872 | 401.5906 | 646.4664 | 199.8963 | 199.8963 | 3777.1387 | 3625.937 | 801.4413 | 3743.0737 | 3642.4895 | 3538.2996 | 0 | -1080.5968
2030-01-31 | 23 | 460.3872 | 460.3872 | 646.4664 | 241.0749 | 266.4163 | 3777.1387 | 3625.937 | 1892.6136 | 3743.0737 | 3642.4895 | 3538.2996 | 0 | -1080.5968
2030-01-31 | 24 | 460.3872 | 460.3872 | 237.1853 | 199.8963 | 198.5904 | 3777.1387 | 3625.937 | 2950.554 | 3743.0737 | 3642.4895 | 3538.2996 | 0 | -1080.5968
2030-02-01 | 1 | 153.4624 | 153.4624 | 0 | 266.4163 | 266.4163 | 3777.1387 | 3625.937 | 3785.2273 | 3743.0737 | 3642.4895 | 3538.2996 | 0 | -1080.5968
2030-02-01 | 2 | 153.4624 | 153.4624 | 0 | 266.4163 | 266.4163 | 3777.1387 | 3625.937 | 3785.2273 | 3743.0737 | 3642.4895 | 3538.2996 | 0 | -1080.5968
2030-02-01 | 3 | 153.4624 | 153.4624 | 0 | 266.4163 | 266.4163 | 3777.1387 | 3625.937 | 3785.2273 | 3743.0737 | 3642.4895 | 3538.2996 | 0 | -1080.5968
2030-02-01 | 4 | 153.4624 | 153.4624 | 0 | 66.6321 | 70.8136 | 3777.1387 | 3625.937 | 3785.2273 | 3743.0737 | 3642.4895 | 3538.2996 | 0 | -1080.5968
2030-02-01 | 5 | 0 | 0 | 0 | 0 | 21.7363 | 3777.1387 | 3625.937 | 3785.2273 | 3743.0737 | 3642.4895 | 3538.2996 | 0 | -1080.5968
2030-02-01 | 6 | 0 | 0 | 0 | 0 | 0 | 3777.1387 | 3625.937 | 3785.2273 | 3743.0737 | 3642.4895 | 3538.2996 | 0 | -1080.5968
2030-02-01 | 7 | 153.4624 | 153.4624 | 0 | 0 | 0 | 3777.1387 | 3625.937 | 3785.2273 | 3743.0737 | 3642.4895 | 3538.2996 | 323.5141 | -1080.5968
2030-02-01 | 8 | 153.4624 | 153.4624 | 0 | 0 | 0 | 3777.1387 | 3625.937 | 3785.2273 | 3743.0737 | 3642.4895 | 3538.2996 | 323.5141 | -1080.5968
2030-02-01 | 9 | 153.4624 | 153.4624 | 0 | 66.6321 | 98.456 | 3777.1387 | 3625.937 | 3785.2273 | 3743.0737 | 3642.4895 | 3538.2996 | 323.5141 | -1080.5968
2030-02-01 | 10 | 153.4624 | 153.4624 | 0 | 133.2642 | 100.9766 | 3777.1387 | 3625.937 | 3785.2273 | 3743.0737 | 3642.4895 | 3538.2983 | 323.5141 | -1080.5968
2030-02-01 | 11 | 153.4624 | 153.4624 | 0 | 133.2642 | 133.2642 | 3777.1387 | 3625.937 | 1957.3077 | 3743.0737 | 3642.4895 | 3538.2996 | 174.3019 | -1080.5968
2030-02-01 | 12 | 153.4624 | 153.4624 | 0 | 133.2642 | 133.2642 | 3777.1387 | 3625.937 | 793.3043 | 3743.0737 | 3642.4895 | 3538.2996 | 0 | -1080.5968
2030-02-01 | 13 | 153.4624 | 153.4624 | 0 | 133.2642 | 133.2642 | 3777.1387 | 3625.937 | 937.5418 | 3743.0737 | 3642.4895 | 3538.2996 | 323.5141 | -1080.5968
2030-02-01 | 14 | 153.4624 | 153.4624 | 0 | 199.8963 | 199.8963 | 3777.1387 | 215.9506 | 189.7149 | 3743.0737 | 3642.4895 | 3490.2812 | 0 | -1080.5968
2030-02-01 | 15 | 153.4624 | 153.4624 | 0 | 266.4163 | 266.4163 | 3777.1387 | 215.9528 | -110.2606 | -550.2142 | 3395.3684 | 2248.9963 | 0 | -1080.5968
2030-02-01 | 16 | 153.4624 | 153.4624 | 0 | 266.4163 | 266.4163 | 3777.1387 | 215.954 | 750.515 | 4.53e-05 | 1848.8813 | 890.1991 | 125.2693 | -1080.5968
2030-02-01 | 17 | 197.0626 | 306.9248 | 0 | 266.4163 | 266.4163 | 2967.3098 | 213.9528 | 643.4493 | -3029.2952 | 1821.2448 | 1769.1498 | 297.5303 | -1080.5968
2030-02-01 | 18 | 153.4624 | 153.4624 | 0 | 266.4163 | 266.4163 | 3777.1387 | 213.952 | 805.9156 | -1871.5369 | 2989.9731 | 265.2466 | 0 | -1080.5968
2030-02-01 | 19 | 153.4624 | 153.4624 | 0 | 199.8963 | 199.8963 | 3777.1387 | 215.9522 | 515.3208 | -2109.3521 | 2611 | 927.0359 | 0 | -1080.5968
2030-02-01 | 20 | 153.4624 | 153.4624 | 0 | 0 | 0 | 3777.1387 | 215.9505 | 420.9575 | -2539.1797 | 1650.5856 | 1021.5723 | 0 | -1080.5968
2030-02-01 | 21 | 153.4624 | 153.4624 | 0 | 0 | 0 | 3777.1387 | 215.952 | -63.3786 | -3325.738 | 1821.2448 | 669.1769 | 0 | -1080.5968
2030-02-01 | 22 | 153.4624 | 153.4624 | 0 | 1.2154 | 66.6321 | 3777.1387 | 215.953 | 180.7496 | -3122.1667 | 1821.2448 | 982.3547 | 91.8393 | -1080.5968
2030-02-01 | 23 | 153.4624 | 153.4624 | 0 | 266.4163 | 266.4163 | 3777.1387 | 215.9534 | 400.0717 | -3621.5952 | 3336.1807 | 264.1119 | 0 | -1080.5968
2030-02-01 | 24 | 153.4624 | 153.4624 | 0 | 266.4163 | 266.4163 | 3257.7466 | 203.7652 | 214.3814 | -1554.4506 | 2368.5493 | -195.1393 | 40.1134 | -1080.5968
2030-02-02 | 1 | 153.4624 | 153.4624 | 0 | 266.4163 | 266.4163 | 3248.2083 | 166.922 | 183.4505 | -527.0933 | 1821.2448 | 0 | 118.4838 | -1080.5968
2030-02-02 | 2 | 153.4624 | 153.4624 | 0 | 266.4163 | 266.4163 | 3777.1387 | 168.9815 | 374.698 | 1871.5369 | 272.8629 | 1769.1498 | 0 | -1080.5968
2030-02-02 | 3 | 153.4624 | 153.4624 | 0 | 266.4163 | 266.4163 | 3777.1387 | 168.981 | 761.1721 | 3427.0674 | 1821.2448 | 2340.0225 | 0 | -1080.5968
2030-02-02 | 4 | 153.4624 | 178.0135 | 0 | 266.4163 | 266.4163 | 3777.1387 | 1035.7552 | 1851.6593 | 3743.0737 | 3067.7683 | 3538.2996 | 0 | -1080.5968
2030-02-02 | 5 | 306.9248 | 369.8329 | 0 | 199.8963 | 199.8963 | 3777.1387 | 1124.6699 | 2215.3726 | 3743.0737 | 3642.4895 | 3538.2996 | 0 | -1080.5968
2030-02-02 | 6 | 153.4624 | 153.4624 | 0 | 266.4163 | 255.2469 | 3777.1387 | 2712.144 | 3106.6411 | 3743.0737 | 3642.4895 | 3538.2996 | 0 | -1080.5968
2030-02-02 | 7 | 256.8619 | 153.4624 | 0 | 199.8963 | 199.8963 | 3777.1387 | 1175.7703 | 3515.6704 | 3743.0737 | 3642.4895 | 3538.2996 | 0 | -1080.5968
2030-02-02 | 8 | 460.3872 | 438.7348 | 0 | 66.6321 | 25.7578 | 3777.1387 | 3625.937 | 3785.2273 | 3743.0737 | 3642.4895 | 1769.1498 | 0 | -1080.5968
2030-02-02 | 9 | 275.9296 | 153.4624 | 0 | 199.8963 | 199.8963 | 3777.1387 | 1778.1699 | 3785.2273 | 3743.0737 | 3642.4895 | 2859.0884 | 0 | -1080.5968
2030-02-02 | 10 | 306.9248 | 243.0569 | 0 | 154.8648 | 133.2642 | 3777.1387 | 2490.9114 | 3785.2273 | 3743.0737 | 3642.4895 | 3538.2996 | 0 | -1080.5968
2030-02-02 | 11 | 306.9248 | 278.9356 | 0 | 133.2642 | 133.2642 | 3777.1387 | 1858.7892 | 3785.2273 | 3743.0737 | 3642.4895 | 3538.2996 | 399.1425 | -1080.5968
2030-02-02 | 12 | 306.9248 | 294.3896 | 0 | 133.2642 | 133.2642 | 3777.1387 | 3049.7947 | 2806.2148 | 1871.5369 | 3642.4895 | 3538.2996 | 401.7944 | -1080.5968
2030-02-02 | 13 | 460.3872 | 432.8931 | 0 | 66.6321 | 66.6321 | 3777.1387 | 2459.8459 | 1810.307 | 1871.5369 | 1821.2448 | 3538.2996 | 378.5938 | -1080.5968
2030-02-02 | 14 | 460.3872 | 460.3872 | 0 | 133.2642 | 138.3102 | 3777.1387 | 3625.937 | 1353.3141 | 983.4021 | 3642.4895 | 3538.2996 | 0 | -1080.5968
2030-02-02 | 15 | 460.3872 | 364.029 | 0 | 189.3642 | 133.2642 | 3777.1387 | 3625.937 | 2401.9324 | 3009.2368 | 3642.4895 | 3538.2996 | 0 | -1080.5968
2030-02-02 | 16 | 306.9248 | 306.9248 | 0 | 198.8674 | 199.8963 | 3777.1387 | 3625.937 | 2718.7112 | 1871.5369 | 3642.4895 | 3538.2996 | 484.9363 | -1080.5968
2030-02-02 | 17 | 441.896 | 306.9248 | 0 | 115.1756 | 133.2642 | 3777.1387 | 2234.6216 | 2454.0881 | 2011.0732 | 3642.4895 | 3538.2996 | 290.9456 | -1080.5968
2030-02-02 | 18 | 460.3872 | 460.3872 | 183.932 | 199.8963 | 220.203 | 3777.1387 | 215.9524 | 1642.939 | 1871.5369 | 3642.4895 | 3538.2996 | 0 | -1080.5968
2030-02-02 | 19 | 460.3872 | 460.3872 | 646.4664 | 266.4163 | 266.4163 | 3397.4907 | 168.981 | 1660.4651 | 1871.5369 | 1821.2448 | 1769.1498 | 0 | -1080.5968
2030-02-02 | 20 | 460.3872 | 460.3872 | 320.0069 | 266.4163 | 266.4163 | 1888.5693 | 168.9813 | 983.6701 | 1669.8781 | 1821.2448 | 1769.1498 | 0 | -1080.5968
2030-02-02 | 21 | 460.3872 | 460.3872 | 646.4664 | 266.4163 | 266.4163 | 3777.1387 | 168.9814 | 1167.998 | 1871.5369 | 3642.4895 | 630.9865 | 0 | -1080.5968
2030-02-02 | 22 | 460.3872 | 460.3872 | 646.4664 | 266.4163 | 266.4163 | 3547.8826 | 1812.9685 | 1986.5969 | 3326.897 | 3642.4895 | 3047.6379 | 0 | -1080.5968
2030-02-02 | 23 | 460.3872 | 460.3872 | 0 | 249.8772 | 199.8963 | 3772.198 | 3625.937 | 1726.4438 | 1871.5369 | 3457.1855 | 3538.2996 | 0 | -1080.5968
2030-02-02 | 24 | 306.9248 | 306.9248 | 0 | 133.2642 | 126.0262 | 3777.1387 | 1812.9685 | 1414.3586 | 3070.5544 | 3642.4895 | 1770.1497 | 0 | -1080.5968
2030-02-03 | 1 | 306.9248 | 306.9248 | 138.3507 | 133.2642 | 181.8607 | 3777.1387 | 168.9809 | 916.0596 | 3452.6809 | 3642.4895 | 2190.748 | 0 | -1080.5968
2030-02-03 | 2 | 153.4624 | 182.5621 | 0 | 199.8963 | 199.8963 | 3764.9973 | 3123.8357 | 1892.6136 | 3743.0737 | 3642.4895 | 3538.2996 | 0 | -1080.5968
2030-02-03 | 3 | 153.4624 | 153.4624 | 0 | 266.4163 | 255.4695 | 3777.1387 | 3625.937 | 3281.3887 | 3743.0737 | 3642.4895 | 3538.2996 | 0 | -1080.5968
2030-02-03 | 4 | 153.4624 | 153.4624 | 0 | 260.379 | 199.8963 | 3765.1206 | 3625.937 | 3204.1672 | 3743.0737 | 3642.4895 | 3538.2996 | 0 | -1080.5968
2030-02-03 | 5 | 153.4624 | 153.4624 | 0 | 199.8963 | 138.7083 | 3777.1387 | 1812.9685 | 2728.1433 | 3743.0737 | 3642.4895 | 3466.0596 | 0 | -1080.5968
2030-02-03 | 6 | 153.4624 | 153.4624 | 0 | 199.8963 | 199.8963 | 3777.1387 | 2643.6709 | 1593.8938 | 3743.0737 | 3642.4895 | 3538.2996 | 0 | -1080.5968
2030-02-03 | 7 | 153.4624 | 153.4624 | 0 | 199.8963 | 199.8963 | 3777.1387 | 3625.937 | 2587.9224 | 3743.0737 | 3642.4895 | 3538.2996 | 0 | -1080.5968
2030-02-03 | 8 | 153.4624 | 153.4624 | 0 | 199.8963 | 199.8963 | 3777.1387 | 3625.937 | 3785.2273 | 3743.0737 | 3642.4895 | 3538.2996 | 0 | -1080.5968
2030-02-03 | 9 | 153.4624 | 153.4624 | 0 | 199.8963 | 149.2625 | 3777.1387 | 3625.937 | 3785.2273 | 3743.0737 | 3642.4895 | 3538.2996 | 0 | -1080.5968
2030-02-03 | 10 | 153.4624 | 153.4624 | 0 | 133.2642 | 67.6802 | 3777.1387 | 3625.937 | 3785.2273 | 3743.0737 | 3642.4895 | 3538.2996 | 0 | -1080.5968
2030-02-03 | 11 | 153.4624 | 153.4624 | 59.1377 | 66.6321 | 42.4751 | 3777.1387 | 3625.937 | 3785.2273 | 3743.0737 | 3642.4895 | 3538.2996 | 0 | -1080.5968
2030-02-03 | 12 | 153.4624 | 153.4624 | 240.2349 | 0 | 10.5925 | 3777.1387 | 3625.937 | 2884.0195 | 3743.0737 | 3642.4895 | 3538.2996 | 0 | -1080.5968
2030-02-03 | 13 | 153.4624 | 153.4624 | 299.2602 | 0 | 0 | 3777.1387 | 3625.937 | 2320.1003 | 3743.0737 | 3642.4895 | 3538.2996 | 0 | -988.5256
2030-02-03 | 14 | 153.4624 | 153.4624 | 325.8219 | 0 | 0 | 3777.1387 | 3625.937 | 3785.2273 | 3743.0737 | 3642.4895 | 3538.2996 | 0 | -920.9637
2030-02-03 | 15 | 153.4624 | 153.4624 | 320.4048 | 0 | 0 | 3777.1387 | 3625.937 | 3785.2273 | 3743.0737 | 3642.4895 | 3538.2996 | 0 | -1080.5968
2030-02-03 | 16 | 153.4624 | 153.4624 | 434.1819 | 0 | 0 | 3777.1387 | 3625.937 | 3785.2273 | 3743.0737 | 3642.4895 | 3538.2996 | 0 | -1080.5978
2030-02-03 | 17 | 153.4624 | 153.4624 | 643.7995 | 0 | 0 | 3777.1387 | 3625.937 | 1892.6136 | 3743.0737 | 3642.4895 | 3538.2996 | 0 | -1080.5968
2030-02-03 | 18 | 153.4624 | 153.4624 | 0 | 0 | 0 | 3777.1387 | 3625.937 | -1360.535 | 3743.0737 | 3642.4895 | 3538.2996 | 0 | -999.543
2030-02-03 | 19 | 153.4624 | 153.4624 | 179.4104 | 0 | 0 | 3777.1387 | 3625.937 | -2046.0046 | 3743.0737 | 3642.4895 | 3538.2996 | 0 | -926.6987
2030-02-03 | 20 | 153.4624 | 153.4624 | 484.8498 | 0 | 0 | 3777.1387 | 1812.9685 | -2440.707 | 1871.5369 | 3642.4895 | 2822.0066 | 0 | -890.7814
2030-02-03 | 21 | 153.4624 | 153.4624 | 646.4664 | 0 | 0 | 3777.1387 | 1812.9685 | -1784.694 | 1871.5369 | 1847.9296 | 1769.1498 | 0 | -847.1623
2030-02-03 | 22 | 153.4624 | 153.4624 | 646.4664 | 0 | 0 | 3777.1387 | 1948.2188 | -1806.9979 | 1275.6193 | 1821.2448 | 3538.2996 | 0 | -1080.5968
2030-02-03 | 23 | 153.4624 | 153.4624 | 362.2234 | 0 | 0 | 3777.1387 | 3625.937 | -2132.0906 | 1463.6418 | 1821.2448 | 3538.2996 | 0 | -1080.5968
2030-02-03 | 24 | 153.4624 | 153.4624 | 0 | 0 | 0 | 3777.1387 | 3625.937 | -1811.9594 | 1636.0231 | 1821.2448 | 3538.2996 | 0 | -1080.5968
2030-02-04 | 1 | 153.4624 | 153.4624 | 0 | 0 | 0 | 3777.1387 | 2235.3394 | -2192.0947 | 1871.5369 | 2873.7212 | 3538.2996 | 0 | -1080.5968
2030-02-04 | 2 | 153.4624 | 153.4624 | 0 | 199.8963 | 199.8963 | 3777.1387 | 3625.937 | 527.3229 | 3743.0737 | 3642.4895 | 3538.2996 | 0 | -1080.5968
2030-02-04 | 3 | 153.4624 | 153.4624 | 0 | 199.8963 | 199.8963 | 3777.1387 | 3625.937 | 541.4794 | 3743.0737 | 3642.4895 | 3538.2996 | 0 | -1080.5968
2030-02-04 | 4 | 153.4624 | 153.4624 | 0 | 199.8963 | 199.8963 | 3777.1387 | 2967.168 | -1877.657 | 2944.7549 | 1821.2448 | 3538.2996 | 0 | -1080.5968
2030-02-04 | 5 | 153.4624 | 153.4624 | 0 | 199.8963 | 159.0391 | 3777.1387 | 2351.0625 | -1770.8557 | 2467.5933 | 1821.2448 | 3538.2996 | 0 | -1080.5968
2030-02-04 | 6 | 153.4624 | 153.4624 | 0 | 0 | 0 | 3777.1387 | 3625.937 | -1706.0201 | 3743.0737 | 2467.5098 | 3538.2996 | 0 | -1080.5968
2030-02-04 | 7 | 153.4624 | 153.4624 | 0 | 0 | 0 | 3777.1387 | 3625.937 | -1474.3279 | 3743.0737 | 3642.4895 | 3538.2996 | 323.5141 | -1080.5968
2030-02-04 | 8 | 153.4624 | 153.4624 | 536.33 | 0 | 0 | 3777.1387 | 3625.937 | -1612.0266 | 3743.0737 | 2645.198 | 3538.2996 | 0 | -1080.5968
2030-02-04 | 9 | 153.4624 | 153.4624 | 646.4664 | 0 | 0 | 3777.1387 | 1812.9685 | 0 | 2277.2737 | 1821.2448 | 3538.2996 | 0 | -1080.5968
2030-02-04 | 10 | 153.4624 | 153.4624 | 646.4664 | 0 | 0 | 3777.1387 | 1812.9685 | -2572.645 | 3337.9495 | 1821.2448 | 3538.2996 | 0 | -1080.5968
2030-02-04 | 11 | 153.4624 | 153.4624 | 646.4664 | 0 | 0 | 3777.1387 | 1812.9685 | -2198.1558 | 3743.0737 | 1821.2448 | 3276.696 | 0 | -1080.5968
2030-02-04 | 12 | 153.4624 | 153.4624 | 646.4664 | 0 | 0 | 3777.1387 | 2467.6128 | -2208.6318 | 3743.0737 | 1821.2448 | 3538.2996 | 0 | -1080.5968
2030-02-04 | 13 | 153.4624 | 153.4624 | 0 | 0 | 0 | 3777.1387 | 3625.937 | -1815.1349 | 3743.0737 | 2518.3794 | 3538.2996 | 0 | -1080.5968
2030-02-04 | 14 | 153.4624 | 153.4624 | 0 | 0 | 0 | 3777.1387 | 3625.937 | -1832.2875 | 3067.1067 | 3253.522 | 3538.2996 | 371.2491 | -1080.5968
2030-02-04 | 15 | 153.4624 | 153.4624 | 0 | 0 | 0 | 3777.1387 | 3625.937 | -2186.9429 | 1115.3301 | 1821.2448 | 3538.2996 | 253.4632 | -1080.5968
2030-02-04 | 16 | 153.4624 | 153.4624 | 257.0305 | 0 | 0 | 3777.1387 | 1348.3575 | -1830.0009 | 782.0688 | 1821.2448 | 1769.1498 | 111.9084 | -1080.5968
2030-02-04 | 17 | 153.4624 | 153.4624 | 646.4664 | 0 | 0 | 3777.1387 | 168.9805 | -595.4329 | -1550.0498 | 1821.2448 | 3228.2095 | 0 | -1080.5968
2030-02-04 | 18 | 153.4624 | 153.4624 | 447.9685 | 0 | 0 | 3777.1387 | 215.9535 | -588.5015 | -2664.1099 | 1821.2448 | 1769.1498 | 474.976 | -1080.5968
2030-02-04 | 19 | 153.4624 | 153.4624 | 646.4664 | 0 | 0 | 1888.5693 | 166.9222 | -30.2381 | 185.191 | 1821.2448 | 285.5801 | 521.0049 | -1080.5968
2030-02-04 | 20 | 153.4624 | 153.4624 | 646.4664 | 0 | 0 | 1888.5693 | 168.9812 | 0 | 0 | 1141.6035 | 1931.6783 | 293.557 | -1080.5968
2030-02-04 | 21 | 153.4624 | 153.4624 | 646.4664 | 133.2642 | 133.2642 | 1888.5693 | 166.9226 | 0 | 0 | 1194.7325 | 221.0135 | 0 | -1080.5968
2030-02-04 | 22 | 153.4624 | 153.4624 | 646.4664 | 66.6321 | 66.6321 | 1888.5693 | 166.9222 | 85.2679 | 0 | 1821.2448 | 221.0128 | 0 | -1080.5968
2030-02-04 | 23 | 153.4624 | 153.4624 | 646.4664 | 0 | 0 | 3777.1387 | 168.9812 | 0 | -1100.2384 | 677.3866 | 1145.0913 | 0 | -861.6693
2030-02-04 | 24 | 153.4624 | 153.4624 | 244.8732 | 0 | 0 | 1888.5693 | 166.9225 | 16.623 | -180.9182 | 1821.2448 | 221.0137 | 0 | -1080.5968
2030-02-05 | 1 | 153.4624 | 153.4624 | 0 | 0 | 0 | 3777.1387 | 166.9223 | 453.7432 | -1290.0555 | 1821.2448 | 1218.0127 | 0 | -1080.5968
2030-02-05 | 2 | 153.4624 | 153.4624 | 71.7113 | 266.4163 | 266.4163 | 3610.9316 | 168.9817 | 561.7209 | 822.6921 | 3642.4895 | 3538.2996 | 0 | -1080.5968
2030-02-05 | 3 | 153.4624 | 153.4624 | 132.9892 | 266.4163 | 266.4163 | 3777.1387 | 3625.937 | 393.1572 | -185.7086 | 3642.4895 | 3538.2996 | 0 | -1080.5968
2030-02-05 | 4 | 153.4624 | 71.2201 | 0 | 266.4163 | 266.4163 | 3777.1387 | 3625.937 | 134.535 | 2465.4463 | 3642.4895 | 3538.2996 | 0 | -1080.5968
2030-02-05 | 5 | 153.4624 | 153.4624 | 0 | 183.5164 | 133.2642 | 3777.1387 | 3625.937 | -12.6269 | 3743.0737 | 3642.4895 | 3538.2996 | 0 | -1080.5968
2030-02-05 | 6 | 153.4624 | 284.344 | 0 | 266.4163 | 266.4163 | 3777.1387 | 3625.937 | 126.313 | 3743.0737 | 3642.4895 | 3538.2996 | 0 | -1080.5968
2030-02-05 | 7 | 306.9248 | 256.3713 | 0 | 145.0128 | 199.8963 | 3777.1387 | 3625.937 | -568.1164 | 1466.2263 | 3642.4895 | 3538.2996 | 0 | -1080.5968
2030-02-05 | 8 | 460.3872 | 460.3872 | 0 | 35.2299 | 0 | 3777.1387 | 3625.937 | -306.2457 | 4.53e-05 | 3642.4895 | 3538.2996 | 0 | -1080.5968
2030-02-05 | 9 | 460.3872 | 460.3872 | 0 | 53.2463 | 0 | 3777.1387 | 3625.937 | -432.3818 | 706.4189 | 3642.4895 | 3538.2996 | 0 | -1080.5968
2030-02-05 | 10 | 306.9248 | 439.8291 | 0 | 0 | 0 | 3777.1387 | 3625.937 | -551.2194 | 899.2668 | 3642.4895 | 3538.2996 | 199.4001 | -1080.5968
2030-02-05 | 11 | 301.0243 | 153.4624 | 207.1756 | 0 | 0 | 3777.1387 | 3625.937 | -692.7419 | 2147.4114 | 3642.4895 | 3538.2996 | 164.0514 | -1080.5968
2030-02-05 | 12 | 153.4624 | 153.4624 | 94.7351 | 0 | 0 | 3777.1387 | 3625.937 | -598.4951 | 3332.759 | 3642.4895 | 3538.2996 | 321.9533 | -1080.5968
2030-02-05 | 13 | 153.4624 | 153.4624 | 323.2332 | 0 | 0 | 3777.1387 | 3625.937 | -282.8461 | 3743.0737 | 3642.4895 | 3538.2996 | 47.469 | -1080.5968
2030-02-05 | 14 | 153.4624 | 153.4624 | 524.7971 | 0 | 0 | 3777.1387 | 3625.937 | -133.8039 | 3732.3704 | 3642.4895 | 3538.2996 | 0 | -1080.5968
2030-02-05 | 15 | 153.4624 | 153.4624 | 484.8498 | 0 | 0 | 3777.1387 | 3625.937 | -196.588 | 3039.4802 | 3642.4895 | 3538.2996 | 0.93704 | -1080.5968
2030-02-05 | 16 | 153.4624 | 153.4624 | 299.5037 | 0 | 0 | 3777.1387 | 3625.937 | -121.9483 | 1112.1925 | 3642.4895 | 3538.2996 | 189.4276 | -1080.5968
2030-02-05 | 17 | 153.4624 | 153.4624 | 128.1176 | 0 | 0 | 3777.1387 | 3625.937 | -150.9502 | 4.53e-05 | 3642.4895 | 3538.2996 | 323.5141 | -1080.5968
2030-02-05 | 18 | 153.4624 | 153.4624 | 174.5283 | 0 | 0 | 3777.1387 | 3625.937 | -173.2927 | 859.7043 | 3642.4895 | 3538.2996 | 541.1742 | -1080.5968
2030-02-05 | 19 | 153.4624 | 153.4624 | 646.4664 | 0 | 0 | 3777.1387 | 3625.937 | 0 | 99.5059 | 3557.1165 | 3538.2996 | 448.4174 | -1080.5968
2030-02-05 | 20 | 153.4624 | 153.4624 | 93.0526 | 0 | 0 | 3777.1387 | 3625.937 | -635.3779 | -3167.2004 | 3390.4253 | 3538.2996 | 501.8764 | -1080.5968
2030-02-05 | 21 | 153.4624 | 153.4624 | 431.2273 | 0 | 0 | 3777.1387 | 3625.937 | -2.7895e-05 | -3175.7844 | 1909.509 | 3538.2996 | 117.9572 | -1080.5968
2030-02-05 | 22 | 153.4624 | 153.4624 | 300.7229 | 0 | 0 | 3777.1387 | 3625.937 | -290.3088 | -3197.6318 | 1821.2448 | 3538.2996 | 0 | -1080.5968
2030-02-05 | 23 | 153.4624 | 153.4624 | 646.4664 | 0 | 0 | 3777.1387 | 3625.937 | -326.3496 | -2101.8889 | 1821.2448 | 3538.2996 | 0 | -1001.2554
2030-02-05 | 24 | 153.4624 | 153.4624 | 553.2011 | 0 | 0 | 3777.1387 | 3625.937 | -240.1908 | -608.6783 | 1821.2448 | 3538.2996 | 0 | -1080.5968
2030-02-06 | 1 | 153.4624 | 153.4624 | 0 | 0 | 0 | 3777.1387 | 3625.937 | -871.5886 | -922.8262 | 1821.2448 | 3538.2996 | 0 | -1080.5968
2030-02-06 | 2 | 153.4624 | 153.4624 | 0 | 0 | 0 | 3777.1387 | 3625.937 | -1104.0682 | 1125.6949 | 2824.676 | 3538.2996 | 0 | -1080.5968
2030-02-06 | 3 | 153.4624 | 153.4624 | 0 | 0 | 0 | 3777.1387 | 3625.937 | -1302.6494 | -53.8415 | 3642.4895 | 3538.2996 | 0 | -1080.5968
2030-02-06 | 4 | 153.4624 | 153.4624 | 0 | 0 | 0 | 3777.1387 | 3625.937 | -269.3415 | -1258.4269 | 1821.2448 | 3538.2996 | 0 | -1080.5968
2030-02-06 | 5 | 153.4624 | 153.4624 | 0 | 0 | 0 | 3777.1387 | 1291.2434 | -5.9927 | -2477.4976 | 1821.2448 | 3538.2996 | 0 | -1080.5968
2030-02-06 | 6 | 153.4624 | 153.4624 | 530.1904 | 0 | 0 | 3777.1387 | 1470.1283 | 179.6225 | -3743.0737 | 2709.1243 | 3538.2996 | 0 | -1080.5968
2030-02-06 | 7 | 153.4624 | 153.4624 | 0 | 0 | 0 | 3777.1387 | 3625.937 | 110.2821 | -2516.2454 | 3642.4895 | 3538.2996 | 0 | -1080.5968
2030-02-06 | 8 | 153.4624 | 153.4624 | 646.4664 | 0 | 0 | 1888.5693 | 764.8097 | 0 | 0 | 3642.4895 | 3538.2996 | 509.8386 | -1080.5968
2030-02-06 | 9 | 153.4624 | 153.4624 | 323.2332 | 0 | 0 | 1888.5693 | 168.9813 | -313.4105 | 0 | 3642.4895 | 1769.1498 | 0 | -1080.5968
2030-02-06 | 10 | 153.4624 | 153.4624 | 646.4664 | 0 | 0 | 3777.1387 | 168.9814 | -354.4504 | -1472.7723 | 1821.2448 | 1998.9146 | 0 | -1017.4832
2030-02-06 | 11 | 153.4624 | 153.4624 | 646.4664 | 0 | 0 | 3777.1387 | 168.981 | -739.5145 | -2256.5068 | 1821.2448 | 2032.4532 | 0 | -997.7238
2030-02-06 | 12 | 153.4624 | 153.4624 | 646.4664 | 0 | 0 | 3777.1387 | 168.9812 | -328.2324 | -3541.6541 | 1821.2448 | 2600.0625 | 0 | -933.4164
2030-02-06 | 13 | 153.4624 | 153.4624 | 323.2332 | 0 | 0 | 3777.1387 | 168.9811 | 414.909 | -1820.2789 | 1821.2448 | 305.9346 | 383.0891 | -1080.5968
2030-02-06 | 14 | 153.4624 | 153.4624 | 5.3522 | 0 | 0 | 3777.1387 | 215.953 | 640.4767 | -2314.8489 | 1821.2448 | 1513.1512 | 405.7646 | -1080.5968
2030-02-06 | 15 | 153.4624 | 153.4624 | 0 | 0 | 0 | 3777.1387 | 215.9524 | 692.2472 | -2936.6138 | 1821.2448 | 2988.7654 | 634.8966 | -1080.5968
2030-02-06 | 16 | 153.4624 | 153.4624 | 0 | 0 | 0 | 3777.1387 | 215.9518 | 830.1388 | -3699.6726 | 1821.2448 | 1766.8766 | 528.7216 | -1080.5968
2030-02-06 | 17 | 153.4624 | 153.4624 | 289.1813 | 0 | 0 | 3777.1387 | 215.9531 | 622.7476 | -1871.5369 | 1821.2448 | 457.5704 | 559.746 | -1080.5968
2030-02-06 | 18 | 153.4624 | 153.4624 | 143.6476 | 0 | 0 | 3777.1387 | 215.9523 | -0.0010045 | -1442.4072 | 2493.1282 | 2267.1428 | 647.0283 | -1080.5968
2030-02-06 | 19 | 153.4624 | 153.4624 | 323.2332 | 0 | 0 | 3777.1387 | 215.9522 | -542.1228 | -2243.6934 | 3642.4895 | 3057.4666 | 647.0283 | -1080.5968
2030-02-06 | 20 | 153.4624 | 153.4624 | 583.5168 | 0 | 0 | 3777.1387 | 1812.9685 | -477.2809 | -2218.6313 | 3051.9976 | 3538.2996 | 0 | -1005.9975
2030-02-06 | 21 | 153.4624 | 153.4624 | 646.4664 | 0 | 0 | 3777.1387 | 1812.9685 | -460.1479 | -2335.0225 | 2867.197 | 3538.2996 | 0 | -947.3862
2030-02-06 | 22 | 153.4624 | 153.4624 | 0 | 0 | 0 | 3777.1387 | 1812.9685 | -136.6207 | -2048.3696 | 1821.2448 | 3538.2996 | 346.5203 | -1080.5968
2030-02-06 | 23 | 153.4624 | 153.4624 | 299.9303 | 0 | 0 | 3777.1387 | 1420.2885 | -353.109 | -2590.9092 | 1821.2448 | 2918.5723 | 0 | -1080.5968
2030-02-06 | 24 | 153.4624 | 153.4624 | 613.0995 | 0 | 0 | 1888.5693 | 168.9813 | -216.9078 | -344.2256 | 1821.2448 | 659.8351 | 0 | -1080.5968
2030-02-07 | 1 | 153.4624 | 153.4624 | 0 | 0 | 0 | 1888.5693 | 166.9221 | -515.3828 | -229.4785 | 1821.2448 | 1032.1631 | 0 | -1080.5968
2030-02-07 | 2 | 153.4624 | 153.4624 | 0 | 0 | 0 | 1888.5693 | 166.9227 | -1551.5376 | -703.6689 | 3642.4895 | 1769.1498 | 0 | -1080.5968
2030-02-07 | 3 | 153.4624 | 153.4624 | 0 | 0 | 0 | 1888.5693 | 166.9225 | -1513.3129 | -84.5075 | 2770.0095 | 221.0143 | 0 | -1080.5968
2030-02-07 | 4 | 153.4624 | 153.4624 | 0 | 0 | 0 | 1888.5693 | 166.9224 | -1447.8127 | -340.5132 | 1821.2448 | 221.016 | 0 | -1080.5968
2030-02-07 | 5 | 153.4624 | 153.4624 | 0 | 0 | 0 | 2793.4104 | 166.9227 | -1378.2489 | 0 | 1471.5936 | 221.0146 | 0 | -1080.5968
2030-02-07 | 6 | 153.4624 | 153.4624 | 620.2048 | 0 | 0 | 2648.0811 | 166.9225 | -1433.2406 | 0 | 1821.2448 | 1769.1498 | 0 | -1080.5968
2030-02-07 | 7 | 153.4624 | 153.4624 | 646.4664 | 0 | 0 | 1888.5693 | 168.9817 | -1422.9445 | 1212.9313 | 3093.3501 | 3538.2996 | 0 | -1080.5968
2030-02-07 | 8 | 153.4624 | 153.4624 | 646.4664 | 0 | 0 | 1888.5693 | 168.9826 | 0 | 1871.5369 | 1821.2448 | 2798.3887 | 302.9928 | -1080.5968
2030-02-07 | 9 | 153.4624 | 153.4624 | 646.4664 | 0 | 0 | 2269.3308 | 168.9813 | 0 | 0 | 0 | 1892.4435 | 647.0283 | -1080.5968
2030-02-07 | 10 | 153.4624 | 153.4624 | 646.4664 | 0 | 0 | 3777.1387 | 168.9811 | -98.5524 | -1431.1898 | 230.3336 | 2846.6643 | 647.0283 | -1080.5968
2030-02-07 | 11 | 153.4624 | 153.4624 | 606.6326 | 0 | 0 | 3777.1387 | 1356.1023 | -250.0632 | -1871.5369 | 722.4633 | 3538.2996 | 493.7777 | -1080.5968
2030-02-07 | 12 | 153.4624 | 153.4624 | 484.8498 | 0 | 0 | 3777.1387 | 1812.9685 | -258.1514 | -819.1717 | -4.53e-06 | 3538.2996 | 391.896 | -1080.5968
2030-02-07 | 13 | 153.4624 | 153.4624 | 409.4703 | 0 | 0 | 3777.1387 | 1812.9685 | -170.9634 | -1357.1989 | 435.2854 | 3538.2996 | 485.2712 | -1080.5968
2030-02-07 | 14 | 153.4624 | 153.4624 | 355.9604 | 0 | 0 | 3777.1387 | 296.6246 | -300.9489 | -1188.6133 | 1057.5634 | 3538.2996 | 485.2712 | -1080.5968
2030-02-07 | 15 | 153.4624 | 153.4624 | 646.4664 | 0 | 0 | 3777.1387 | 168.9813 | 20.8382 | -741.8947 | 0 | 3538.2996 | 356.3211 | -1080.5968
2030-02-07 | 16 | 153.4624 | 153.4624 | 484.8498 | 0 | 0 | 3777.1387 | 168.9812 | -287.5982 | -1409.2483 | 0 | 3538.2996 | 558.3008 | -1080.5968
2030-02-07 | 17 | 153.4624 | 153.4624 | 646.4664 | 0 | 0 | 3777.1387 | 168.981 | -0.06086 | -1125.4944 | -628.4528 | 1750.4697 | 636.1899 | -1080.5968
2030-02-07 | 18 | 153.4624 | 153.4624 | 646.4664 | 0 | 0 | 3435.1079 | 168.9817 | -524.2404 | -1685.822 | 582.074 | 1769.1498 | 647.0283 | -1080.5968
2030-02-07 | 19 | 153.4624 | 153.4624 | 646.4664 | 0 | 0 | 2057.5129 | 168.9821 | 92.5305 | 0 | 0 | 3538.2996 | 647.0283 | -1080.5968
2030-02-07 | 20 | 153.4624 | 153.4624 | 646.4664 | 0 | 48.2089 | 2180.9297 | 1812.9685 | 318.5217 | 0 | 0 | 3538.2996 | 73.8047 | -1080.5968
2030-02-07 | 21 | 153.4624 | 153.4624 | 646.4664 | 133.2642 | 129.3284 | 1888.5693 | 1812.9685 | 32.6289 | 0 | 1083.1736 | 3538.2996 | 0 | -1080.5968
2030-02-07 | 22 | 153.4624 | 153.4624 | 646.4664 | 133.2642 | 133.2642 | 1888.5693 | 1115.6395 | 0 | 278.7218 | 1469.0142 | 3538.2996 | 0 | -1080.5968
2030-02-07 | 23 | 153.4624 | 153.4624 | 646.4664 | 0 | 0 | 1888.5693 | 168.9806 | -18.2247 | 750.1818 | 1821.2448 | 3538.2996 | 14.5719 | -1080.5968
2030-02-07 | 24 | 153.4624 | 153.4624 | 646.4664 | 0 | 0 | 1888.5693 | 168.9807 | 412.3738 | 0 | 97.5849 | 2419.3608 | 0 | -1080.5968
2030-02-08 | 1 | 153.4624 | 153.4624 | 646.4664 | 0 | 0 | 2584.7451 | 166.9229 | -112.6469 | 0 | 166.8626 | 1769.1498 | 0 | -1080.5968
2030-02-08 | 2 | 153.4624 | 153.4624 | 492.6222 | 0 | 0 | 1888.5693 | 166.9229 | 0 | 0 | 1349.0032 | 1289.2393 | 0 | -1080.5968
2030-02-08 | 3 | 153.4624 | 153.4624 | 387.7256 | 0 | 0 | 1888.5693 | 166.9227 | 0 | 0 | 1313.455 | 1281.5356 | 0 | -1080.5968
2030-02-08 | 4 | 153.4624 | 153.4624 | 613.9474 | 0 | 0 | 1888.5693 | 166.9226 | 0 | 390.654 | 1821.2448 | 2069.3042 | 0 | -1080.5968
2030-02-08 | 5 | 153.4624 | 153.4624 | 646.4664 | 0 | 0 | 1888.5693 | 166.922 | 0 | 0 | 1821.2448 | 2802.3589 | 0 | -1080.5968
2030-02-08 | 6 | 153.4624 | 153.4624 | 646.4664 | 0 | 0 | 1888.5693 | 168.9814 | 0 | 1871.5369 | 1821.2448 | 3538.2996 | 0 | -1080.5968
2030-02-08 | 7 | 153.4624 | 153.4624 | 646.4664 | 0 | 0 | 3777.1387 | 168.9817 | 0 | 1871.5369 | 1821.2448 | 3538.2996 | 0 | -1080.5968
2030-02-08 | 8 | 153.4624 | 153.4624 | 646.4664 | 0 | 0 | 3777.1387 | 1812.9685 | 135.2738 | 1871.5369 | 1821.2448 | 3538.2996 | 0 | -1080.5968
2030-02-08 | 9 | 153.4624 | 153.4624 | 646.4664 | 0 | 0 | 3777.1387 | 2901.7607 | -631.028 | 127.496 | 1821.2448 | 3538.2996 | 0 | -1080.5968
2030-02-08 | 10 | 153.4624 | 153.4624 | 626.6691 | 0 | 0 | 3777.1387 | 3625.937 | -1235.8253 | 3198.1838 | 1821.2448 | 3538.2996 | 0 | -1080.5968
2030-02-08 | 11 | 153.4624 | 153.4624 | 168.5064 | 0 | 0 | 3777.1387 | 3625.937 | -1884.5148 | 3743.0737 | 3198.2437 | 3538.2996 | 0 | -1080.5968
2030-02-08 | 12 | 153.4624 | 153.4624 | 158.986 | 0 | 0 | 3777.1387 | 3625.937 | -1738.5032 | 3743.0737 | 2643.5388 | 3538.2996 | 0 | -1080.5968
2030-02-08 | 13 | 153.4624 | 153.4624 | 0 | 0 | 0 | 3777.1387 | 3625.937 | -1389.2943 | 3743.0737 | 3642.4895 | 3538.2996 | 0 | -1080.5968
2030-02-08 | 14 | 153.4624 | 153.4624 | 0 | 0 | 0 | 3777.1387 | 3625.937 | -601.5379 | 3743.0737 | 3642.4895 | 3538.2996 | 0 | -1080.5968
2030-02-08 | 15 | 153.4624 | 153.4624 | 0 | 0 | 0 | 3777.1387 | 3625.937 | -1511.2834 | 3743.0737 | 3561.7996 | 3538.2996 | 0 | -1080.5968
2030-02-08 | 16 | 153.4624 | 153.4624 | 484.8498 | 0 | 0 | 3777.1387 | 1812.9685 | -406.5989 | 1871.5369 | 1194.2605 | 667.6766 | 0 | -1080.5968
2030-02-08 | 17 | 153.4624 | 153.4624 | 646.4664 | 0 | 0 | 3777.1387 | 329.3844 | -620.2794 | 1871.5369 | 1821.2448 | 221.0159 | 0 | -1080.5968
2030-02-08 | 18 | 153.4624 | 153.4624 | 646.4664 | 0 | 0 | 3777.1387 | 168.9804 | 33.5501 | 1486.7281 | 1821.2448 | 862.2692 | 0 | -1080.5968
2030-02-08 | 19 | 153.4624 | 153.4624 | 646.4664 | 0 | 0 | 2909.8298 | 168.9814 | -39.9115 | 1871.5369 | 1821.2448 | 2482.1672 | 0 | -1080.5968
2030-02-08 | 20 | 153.4624 | 153.4624 | 646.4664 | 0 | 0 | 2775.4897 | 168.9826 | -302.9734 | 283.8628 | 1821.2448 | 3538.2996 | 0 | -1080.5968
2030-02-08 | 21 | 153.4624 | 153.4624 | 646.4664 | 0 | 0 | 1888.5693 | 168.9824 | 193.1377 | 1552.8502 | 1821.2448 | 1769.1498 | 0 | -1080.5968
2030-02-08 | 22 | 153.4624 | 153.4624 | 646.4664 | 0 | 0 | 1888.5693 | 168.9812 | 442.2734 | 665.8837 | 1821.2448 | 1769.1498 | 0 | -1080.5968
2030-02-08 | 23 | 153.4624 | 153.4624 | 646.4664 | 0 | 0 | 1888.5693 | 168.981 | 793.7369 | 0 | 1821.2448 | 1769.1498 | 0 | -1080.5968
2030-02-08 | 24 | 153.4624 | 153.4624 | 0 | 0 | 0 | 1888.5693 | 168.9812 | 1021.1675 | 633.4319 | 1821.2448 | 221.0128 | 268.486 | -1080.5968
2030-02-09 | 1 | 322.7914 | 460.3872 | 158.0665 | 0 | 0 | 1888.5693 | 166.9224 | 1153.5671 | 1027.4534 | 1821.2448 | 221.0142 | 0 | -1080.5968
2030-02-09 | 2 | 460.3872 | 460.3872 | 0 | 266.4163 | 256.3589 | 3777.1387 | 166.9224 | 1200.6652 | 292.7618 | 1821.2448 | 0 | 0 | -1080.5968
2030-02-09 | 3 | 460.3872 | 460.3872 | 0 | 266.4163 | 266.4163 | 3777.1387 | 166.9222 | 1349.5654 | 111.3991 | 1821.2448 | 0 | 0 | -1080.5968
2030-02-09 | 4 | 460.3872 | 460.3872 | 0 | 133.2642 | 174.9362 | 3335.741 | 166.9228 | 1083.2397 | 0 | 1821.2448 | 221.0136 | 0 | -1080.5968
2030-02-09 | 5 | 460.3872 | 401.9883 | 0 | 66.6321 | 66.6321 | 3777.1387 | 353.5634 | 744.5883 | -264.4727 | 1821.2448 | 3538.2996 | 0 | -1080.5968
2030-02-09 | 6 | 306.9248 | 389.2567 | 0 | 133.2642 | 133.2642 | 3777.1387 | 3625.937 | 1116.4597 | 4.53e-05 | 2974.1902 | 3538.2996 | 0 | -1080.5968
2030-02-09 | 7 | 153.4624 | 153.4624 | 0 | 92.3119 | 133.2642 | 3777.1387 | 3625.937 | 2221.2478 | 423.4451 | 3642.4895 | 3538.2996 | 37.3052 | -1080.5968
2030-02-09 | 8 | 153.4624 | 153.4624 | 0 | 103.9272 | 133.2642 | 3777.1387 | 3625.937 | 2850.2449 | 1016.4399 | 3642.4895 | 3538.2996 | 0 | -1080.5968
2030-02-09 | 9 | 153.4624 | 153.4624 | 0 | 66.6321 | 108.1592 | 3777.1387 | 3625.937 | 3317.761 | 385.4047 | 3642.4895 | 3538.2996 | 0 | -1080.5968
2030-02-09 | 10 | 153.4624 | 153.4624 | 0 | 154.07 | 133.2642 | 3777.1387 | 3625.937 | 3785.2273 | 855.7704 | 3642.4895 | 3538.2996 | 0 | -1080.5968
2030-02-09 | 11 | 153.4624 | 153.4624 | 0 | 133.2642 | 179.2459 | 3777.1387 | 3625.937 | 3785.2273 | 1112.8994 | 3642.4895 | 3538.2983 | 0 | -1080.5968
2030-02-09 | 12 | 153.4624 | 153.4624 | 0 | 133.2642 | 98.1317 | 3777.1387 | 3625.937 | 3785.2273 | 2501.844 | 3642.4895 | 3538.3005 | 323.5141 | -1080.5968
2030-02-09 | 13 | 153.4624 | 153.4624 | 0 | 133.2642 | 86.0229 | 3777.1387 | 3625.937 | 3785.2273 | 2477.125 | 3642.4895 | 3538.2996 | 261.5573 | -1080.5968
2030-02-09 | 14 | 153.4624 | 153.4624 | 0 | 133.2642 | 133.2642 | 3777.1387 | 3625.937 | 3785.2273 | 3743.0737 | 3642.4895 | 3538.2996 | 0 | -1080.5968
2030-02-09 | 15 | 153.4624 | 153.4624 | 0 | 199.8963 | 199.8963 | 3777.1387 | 3625.937 | 3785.2273 | 3743.0737 | 3642.4895 | 3538.2996 | 647.0283 | -1080.5968
2030-02-09 | 16 | 153.4624 | 153.4624 | 0 | 199.8963 | 199.8963 | 3777.1387 | 3625.937 | 3785.2273 | 3743.0737 | 3642.4895 | 3538.2996 | 647.0283 | -1080.5968
2030-02-09 | 17 | 153.4624 | 153.4624 | 0 | 199.8963 | 199.8963 | 3777.1387 | 3625.937 | 3785.2273 | 3743.0737 | 3642.4895 | 3538.2996 | 647.0283 | -1080.5968
2030-02-09 | 18 | 153.4624 | 153.4624 | 0 | 199.8963 | 199.8963 | 3777.1387 | 3625.937 | 3785.2273 | 3743.0737 | 3642.4895 | 3538.2996 | 485.2712 | -1080.5968
2030-02-09 | 19 | 153.4624 | 153.4624 | 54.0149 | 199.8963 | 199.8963 | 3777.1387 | 3625.937 | 3785.2273 | 3743.0737 | 3642.4895 | 3538.2996 | 485.2712 | -1080.5968
2030-02-09 | 20 | 153.4624 | 153.4624 | 15.1712 | 199.8963 | 199.8963 | 3777.1387 | 3625.937 | 3785.2273 | 3743.0737 | 3642.4895 | 3538.2996 | 527.696 | -1080.5968
2030-02-09 | 21 | 306.9248 | 306.9248 | 0 | 199.8963 | 150.6973 | 3777.1387 | 2666.585 | 3785.2273 | 3743.0737 | 3642.4895 | 3538.2996 | 647.0283 | -1080.5968
2030-02-09 | 22 | 306.9248 | 432.445 | 0 | 79.0097 | 133.2642 | 3777.1387 | 2818.2241 | 3785.2273 | 2363.1196 | 3642.4895 | 3538.2983 | 0 | -1080.5968
2030-02-09 | 23 | 153.4624 | 206.5823 | 0 | 133.2642 | 133.2642 | 3777.1387 | 2853.7935 | 3745.8716 | 1933.6677 | 3642.4895 | 3538.2996 | 0 | -1080.5968
2030-02-09 | 24 | 153.4624 | 153.4624 | 0 | 199.8963 | 228.5542 | 3777.1387 | 3625.937 | 3785.2273 | 3743.0737 | 3642.4895 | 3538.3005 | 303.3826 | -1080.5968
2030-02-10 | 1 | 153.4624 | 153.4624 | 0 | 266.4163 | 266.4163 | 3777.1387 | 3625.937 | 3785.2273 | 3743.0737 | 3642.4895 | 3538.2996 | 0 | -1080.5968
2030-02-10 | 2 | 153.4624 | 153.4624 | 0 | 266.4163 | 266.4163 | 3777.1387 | 3625.937 | 3785.2273 | 3743.0737 | 3642.4895 | 3538.2996 | 0 | -1080.5968
2030-02-10 | 3 | 0 | 126.3214 | 0 | 266.4163 | 266.4163 | 3777.1387 | 3625.937 | 3785.2273 | 3743.0737 | 3642.4895 | 3538.2996 | 0 | 1080.5968
2030-02-10 | 4 | 0 | 0 | 0 | 266.4163 | 266.4163 | 3777.1387 | 3625.937 | 3785.2273 | 3743.0737 | 3642.4895 | 3538.2996 | 0 | -1080.5968
2030-02-10 | 5 | 0 | 0 | 0 | 266.4163 | 266.4163 | 3777.1387 | 3625.937 | 3785.2273 | 3743.0737 | 3642.4895 | 3538.2996 | 0 | -1080.5968
2030-02-10 | 6 | 113.7544 | 0 | 0 | 199.8963 | 199.8963 | 3777.1387 | 3625.937 | 3785.2273 | 3743.0737 | 3642.4895 | 3538.2996 | 0 | -1080.5968
2030-02-10 | 7 | 153.4624 | 80.2549 | 0 | 199.8963 | 199.8963 | 3777.1387 | 3625.937 | 3785.2273 | 3743.0737 | 3642.4895 | 3538.2996 | 0 | -1080.5968
2030-02-10 | 8 | 0 | 13.9147 | 0 | 266.4163 | 266.4163 | 3777.1387 | 3625.937 | 3785.2273 | 3743.0737 | 3642.4895 | 3538.2996 | 0 | -1080.5968
2030-02-10 | 9 | 0 | 0 | 0 | 266.4163 | 266.4163 | 3777.1387 | 3625.937 | 3785.2273 | 3743.0737 | 3642.4895 | 3538.2996 | 0 | -1080.5968
2030-02-10 | 10 | 153.4624 | 153.4624 | 0 | 66.6321 | 58.6094 | 3777.1387 | 3625.937 | 3785.2273 | 3743.0737 | 3642.4895 | 3538.2996 | 190.6861 | -1080.5968
2030-02-10 | 11 | 153.4624 | 153.4624 | 0 | 66.6321 | 72.2455 | 3777.1387 | 3625.937 | 3785.2273 | 3743.0737 | 3642.4895 | 3538.2996 | 204.1861 | -1080.5968
2030-02-10 | 12 | 153.4624 | 153.4624 | 0 | 66.6321 | 123.8941 | 3777.1387 | 3625.937 | 3785.2273 | 3743.0737 | 3642.4895 | 3538.2996 | 0 | -1080.5968
2030-02-10 | 13 | 153.4624 | 153.4624 | 0 | 199.8963 | 199.8963 | 3777.1387 | 3625.937 | 3785.2273 | 3743.0737 | 3642.4895 | 3538.2996 | 11.1553 | -1080.5968
2030-02-10 | 14 | 153.4624 | 153.4624 | 0 | 199.8963 | 199.8963 | 3777.1387 | 3625.937 | 3785.2273 | 3743.0737 | 3642.4895 | 3538.2996 | 61.8004 | -1080.5968
2030-02-10 | 15 | 153.4624 | 153.4624 | 0 | 199.8963 | 163.7452 | 3777.1387 | 3625.937 | 3785.2273 | 3743.0737 | 3642.4895 | 3538.2996 | 206.8337 | -1080.5968
2030-02-10 | 16 | 153.4624 | 153.4624 | 0 | 199.8963 | 199.8963 | 3777.1387 | 3625.937 | 3785.2273 | 3743.0737 | 3642.4895 | 3538.2996 | 0 | -1080.5968
2030-02-10 | 17 | 153.4624 | 153.4624 | 0 | 199.8963 | 199.8963 | 3777.1387 | 3625.937 | 3785.2273 | 3743.0737 | 3642.4895 | 3538.2996 | 0 | -1080.5968
2030-02-10 | 18 | 153.4624 | 153.4624 | 0 | 133.2642 | 133.2642 | 3777.1387 | 3625.937 | 3785.2273 | 3743.0737 | 3642.4895 | 3538.2996 | 0 | -1080.5968
2030-02-10 | 19 | 153.4624 | 153.4624 | 0 | 199.8963 | 199.8963 | 3777.1387 | 3625.937 | 3785.2273 | 3743.0737 | 3642.4895 | 3538.2996 | 0 | -1080.5968
2030-02-10 | 20 | 153.4624 | 153.4624 | 0 | 199.8963 | 205.8826 | 3777.1377 | 3625.937 | 3785.2273 | 3743.0737 | 3642.4895 | 3538.2996 | 0 | -1080.5968
2030-02-10 | 21 | 153.4624 | 153.4624 | 153.1065 | 199.8963 | 218.7004 | 3777.1387 | 3625.937 | 3785.2273 | 3743.0737 | 3642.4895 | 3538.2996 | 0 | -1080.5968
2030-02-10 | 22 | 153.4624 | 153.4624 | 271.165 | 199.8963 | 199.8963 | 3777.1387 | 3625.937 | 3785.2273 | 3743.0737 | 3642.4895 | 3538.2996 | 0 | -1080.5968
2030-02-10 | 23 | 153.4624 | 153.4624 | 0 | 158.9422 | 199.8963 | 3777.1387 | 3625.937 | 3785.2273 | 3743.0737 | 3642.4895 | 3538.2996 | 0 | -1080.5968
2030-02-10 | 24 | 153.4624 | 153.4624 | 0 | 199.8963 | 199.8963 | 3777.1387 | 3625.937 | 3785.2273 | 3743.0737 | 3642.4895 | 3538.2996 | 0 | -1080.5968
2030-02-11 | 1 | 153.4624 | 153.4624 | 484.8498 | 266.4163 | 241.3438 | 3777.1387 | 3625.937 | 3785.2273 | 3743.0737 | 3642.4895 | 3538.2996 | 0 | -1080.5968
2030-02-11 | 2 | 153.4624 | 153.4624 | 178.5805 | 239.2681 | 199.8963 | 3777.1387 | 3625.937 | 3785.2273 | 3743.0737 | 3642.4895 | 3538.2996 | 0 | -1080.5968
2030-02-11 | 3 | 0 | 44.9611 | 0 | 266.4163 | 266.4163 | 3777.1387 | 3625.937 | 3785.2273 | 3743.0737 | 3642.4895 | 3538.2996 | 0 | -1080.5968
2030-02-11 | 4 | 0 | 47.6167 | 0 | 266.4163 | 266.4163 | 3777.1387 | 3625.937 | 3785.2273 | 3743.0737 | 3642.4895 | 3538.2996 | 0 | -1080.5968
2030-02-11 | 5 | 153.4624 | 153.4624 | 46.1728 | 199.8963 | 197.7171 | 3777.1387 | 3625.937 | 3785.2273 | 3743.0737 | 3642.4895 | 3538.2983 | 0 | -1080.5968
2030-02-11 | 6 | 153.4624 | 153.4624 | 399.189 | 199.8963 | 140.4537 | 3777.1387 | 3625.937 | 3785.2273 | 3743.0737 | 3642.4895 | 3538.3005 | 0 | -1080.5968
2030-02-11 | 7 | 153.4624 | 153.4624 | 646.4664 | 266.4163 | 248.5832 | 3777.1387 | 3625.937 | 3785.2273 | 3743.0737 | 3642.4895 | 3538.2996 | 0 | -1080.5968
2030-02-11 | 8 | 153.4624 | 153.4624 | 364.6512 | 266.4163 | 266.4163 | 3777.1387 | 3625.937 | 3785.2273 | 3743.0737 | 3642.4895 | 3538.2996 | 0 | -1080.5968
2030-02-11 | 9 | 306.9248 | 340.0392 | 646.4664 | 266.4163 | 266.4163 | 3777.1387 | 3625.937 | 3785.2273 | 3743.0737 | 3642.4895 | 3538.2996 | 0 | -1080.5968
2030-02-11 | 10 | 153.4624 | 212.4394 | 646.4664 | 266.4163 | 266.4163 | 3777.1387 | 3625.937 | 3785.2273 | 3743.0737 | 3642.4895 | 3538.2996 | 0 | -1080.5968
2030-02-11 | 11 | 153.4624 | 153.4624 | 323.2332 | 199.8963 | 177.9958 | 3777.1387 | 3625.937 | 3785.2273 | 3743.0737 | 3642.4895 | 3538.2996 | 0 | -1080.5968
2030-02-11 | 12 | 153.4624 | 153.4624 | 276.9929 | 0 | 0 | 3777.1387 | 3625.937 | 3785.2273 | 3743.0737 | 3642.4895 | 3538.2996 | 0 | -1080.5968
2030-02-11 | 13 | 153.4624 | 153.4624 | 0 | 0 | 0 | 3777.1387 | 3625.937 | 3785.2273 | 3743.0737 | 3642.4895 | 3538.2996 | 0 | -1080.5968
2030-02-11 | 14 | 153.4624 | 153.4624 | 0 | 0 | 0 | 3777.1387 | 3625.937 | 3785.2273 | 3743.0737 | 3642.4895 | 3538.2996 | 0 | -1080.5968
2030-02-11 | 15 | 153.4624 | 153.4624 | 0 | 0 | 0 | 3777.1387 | 3625.937 | 3785.2273 | 3743.0737 | 3642.4895 | 3538.2996 | 0 | -1080.5968
2030-02-11 | 16 | 153.4624 | 153.4624 | 0 | 0 | 0 | 3777.1387 | 3625.937 | 3785.2273 | 3743.0737 | 3642.4895 | 3538.2996 | 0 | -1080.5968
2030-02-11 | 17 | 153.4624 | 153.4624 | 0 | 0 | 0 | 3777.1387 | 3625.937 | 3785.2273 | 3743.0737 | 3642.4895 | 3538.2996 | 0 | -1080.5968
2030-02-11 | 18 | 153.4624 | 153.4624 | 0 | 0 | 0 | 3777.1387 | 3625.937 | 3785.2273 | 3743.0737 | 3642.4895 | 3538.2996 | 0 | -1080.5968
2030-02-11 | 19 | 153.4624 | 153.4624 | 0 | 0 | 0 | 3777.1387 | 3625.937 | 3785.2273 | 3743.0737 | 3642.4895 | 3538.2996 | 0 | -1080.5968
2030-02-11 | 20 | 153.4624 | 153.4624 | 456.3775 | 0 | 0 | 3777.1387 | 3625.937 | 3785.2273 | 3743.0737 | 3642.4895 | 3538.2996 | 0 | -1080.5968
2030-02-11 | 21 | 153.4624 | 153.4624 | 646.4664 | 133.2642 | 133.2642 | 3777.1387 | 3625.937 | 3785.2273 | 3743.0737 | 3642.4895 | 3538.2996 | 0 | -1080.5968
2030-02-11 | 22 | 153.4624 | 153.4624 | 646.4664 | 0 | 43.5453 | 3777.1387 | 3625.937 | 2946.8584 | 3743.0737 | 3642.4895 | 3538.2996 | 0 | -1080.5968
2030-02-11 | 23 | 153.4624 | 153.4624 | 646.4664 | 0 | 18.1354 | 3777.1387 | 3625.937 | 3785.2273 | 3743.0737 | 3642.4895 | 3538.2996 | 0 | -1080.5968
2030-02-11 | 24 | 153.4624 | 153.4624 | 285.5285 | 0 | 0 | 3672.0288 | 3625.937 | 489.1871 | 3743.0737 | 3642.4895 | 3538.2996 | 323.5141 | -1080.5968
2030-02-12 | 1 | 153.4624 | 153.4624 | 646.4664 | 0 | 0 | 3777.1387 | 3625.937 | -1.8889 | 2246.2024 | 3642.4895 | 3538.2996 | 0 | -1080.5968
2030-02-12 | 2 | 460.3872 | 316.8419 | 646.4664 | 0 | 0 | 3777.1387 | 168.9812 | 683.9405 | 1896.7065 | 3642.4895 | 3538.2996 | 0 | -1080.5968
2030-02-12 | 3 | 460.3872 | 460.3872 | 627.3701 | 199.8963 | 150.4915 | 3773.4409 | 166.9229 | 1617.0059 | 0 | 1821.2448 | 1769.1498 | 0 | -1080.5968
2030-02-12 | 4 | 460.3872 | 460.3872 | 111.3361 | 162.7245 | 133.2642 | 3418.3713 | 166.922 | 1677.3987 | 0 | 1821.2448 | 911.1212 | 0 | -1080.5968
2030-02-12 | 5 | 460.3872 | 460.3872 | 349.9083 | 127.3569 | 133.2642 | 3777.1387 | 168.9812 | 1717.0698 | 101.0363 | 1821.2448 | 3538.2996 | 0 | -1080.5968
2030-02-12 | 6 | 460.3872 | 460.3872 | 348.3029 | 133.2642 | 108.7039 | 3777.1387 | 1731.3623 | 1290.2499 | 1871.5369 | 3642.4895 | 3538.2996 | 0 | -1080.5968
2030-02-12 | 7 | 460.3872 | 460.3872 | 646.4664 | 66.6321 | 71.1623 | 3777.1387 | 3171.5051 | 1556.3279 | 2317.4167 | 3642.4895 | 3538.2996 | 0 | -1080.5968
2030-02-12 | 8 | 460.3872 | 460.3872 | 646.4664 | 66.6321 | 25.3247 | 3777.1387 | 3625.937 | 1907.0833 | 3247.5159 | 3642.4895 | 3538.2996 | 0 | -1080.5968
2030-02-12 | 9 | 460.3872 | 404.0505 | 646.4664 | 66.6321 | 60.6441 | 3777.1387 | 3625.937 | 1930.136 | 2528.5686 | 3275.5386 | 3538.2996 | 0 | -1080.5968
2030-02-12 | 10 | 306.9248 | 342.7535 | 646.4664 | 66.6321 | 72.2846 | 3777.1387 | 3625.937 | 2246.2493 | 3743.0737 | 3642.4895 | 3538.2996 | 0 | -1080.5968
2030-02-12 | 11 | 153.4624 | 239.6865 | 323.2332 | 133.2642 | 133.2642 | 3777.1387 | 3625.937 | 3785.2273 | 3743.0737 | 3642.4895 | 3538.2996 | 323.5141 | -1080.5968
2030-02-12 | 12 | 153.4624 | 153.4624 | 484.8498 | 133.2642 | 173.9332 | 3777.1387 | 3625.937 | 3785.2273 | 3743.0737 | 3642.4895 | 3538.2996 | 161.7571 | -1043.3092
2030-02-12 | 13 | 153.4624 | 153.4624 | 633.1469 | 199.8963 | 177.9608 | 3777.1387 | 3625.937 | 3785.2273 | 3743.0737 | 3642.4895 | 3538.2996 | 0 | -1017.4534
2030-02-12 | 14 | 153.4624 | 153.4624 | 323.2332 | 247.8011 | 266.4163 | 3777.1387 | 3625.937 | 3785.2273 | 3743.0737 | 3642.4895 | 3538.2996 | 0 | -1080.5968
2030-02-12 | 15 | 153.4624 | 264.0686 | 323.2332 | 266.4163 | 266.4163 | 3777.1387 | 3625.937 | 3785.2273 | 3743.0737 | 3642.4895 | 3538.2996 | 183.4461 | -1080.5968
2030-02-12 | 16 | 153.4624 | 153.4624 | 323.2332 | 266.4163 | 266.4163 | 3777.1387 | 3625.937 | 3785.2273 | 3743.0737 | 3642.4895 | 3538.2996 | 0 | -1080.5968
2030-02-12 | 17 | 153.4624 | 153.4624 | 0 | 266.4163 | 266.4163 | 3777.1387 | 3625.937 | 3785.2273 | 3743.0737 | 3642.4895 | 3538.2996 | 161.2914 | -1080.5968
2030-02-12 | 18 | 153.4624 | 153.4624 | 0 | 133.2642 | 133.2642 | 3777.1387 | 3625.937 | 3785.2273 | 3743.0737 | 3642.4895 | 3538.2996 | 0 | -1080.5968
2030-02-12 | 19 | 153.4624 | 153.4624 | 323.2332 | 0 | 0 | 3777.1387 | 3625.937 | 3785.2273 | 3743.0737 | 3642.4895 | 3538.2996 | 0 | -1080.5968
2030-02-12 | 20 | 153.4624 | 153.4624 | 0 | 266.4163 | 266.4163 | 3777.1387 | 3625.937 | 3785.2273 | 3743.0737 | 3642.4895 | 3538.2996 | 0 | 1080.5968
2030-02-12 | 21 | 153.4624 | 153.4624 | 226.2354 | 0 | 0 | 3777.1387 | 3625.937 | 3785.2273 | 3743.0737 | 3642.4895 | 3538.2996 | 0 | -1080.5968
2030-02-12 | 22 | 153.4624 | 153.4624 | 0 | 0 | 0 | 3777.1387 | 3625.937 | 3785.2273 | 3743.0737 | 3642.4895 | 3538.2996 | 0 | 1080.5968
2030-02-12 | 23 | 153.4624 | 153.4624 | 0 | 0 | 0 | 3777.1387 | 3625.937 | 3785.2273 | 3743.0737 | 3642.4895 | 3538.2996 | 0 | -1080.5968
2030-02-12 | 24 | 153.4624 | 153.4624 | 0 | 0 | 0 | 3777.1387 | 3625.937 | 2954.2642 | 3743.0737 | 3642.4895 | 3538.2996 | 0 | -1080.5968
2030-02-13 | 1 | 153.4624 | 153.4624 | 0 | 0 | 0 | 3777.1387 | 3625.937 | 1040.8336 | 3743.0737 | 3642.4895 | 3538.2996 | 0 | -1080.5968
2030-02-13 | 2 | 153.4624 | 153.4624 | 0 | 199.8963 | 199.8963 | 3777.1387 | 168.9807 | 488.1656 | 1281.3954 | 1821.2448 | 3538.2996 | 0 | -1080.5968
2030-02-13 | 3 | 306.9248 | 331.7282 | 0 | 199.8963 | 199.8963 | 3025.8801 | 166.9235 | 886.9147 | 0 | 1821.2448 | 1769.1498 | 0 | -1080.5968
2030-02-13 | 4 | 460.3872 | 460.3872 | 0 | 133.2642 | 156.104 | 3777.1387 | 166.9228 | 534.5205 | 0 | 3642.4895 | 1116.4911 | 0 | -1080.5968
2030-02-13 | 5 | 460.3872 | 430.0955 | 0 | 133.2642 | 133.2642 | 3777.1387 | 168.9812 | 1811.7589 | 743.8914 | 3642.4895 | 2361.3921 | 0 | -1080.5968
2030-02-13 | 6 | 460.3872 | 460.3872 | 170.8356 | 66.6321 | 70.8339 | 3777.1387 | 1341.8228 | 3785.2273 | 2431.5791 | 3642.4895 | 3538.2996 | 0 | -1080.5968
2030-02-13 | 7 | 223.1929 | 306.9248 | 0 | 177.1565 | 133.2642 | 3777.1387 | 2984.866 | 3785.2273 | 2661.6248 | 3642.4895 | 3538.2996 | 0 | -1080.5968
2030-02-13 | 8 | 153.4624 | 153.4624 | 0 | 175.3282 | 133.2642 | 3777.1387 | 3625.937 | 3785.2273 | 3217.2083 | 3642.4895 | 3538.2996 | 0 | -1080.5968
2030-02-13 | 9 | 153.4624 | 153.4624 | 0 | 252.5902 | 199.8963 | 3777.1387 | 3625.937 | 3785.2273 | 3743.0737 | 3642.4895 | 3538.2996 | 0 | -1080.5968
2030-02-13 | 10 | 153.4624 | 153.4624 | 0 | 199.8963 | 202.4839 | 3777.1387 | 3625.937 | 3785.2273 | 3743.0737 | 3642.4895 | 3538.2996 | 130.9576 | -1080.5968
2030-02-13 | 11 | 153.4624 | 153.4624 | 0 | 266.4163 | 266.4163 | 3777.1387 | 3625.937 | 3785.2273 | 3743.0737 | 3642.4895 | 3538.2996 | 342.9468 | -1080.5968
2030-02-13 | 12 | 153.4624 | 153.4624 | 0 | 199.8963 | 199.8963 | 3777.1387 | 3625.937 | 3785.2273 | 3743.0737 | 3642.4895 | 3538.2996 | 323.5141 | -1080.5968
2030-02-13 | 13 | 153.4624 | 153.4624 | 0 | 199.8963 | 199.8963 | 3777.1377 | 3625.937 | 3785.2273 | 3743.0737 | 3642.4895 | 3538.2996 | 329.8729 | -1080.5968
2030-02-13 | 14 | 153.4624 | 153.4624 | 0 | 199.8963 | 199.8963 | 3777.1387 | 3625.937 | 3785.2273 | 3743.0737 | 3642.4895 | 3538.2996 | 18.6562 | -1080.5968
2030-02-13 | 15 | 153.4624 | 153.4624 | 0 | 199.8963 | 199.8963 | 3777.1387 | 3625.937 | 3785.2273 | 3743.0737 | 3642.4895 | 3538.2996 | 323.5141 | -1080.5968
2030-02-13 | 16 | 153.4624 | 153.4624 | 0 | 133.2642 | 133.2642 | 3777.1387 | 3625.937 | 3785.2273 | 3743.0737 | 3642.4895 | 3538.2996 | 473.4744 | -1080.5968
2030-02-13 | 17 | 153.4624 | 153.4624 | 0 | 133.2642 | 133.2642 | 3777.1387 | 3625.937 | 3785.2273 | 3743.0737 | 3642.4895 | 3538.2996 | 455.1552 | -1080.5968
2030-02-13 | 18 | 153.4624 | 153.4624 | 3.5859 | 133.2642 | 133.2642 | 3777.1387 | 3625.937 | 3785.2273 | 3743.0737 | 3642.4895 | 3538.2996 | 468.5724 | -1080.5968
2030-02-13 | 19 | 153.4624 | 153.4624 | 484.8498 | 0 | 0 | 3777.1387 | 3625.937 | 3785.2273 | 3743.0737 | 3642.4895 | 3538.2996 | 444.2151 | -1080.5968
2030-02-13 | 20 | 153.4624 | 153.4624 | 646.4664 | 0 | 0 | 3653.7522 | 3625.937 | 3785.2273 | 3743.0737 | 3642.4895 | 3538.2996 | 90.9113 | -1080.5968
2030-02-13 | 21 | 153.4624 | 153.4624 | 423.2901 | 66.6321 | 9.0269 | 3659.5635 | 3625.937 | 3785.2273 | 3743.0737 | 3642.4895 | 3538.2996 | 0 | -1080.5968
2030-02-13 | 22 | 153.4624 | 153.4624 | 179.3754 | 0 | 0 | 3777.1387 | 2366.4077 | 3131.3638 | 3743.0737 | 3642.4895 | 3538.2996 | 0 | -1080.5968
2030-02-13 | 23 | 153.4624 | 231.6632 | 646.4664 | 66.6321 | 28.3756 | 3771.9592 | 3625.937 | 1187.3003 | 1053.4768 | 3642.4895 | 3538.2996 | 0 | -1080.5968
2030-02-13 | 24 | 153.4624 | 153.4624 | 263.0458 | 133.2642 | 95.3625 | 3718.7993 | 3092.4878 | 193.4577 | -604.5162 | 3642.4895 | 3538.2996 | 0 | -1080.5968
2030-02-14 | 1 | 153.4624 | 153.4624 | 0 | 199.8963 | 183.4654 | 3517.4263 | 1812.9685 | 488.7583 | 1519.589 | 3642.4895 | 3538.2996 | 0 | -4.53e-06
2030-02-14 | 2 | 153.4624 | 153.4624 | 0 | 0 | 0 | 3777.1387 | 3347.5552 | -554.0204 | -467.2198 | 3642.4895 | 3538.2996 | 0 | -179.0156
2030-02-14 | 3 | 153.4624 | 153.4624 | 0 | 41.5966 | 66.6321 | 3777.1387 | 3625.937 | -931.2876 | -198.2685 | 3642.4895 | 3538.2996 | 0 | -600.5552
2030-02-14 | 4 | 153.4624 | 153.4624 | 0 | 266.4163 | 201.2086 | 3777.1387 | 3625.937 | -715.265 | 744.2186 | 3642.4895 | 3538.2996 | 0 | -1080.5968
2030-02-14 | 5 | 153.4624 | 153.4624 | 0 | 199.8963 | 199.8963 | 3777.1387 | 3625.937 | 445.6945 | 2605.6133 | 3642.4895 | 3538.2996 | 0 | -1080.5968
2030-02-14 | 6 | 153.4624 | 153.4624 | 0 | 199.8963 | 153.1452 | 3777.1387 | 3625.937 | 1892.6127 | 3743.0737 | 3642.4895 | 3538.2996 | 0 | -1080.5968
2030-02-14 | 7 | 153.4624 | 153.4624 | 0 | 199.8963 | 204.7192 | 3777.1387 | 3625.937 | 3785.2273 | 3743.0737 | 3642.4895 | 3538.2996 | 0 | -1080.5968
2030-02-14 | 8 | 153.4624 | 153.4624 | 0 | 199.8963 | 157.2125 | 3777.1387 | 3625.937 | 3785.2273 | 3743.0737 | 3642.4895 | 3538.2996 | 323.5141 | -1080.5968
2030-02-14 | 9 | 153.4624 | 153.4624 | 0 | 189.5498 | 133.2642 | 3777.1387 | 3625.937 | 3785.2273 | 3743.0737 | 3642.4895 | 3538.2996 | 323.5141 | -1080.5968
2030-02-14 | 10 | 153.4624 | 153.4624 | 245.7546 | 66.6321 | 101.2673 | 3777.1387 | 3625.937 | 3785.2273 | 3743.0737 | 3642.4895 | 3538.2996 | 0 | -1080.5968
2030-02-14 | 11 | 153.4624 | 153.4624 | 342.6339 | 66.6321 | 88.0109 | 3777.1387 | 3625.937 | 3785.2273 | 3743.0737 | 3642.4895 | 3538.2996 | 0 | -1080.5968
2030-02-14 | 12 | 153.4624 | 153.4624 | 2.8555 | 73.6584 | 66.6321 | 3777.1387 | 3625.937 | 3785.2273 | 3743.0737 | 3642.4895 | 3538.2996 | 370.9711 | -1080.5968
2030-02-14 | 13 | 153.4624 | 153.4624 | 112.0514 | 66.6321 | 49.8914 | 3777.1387 | 3625.937 | 3785.2273 | 3743.0737 | 3642.4895 | 3538.2996 | 0 | -1080.5968
2030-02-14 | 14 | 153.4624 | 153.4624 | 91.1108 | 66.6321 | 65.7006 | 3777.1387 | 3625.937 | 3785.2273 | 3743.0737 | 3642.4895 | 3538.2996 | 0 | -1080.5968
2030-02-14 | 15 | 153.4624 | 153.4624 | 261.6887 | 0 | 0 | 3777.1387 | 3625.937 | 3785.2273 | 3743.0737 | 3642.4895 | 3538.2996 | 0 | 1080.5968
2030-02-14 | 16 | 153.4624 | 153.4624 | 253.5302 | 0 | 0 | 3777.1387 | 3625.937 | 323.3737 | 3743.0737 | 3642.4895 | 3538.2996 | 0 | -1080.5968
2030-02-14 | 17 | 153.4624 | 153.4624 | 0 | 0 | 0 | 3777.1387 | 3625.937 | -2236.3601 | 3743.0737 | 3642.4895 | 3538.2996 | 391.3365 | -1080.5968
2030-02-14 | 18 | 153.4624 | 153.4624 | 0 | 0 | 0 | 3777.1387 | 3625.937 | -1735.6188 | -1385.6434 | 3642.4895 | 3538.2996 | 323.5141 | -1080.5968
2030-02-14 | 19 | 153.4624 | 153.4624 | 646.4664 | 0 | 0 | 3777.1387 | 1812.9685 | -366.8713 | 305.9963 | 807.8626 | 3538.2996 | 0 | -1080.5968
2030-02-14 | 20 | 153.4624 | 153.4624 | 646.4664 | 0 | 0 | 3777.1387 | 1286.5319 | 677.7581 | 0 | 0 | 3538.2996 | 0 | -1080.5968
2030-02-14 | 21 | 153.4624 | 153.4624 | 646.4664 | 0 | 21.1588 | 3777.1387 | 307.4509 | 339.5128 | -496.3788 | 1821.2448 | 1769.1498 | 0 | -1080.5968
2030-02-14 | 22 | 153.4624 | 153.4624 | 646.4664 | 199.8963 | 173.509 | 3731.9014 | 565.6284 | 402.9468 | 0 | 1821.2448 | 3538.2996 | 0 | -1080.5968
2030-02-14 | 23 | 153.4624 | 153.4624 | 646.4664 | 66.6321 | 68.4634 | 3777.1387 | 1259.6893 | 0 | -795.0681 | 3206.3064 | 3538.2996 | 0 | -1080.5968
2030-02-14 | 24 | 153.4624 | 153.4624 | 412.7879 | 0 | 0 | 3777.1387 | 168.9812 | -550.3398 | -889.4791 | 3642.4895 | 3538.2996 | 0 | -1080.5968
2030-02-15 | 1 | 153.4624 | 153.4624 | 0 | 0 | 0 | 3777.1387 | 3625.937 | -640.0668 | 331.7374 | 3642.4895 | 3538.2996 | 0 | 261.2018
2030-02-15 | 2 | 0 | 0 | 0 | 0 | 0 | 3777.1387 | 3625.937 | -770.9689 | -681.717 | 3642.4895 | 3538.2996 | 0 | -1080.5968
2030-02-15 | 3 | 0 | 0 | 0 | 0 | 0 | 3777.1387 | 2860.1562 | -873.7722 | -1446.5396 | 3642.4895 | 3538.2996 | 0 | -1080.5968
2030-02-15 | 4 | 0 | 0 | 0 | 0 | 0 | 3777.1387 | 3120.9844 | -1457.068 | -775.5803 | 3642.4895 | 3538.2996 | 0 | -1080.5968
2030-02-15 | 5 | 0 | 0 | 0 | 0 | 0 | 3777.1387 | 524.8843 | -2082.5383 | -2931.1895 | 3642.4895 | 3538.2996 | 0 | -1080.5968
2030-02-15 | 6 | 0 | 0 | 0 | 0 | 0 | 3777.1387 | 3625.937 | -1602.9336 | -1081.4691 | 1821.2448 | 3538.2996 | 0 | -1080.5968
2030-02-15 | 7 | 153.4624 | 153.4624 | 0 | 0 | 0 | 3777.1387 | 3625.937 | -2174.2778 | 3348.665 | 3642.4895 | 3538.2996 | 0 | -1080.5968
2030-02-15 | 8 | 153.4624 | 153.4624 | 0 | 0 | 0 | 3777.1387 | 3625.937 | -1809.7028 | 2448.0825 | 3642.4895 | 3538.2996 | 316.5669 | -1080.5968
2030-02-15 | 9 | 153.4624 | 153.4624 | 0 | 0 | 0 | 3777.1387 | 3625.937 | -2406.2527 | 1218.8695 | 3642.4895 | 3538.2996 | 463.8427 | -1080.5968
2030-02-15 | 10 | 153.4624 | 153.4624 | 0 | 0 | 0 | 3777.1387 | 3625.937 | -2739.6907 | 1860.922 | 3642.4895 | 3538.2996 | 323.5141 | -1080.5968
2030-02-15 | 11 | 153.4624 | 153.4624 | 0 | 0 | 0 | 3777.1387 | 3625.937 | -2958.6882 | 1750.1848 | 3642.4895 | 3538.2996 | 485.2712 | -1080.5968
2030-02-15 | 12 | 153.4624 | 153.4624 | 281.4061 | 0 | 0 | 3777.1387 | 3625.937 | -3197.4006 | 850.8127 | 3642.4895 | 3538.2996 | 0 | -1080.5968
2030-02-15 | 13 | 153.4624 | 153.4624 | 229.3773 | 0 | 0 | 3777.1387 | 3625.937 | -2832.2095 | 2696.147 | 3642.4895 | 3538.2996 | 0 | -1080.5968
2030-02-15 | 14 | 153.4624 | 153.4624 | 224.5062 | 0 | 0 | 3777.1387 | 3625.937 | -2526.2715 | 2632.1357 | 3642.4895 | 3538.2996 | 0 | -1080.5968
2030-02-15 | 15 | 153.4624 | 153.4624 | 646.4664 | 66.6321 | 30.1345 | 3777.1387 | 3625.937 | -2071.1653 | 1726.4677 | 2557.9709 | 3538.2996 | 0 | -1080.5968
2030-02-15 | 16 | 153.4624 | 153.4624 | 646.4664 | 66.6321 | 63.3203 | 3777.1387 | 3625.937 | -1951.5017 | 629.3353 | 1821.2448 | 3538.2996 | 0 | -1080.5968
2030-02-15 | 17 | 153.4624 | 153.4624 | 646.4664 | 66.6321 | 29.1786 | 3777.1387 | 1812.9685 | -2068.6218 | 0 | 708.1345 | 3538.2996 | 0 | -1080.5968
2030-02-15 | 18 | 153.4624 | 153.4624 | 646.4664 | 0 | 25.333 | 3777.1387 | 869.7663 | -1761.6772 | 0 | 395.4523 | 3538.2996 | 12.6749 | -1080.5968
2030-02-15 | 19 | 153.4624 | 153.4624 | 646.4664 | 0 | 0 | 3777.1387 | 1326.1086 | -1915.1095 | 0 | 1821.2448 | 1769.1498 | 158.5004 | -1080.5968
2030-02-15 | 20 | 153.4624 | 153.4624 | 646.4664 | 0 | 0 | 3777.1387 | 1812.9685 | -1392.5394 | 1530.2385 | 435.7898 | 1215.1667 | 0 | -1080.5968
2030-02-15 | 21 | 153.4624 | 153.4624 | 646.4664 | 0 | 0 | 3777.1387 | 1815.7358 | -1648.9048 | 1871.5369 | 372.1845 | 2229.3245 | 0 | -1080.5968
2030-02-15 | 22 | 153.4624 | 153.4624 | 646.4664 | 60.122 | 0 | 3777.1387 | 3625.937 | -2665.8201 | 3743.0737 | 1821.2448 | 3538.2996 | 0 | -1080.5968
2030-02-15 | 23 | 153.4624 | 153.4624 | 0 | 0 | 0 | 3777.1387 | 3625.937 | -1967.8127 | 3743.0737 | 3642.4895 | 3538.2996 | 323.5141 | -1080.5968
2030-02-15 | 24 | 153.4624 | 153.4624 | 0 | 0 | 0 | 3777.1387 | 3625.937 | 1376.1255 | 3743.0737 | 3642.4895 | 3538.2996 | 74.3322 | -1080.5968
2030-02-16 | 1 | 153.4624 | 153.4624 | 0 | 0 | 0 | 3777.1387 | 3625.937 | 3426.479 | 3743.0737 | 3642.4895 | 3538.2996 | 0 | -1080.5968
2030-02-16 | 2 | 153.4624 | 153.4624 | 0 | 0 | 0 | 3777.1387 | 3625.937 | 3785.2273 | 3743.0737 | 3642.4895 | 3538.2996 | 0 | -4.53e-06
2030-02-16 | 3 | 153.4624 | 153.4624 | 0 | 0 | 0 | 3777.1387 | 3625.937 | 3181.5659 | 3743.0737 | 3642.4895 | 3538.2996 | 0 | -1080.5968
2030-02-16 | 4 | 0 | 0 | 0 | 0 | 0 | 3777.1387 | 3625.937 | 362.0078 | 3743.0737 | 3642.4895 | 3538.2996 | 0 | 1080.5968
2030-02-16 | 5 | 0 | 98.7996 | 0 | 0 | 0 | 3777.1387 | 3625.937 | 1892.6136 | 3743.0737 | 3642.4895 | 3538.2996 | 0 | -1080.5968
2030-02-16 | 6 | 153.4624 | 153.4624 | 0 | 0 | 0 | 3777.1387 | 3625.937 | 2354.5552 | 3743.0737 | 3642.4895 | 3538.2996 | 0 | -1080.5968
2030-02-16 | 7 | 0 | 0 | 0 | 0 | 0 | 3777.1387 | 3625.937 | 1892.6136 | 3743.0737 | 3642.4895 | 3538.2996 | 0 | -1080.5968
2030-02-16 | 8 | 153.4624 | 153.4624 | 0 | 0 | 0 | 3777.1387 | 3625.937 | 2933.3679 | 3743.0737 | 3642.4895 | 3538.2996 | 0 | -1080.5968
2030-02-16 | 9 | 153.4624 | 153.4624 | 0 | 0 | 0 | 3777.1387 | 3625.937 | 0 | 3743.0737 | 3642.4895 | 3538.2996 | 0 | 1080.5968
2030-02-16 | 10 | 153.4624 | 153.4624 | 0 | 0 | 0 | 3777.1387 | 3625.937 | 1892.6136 | 3743.0737 | 3642.4895 | 3538.2996 | 314.4912 | -1080.5968
2030-02-16 | 11 | 153.4624 | 153.4624 | 0 | 0 | 0 | 3777.1387 | 3625.937 | 1892.6136 | 3743.0737 | 3642.4895 | 3538.2996 | 0 | -1080.5968
2030-02-16 | 12 | 153.4624 | 153.4624 | 0 | 0 | 0 | 3777.1387 | 3625.937 | 1892.6136 | 3743.0737 | 3642.4895 | 3538.2996 | 323.5141 | -1080.5968
2030-02-16 | 13 | 0 | 0 | 0 | 0 | 0 | 3777.1387 | 3625.937 | 3209.269 | 3743.0737 | 3642.4895 | 3538.2996 | 293.5374 | -1080.5968
2030-02-16 | 14 | 0 | 0 | 0 | 0 | 0 | 3777.1387 | 3625.937 | 2189.8181 | 3743.0737 | 3642.4895 | 3538.2996 | 0 | -1080.5968
2030-02-16 | 15 | 0 | 0 | 162.272 | 0 | 0 | 3777.1387 | 3625.937 | 2936.0547 | 3743.0737 | 3642.4895 | 3538.2996 | 0 | -1080.5968
2030-02-16 | 16 | 0 | 0 | 84.4965 | 0 | 0 | 3746.0757 | 3625.937 | 2698.2742 | 3743.0737 | 3642.4895 | 3538.2996 | 0 | -1080.5968
2030-02-16 | 17 | 0 | 0 | 0 | 0 | 0 | 3335.0776 | 3625.937 | 1892.6136 | 3743.0737 | 3642.4895 | 3538.2996 | 0 | -1080.5968
2030-02-16 | 18 | 0 | 0 | 0 | 0 | 0 | 3332.3391 | 3625.937 | 3693.8218 | 3743.0737 | 3642.4895 | 3538.2996 | 323.5141 | -1080.5968
2030-02-16 | 19 | 0 | 0 | 53.3681 | 0 | 0 | 2829.4329 | 3625.937 | 3783.498 | 3743.0737 | 3642.4895 | 3538.2996 | 382.8725 | -1080.5968
2030-02-16 | 20 | 153.4624 | 153.4624 | 231.8051 | 0 | 0 | 2540.2812 | 3625.937 | 2831.2488 | 3743.0737 | 3642.4895 | 3538.2996 | 0 | -1080.5968
2030-02-16 | 21 | 0 | 0 | 0 | 0 | 0 | 2567.6023 | 3625.937 | 3785.2273 | 3743.0737 | 3642.4895 | 3538.2996 | 323.5141 | -1080.5968
2030-02-16 | 22 | 0 | 138.903 | 0 | 0 | 0 | 2611.4812 | 3625.937 | 3785.2273 | 3743.0737 | 3642.4895 | 3538.2996 | 57.0894 | -1080.5968
2030-02-16 | 23 | 0 | 0 | 0 | 0 | 0 | 2720.9077 | 3625.937 | 3785.2273 | 3743.0737 | 3642.4895 | 3538.2996 | 0 | 1080.5968
2030-02-16 | 24 | 0 | 0 | 0 | 0 | 0 | 2942.7937 | 3625.937 | 3785.2273 | 3743.0737 | 3642.4895 | 3538.2996 | 323.5141 | -1080.5968
2030-02-17 | 1 | 0 | 0 | 0 | 133.2642 | 116.9144 | 3298.2034 | 3625.937 | 3785.2273 | 3743.0737 | 3642.4895 | 3538.2996 | 0 | -1080.5968
2030-02-17 | 2 | 153.4624 | 153.4624 | 0 | 266.4163 | 266.4163 | 3451.6265 | 3625.937 | 3785.2273 | 3743.0737 | 3642.4895 | 3538.2996 | 0 | -1080.5968
2030-02-17 | 3 | 0 | 0 | 0 | 266.4163 | 266.4163 | 2927.7261 | 3625.937 | 3785.2273 | 3743.0737 | 3642.4895 | 3538.2996 | 0 | -1080.5968
2030-02-17 | 4 | 0 | 0 | 279.4805 | 266.4163 | 266.4163 | 2947.0122 | 3625.937 | 3785.2273 | 3743.0737 | 3642.4895 | 3538.2996 | 0 | -1080.5968
2030-02-17 | 5 | 0 | 0 | 12.9918 | 266.4163 | 266.4163 | 2787.1382 | 3625.937 | 3785.2273 | 3743.0737 | 3642.4895 | 3538.2996 | 0 | -1080.5968
2030-02-17 | 6 | 0 | 0 | 107.0758 | 266.4163 | 266.4163 | 2794.2454 | 3625.937 | 2317.2712 | 3743.0737 | 3642.4895 | 3538.2996 | 0 | -1080.5968
2030-02-17 | 7 | 0 | 0 | 0 | 266.4163 | 266.4163 | 2437.7202 | 3625.937 | 2100.6101 | 3743.0737 | 3642.4895 | 3538.2996 | 0 | -1080.5968
2030-02-17 | 8 | 153.4624 | 153.4624 | 0 | 199.8963 | 199.8963 | 1657.0812 | 3238.5608 | 1417.1925 | 3743.0737 | 3642.4895 | 1769.1498 | 0 | -1080.5968
2030-02-17 | 9 | 153.4624 | 153.4624 | 227.7935 | 259.3271 | 266.4163 | 2111.7512 | 3026.8938 | 543.761 | 2096.4763 | 3642.4895 | 3538.2996 | 0 | -866.5125
2030-02-17 | 10 | 153.4624 | 153.4624 | 550.0116 | 199.8963 | 209.5992 | 2340.3391 | 1812.9685 | 243.1965 | 1871.5369 | 3642.4895 | 2462.3699 | 0 | -752.1605
2030-02-17 | 11 | 153.4624 | 153.4624 | 646.4664 | 199.8963 | 192.8935 | 3161.1772 | 168.9809 | -328.2445 | 2062.7378 | 3642.4895 | 3231.6487 | 0 | -708.9861
2030-02-17 | 12 | 153.4624 | 153.4624 | 646.4664 | 118.6893 | 66.6321 | 3777.1387 | 168.9825 | -2.4211 | 1871.5369 | 3642.4895 | 1041.0964 | 0 | -694.6207
2030-02-17 | 13 | 153.4624 | 153.4624 | 191.588 | 133.2642 | 106.8943 | 3777.1387 | 168.9804 | 1683.8854 | 3743.0737 | 3642.4895 | 990.2421 | 0 | 1080.5968
2030-02-17 | 14 | 153.4624 | 153.4624 | 646.4664 | 266.4163 | 252.7418 | 3777.1387 | 168.9841 | 2787.0498 | 3743.0737 | 3642.4895 | 1558.5405 | 0 | -819.4838
2030-02-17 | 15 | 153.4624 | 153.4624 | 646.4664 | 219.4799 | 266.4163 | 3777.1387 | 789.1083 | 3785.2273 | 3743.0737 | 3642.4895 | 1769.1498 | 0 | -972.011
2030-02-17 | 16 | 153.4624 | 153.4624 | 646.4664 | 199.8963 | 216.6537 | 3777.1387 | 1040.5884 | 3785.2273 | 3743.0737 | 3642.4895 | 935.1321 | 0 | -1052.1796
2030-02-17 | 17 | 153.4624 | 153.4624 | 601.9524 | 199.8963 | 163.7958 | 3777.1387 | 743.3394 | 3785.2273 | 3743.0737 | 3642.4895 | 1769.1498 | 0 | -655.1739
2030-02-17 | 18 | 153.4624 | 153.4624 | 646.4664 | 162.8163 | 199.8963 | 3777.1387 | 1606.3658 | 3785.2273 | 3743.0737 | 3642.4895 | 1769.1498 | 0 | -732.9019
2030-02-17 | 19 | 153.4624 | 153.4624 | 0 | 266.4163 | 266.4163 | 3777.1387 | 1416.3905 | 3400.2646 | 3743.0737 | 3642.4895 | 1769.1498 | 0 | -680.2151
2030-02-17 | 20 | 153.4624 | 153.4624 | 484.8498 | 199.8963 | 199.8963 | 3777.1387 | 1812.9685 | 2978.3862 | 3743.0737 | 3642.4895 | 3115.4707 | 0 | -689.0607
2030-02-17 | 21 | 153.4624 | 153.4624 | 646.4664 | 266.4163 | 266.4163 | 3777.1387 | 1889.8589 | 1789.9019 | 3743.0737 | 3642.4895 | 3538.2996 | 0 | -656.8281
2030-02-17 | 22 | 153.4624 | 153.4624 | 646.4664 | 199.8963 | 199.8963 | 3777.1387 | 2468.4238 | -69.1018 | 2263.4663 | 3642.4895 | 3538.2996 | 0 | -707.1357
2030-02-17 | 23 | 153.4624 | 153.4624 | 629.6053 | 199.8963 | 199.8963 | 3777.1387 | 1117.1791 | 234.5179 | 1871.5369 | 1821.2448 | 3538.2996 | 0 | -968.8965
2030-02-17 | 24 | 153.4624 | 153.4624 | 221.8246 | 199.8963 | 199.8963 | 3777.1387 | 168.9814 | -25.228 | 0 | 1362.6167 | 3538.2996 | 0 | -1080.5968
2030-02-18 | 1 | 153.4624 | 153.4624 | 100.7258 | 199.8963 | 199.8963 | 3777.1387 | 1953.5681 | -304.1022 | 2950.1475 | 3642.4895 | 3538.2996 | 0 | -1080.5968
2030-02-18 | 2 | 153.4624 | 153.4624 | 0 | 199.8963 | 207.1551 | 3777.1387 | 3625.937 | 117.0793 | 3743.0737 | 3642.4895 | 3538.2996 | 0 | -1080.5968
2030-02-18 | 3 | 153.4624 | 153.4624 | 0 | 199.8963 | 193.6629 | 3777.1387 | 3625.937 | -809.395 | 1869.5587 | 3642.4895 | 3538.2996 | 0 | -1080.5968
2030-02-18 | 4 | 153.4624 | 153.4624 | 0 | 133.6178 | 199.8963 | 3777.1387 | 1954.3599 | -603.1984 | 1122.4176 | 3642.4895 | 3538.2996 | 0 | -1080.5968
2030-02-18 | 5 | 153.4624 | 153.4624 | 0 | 150.4553 | 133.2642 | 3777.1387 | 1812.9685 | -245.0797 | 1679.3647 | 3642.4895 | 3538.2996 | 0 | -1080.5968
2030-02-18 | 6 | 153.4624 | 153.4624 | 0 | 131.5949 | 66.6321 | 3777.1387 | 1812.9685 | -71.5865 | 8.865 | 3642.4895 | 3538.2996 | 0 | -1080.5968
2030-02-18 | 7 | 153.4624 | 153.4624 | 36.3385 | 41.2003 | 0 | 3777.1387 | 187.2759 | 241.8658 | 0 | 3642.4895 | 3538.2996 | 0 | -1080.5968
2030-02-18 | 8 | 153.4624 | 153.4624 | 204.2557 | 66.6321 | 37.1039 | 3777.1387 | 703.1528 | 599.5758 | -1210.1483 | 3642.4895 | 3538.2996 | 0 | -1080.5968
2030-02-18 | 9 | 153.4624 | 153.4624 | 616.3876 | 66.6321 | 102.6702 | 3350.5652 | 1583.8429 | 592.4998 | -1871.5369 | 3642.4895 | 3538.2996 | 0 | -1080.5968
2030-02-18 | 10 | 153.4624 | 153.4624 | 646.4664 | 97.7143 | 66.6321 | 2929.1819 | 168.9809 | 913.53 | -1488.1003 | 1821.2448 | 3538.2996 | 0 | -1080.5968
2030-02-18 | 11 | 153.4624 | 153.4624 | 646.4664 | 66.6321 | 24.4505 | 1888.5693 | 168.9809 | 996.998 | 1669.2059 | 1821.2448 | 2083.5981 | 0 | -1080.5968
2030-02-18 | 12 | 153.4624 | 153.4624 | 646.4664 | 66.6321 | 32.3603 | 1888.5693 | 166.9224 | 1039.2762 | 739.5309 | 1821.2448 | 1769.1498 | 0 | -1080.5968
2030-02-18 | 13 | 153.4624 | 153.4624 | 646.4664 | 66.6321 | 38.3731 | 1888.5693 | 168.9812 | 378.7806 | -36.7843 | 3514.0603 | 1769.1498 | 0 | -1080.5968
2030-02-18 | 14 | 153.4624 | 153.4624 | 646.4664 | 82.4196 | 66.6321 | 3777.1387 | 168.9805 | 252.9707 | -476.0333 | 3592.6643 | 2313.4026 | 0 | -1080.5968
2030-02-18 | 15 | 153.4624 | 153.4624 | 646.4664 | 85.4841 | 66.6321 | 3777.1387 | 168.9812 | 25.0016 | -1758.5873 | 3642.4895 | 1769.1498 | 0 | -1080.5968
2030-02-18 | 16 | 306.9248 | 339.1627 | 646.4664 | 0 | 0 | 2419.0964 | 166.9225 | 213.4061 | -1871.5369 | 3642.4895 | 1403.3037 | 0 | -1080.5968
2030-02-18 | 17 | 276.3634 | 306.9248 | 646.4664 | 0 | 0 | 1888.5693 | 168.9811 | 89.0038 | -1871.5369 | 3642.4895 | 1769.1498 | 0 | -1080.5968
2030-02-18 | 18 | 153.4624 | 153.4624 | 646.4664 | 60.7489 | 66.6321 | 1888.5693 | 166.9224 | 611.687 | -1202.6934 | 1821.2448 | 221.0139 | 0 | -871.8038
2030-02-18 | 19 | 153.4624 | 153.4624 | 646.4664 | 66.6321 | 108.8577 | 1888.5693 | 166.9227 | 1271.4811 | 474.4049 | 880.4393 | 2454.5842 | 209.762 | -779.1324
2030-02-18 | 20 | 153.4624 | 153.4624 | 646.4664 | 66.4361 | 0 | 1888.5693 | 168.9815 | 1892.6136 | 1610.3844 | 663.8788 | 1769.1498 | 114.7613 | -740.0905
2030-02-18 | 21 | 153.4624 | 153.4624 | 646.4664 | 7.5301 | 66.6321 | 1888.5693 | 166.9223 | 1892.6136 | 822.347 | 0 | 1769.1498 | 0 | -684.5657
2030-02-18 | 22 | 153.4624 | 153.4624 | 646.4664 | 66.6321 | 12.6147 | 1888.5693 | 166.9229 | 1892.6136 | 673.1296 | -325.609 | 221.0141 | 0 | -737.5343
2030-02-18 | 23 | 153.4624 | 153.4624 | 646.4664 | 26.5743 | 0 | 1888.5693 | 166.9226 | 1718.5605 | 1314.9567 | 0 | 1220.0596 | 0 | -741.1296
2030-02-18 | 24 | 153.4624 | 153.4624 | 494.6483 | 0.75449 | 0 | 1888.5693 | 166.9223 | 1014.6737 | 0 | 1821.2448 | 1624.6692 | 0 | -1080.5968
2030-02-19 | 1 | 153.4624 | 153.4624 | 0 | 0 | 0 | 1888.5693 | 166.9224 | 744.8286 | 732.3807 | 1821.2448 | 1742.448 | 0 | -1080.5968
2030-02-19 | 2 | 153.4624 | 153.4624 | 0 | 0 | 0 | 2808.3438 | 1812.9685 | 341.1187 | 1871.5369 | 3642.4895 | 3538.2996 | 0 | -1080.5968
2030-02-19 | 3 | 153.4624 | 153.4624 | 0 | 66.6321 | 68.8302 | 3777.1387 | 3625.937 | 651.5453 | 1871.5369 | 3642.4895 | 3538.2996 | 0 | -1080.5968
2030-02-19 | 4 | 153.4624 | 153.4624 | 0 | 266.4163 | 223.2778 | 3777.1387 | 3625.937 | 1847.3447 | 2685.3887 | 3642.4895 | 3538.2996 | 0 | -1080.5968
2030-02-19 | 5 | 306.9248 | 277.8304 | 0 | 199.8963 | 199.8963 | 3777.1387 | 1812.9685 | 2384.3555 | 3743.0737 | 3642.4895 | 3538.2996 | 0 | -1080.5968
2030-02-19 | 6 | 291.744 | 306.9248 | 155.1333 | 199.8963 | 199.8963 | 3777.1387 | 1812.9685 | 3428.5859 | 3201.655 | 3642.4895 | 3538.2996 | 0 | -1080.5968
2030-02-19 | 7 | 460.3872 | 460.3872 | 395.2249 | 12.6133 | 66.6321 | 3777.1387 | 3579.7969 | 3785.2273 | 2018.5126 | 3642.4895 | 3538.2996 | 0 | -1080.5968
2030-02-19 | 8 | 460.3872 | 460.3872 | 646.4664 | 98.363 | 66.6321 | 3777.1387 | 2895.2583 | 3785.2273 | 2858.3667 | 3642.4895 | 3538.2996 | 0 | -1080.5968
2030-02-19 | 9 | 460.3872 | 460.3872 | 646.4664 | 0 | 0 | 3777.1387 | 2003.9784 | 3785.2273 | 2023.1283 | 3642.4895 | 3538.2996 | 0 | -1080.5968
2030-02-19 | 10 | 460.3872 | 414.914 | 0 | 0 | 0 | 3777.1387 | 2914.7778 | 3785.2273 | 2342.0813 | 3642.4895 | 3538.2996 | 323.5141 | -1080.5968
2030-02-19 | 11 | 276.6916 | 153.4624 | 0 | 165.8946 | 199.8963 | 3777.1387 | 2941.2815 | 3785.2273 | 3743.0737 | 3642.4895 | 3538.2996 | 485.2712 | -1080.5968
2030-02-19 | 12 | 383.0912 | 306.9248 | 0 | 129.6599 | 66.6321 | 3777.1387 | 3625.937 | 3785.2273 | 3738.2463 | 3642.4895 | 3538.2996 | 509.1979 | -1080.5968
2030-02-19 | 13 | 394.7853 | 460.3872 | 0 | 35.369 | 66.6321 | 3777.1387 | 3625.937 | 3785.2273 | 3743.0737 | 3642.4895 | 3538.2996 | 409.919 | -1080.5968
2030-02-19 | 14 | 454.9379 | 460.3872 | 349.9975 | 0 | 0 | 3777.1387 | 3625.937 | 3785.2273 | 3743.0737 | 3642.4895 | 3432.1877 | 0 | -1080.5968
2030-02-19 | 15 | 306.9248 | 339.9255 | 317.1911 | 133.2642 | 133.2642 | 3777.1387 | 3625.937 | 3785.2273 | 3743.0737 | 3642.4895 | 3538.2996 | 0 | -1080.5968
2030-02-19 | 16 | 460.3872 | 460.3872 | 47.918 | 66.6321 | 92.7335 | 3777.1387 | 3271.6248 | 3785.2273 | 3743.0737 | 3642.4895 | 3384.592 | 274.583 | -1080.5968
2030-02-19 | 17 | 306.9248 | 300.845 | 0 | 66.6321 | 66.6321 | 3777.1387 | 3616.0898 | 3785.2273 | 3743.0737 | 3642.4895 | 3538.3005 | 469.3771 | -1080.5968
2030-02-19 | 18 | 153.4624 | 153.4624 | 0 | 66.6321 | 106.4152 | 3777.1387 | 2384.6013 | 2600.9692 | 3743.0737 | 3642.4895 | 3538.2996 | 508.4751 | -1080.5968
2030-02-19 | 19 | 153.4624 | 153.4624 | 69.8924 | 66.6321 | 112.4058 | 3777.1387 | 3625.937 | 1006.7187 | 1988.7333 | 3642.4895 | 3538.2996 | 647.0283 | -1080.5968
2030-02-19 | 20 | 153.4624 | 153.4624 | 484.8498 | 91.1843 | 133.2642 | 3777.1387 | 2787.7915 | 1081.2129 | 1871.5369 | 1821.2448 | 3538.2996 | 0 | -1080.5968
2030-02-19 | 21 | 153.4624 | 153.4624 | 646.4664 | 66.6321 | 110.9786 | 3777.1387 | 168.9809 | 1892.6136 | 1871.5369 | 1018.2303 | 1769.1498 | 0 | -1080.5968
2030-02-19 | 22 | 153.4624 | 153.4624 | 646.4664 | 124.0475 | 66.6321 | 2704.2903 | 168.9815 | 490.2335 | 1871.5369 | 1821.2448 | 1837.9207 | 0 | -1080.5968
2030-02-19 | 23 | 153.4624 | 153.4624 | 646.4664 | 66.6321 | 106.3151 | 3777.1387 | 168.9811 | 1247.1158 | 1871.5369 | 1821.2448 | 2336.5935 | 0 | -1080.5968
2030-02-19 | 24 | 153.4624 | 153.4624 | 0 | 66.6321 | 68.557 | 3777.1387 | 166.9223 | 847.399 | 1871.5369 | 1821.2448 | 1769.1498 | 0 | -1080.5968
2030-02-20 | 1 | 153.4624 | 153.4624 | 434.4374 | 133.2642 | 97.3084 | 3777.1387 | 1099.4329 | -117.7257 | 1871.5369 | 1282.1182 | 1769.1498 | 0 | -1080.5968
2030-02-20 | 2 | 153.4624 | 153.4624 | 0 | 133.2642 | 150.467 | 3777.1387 | 3625.937 | 169.9098 | 3743.0737 | 3642.4895 | 3538.2996 | 0 | -1080.5968
2030-02-20 | 3 | 153.4624 | 153.4624 | 0 | 266.4163 | 266.4163 | 3777.1387 | 3625.937 | 3785.2273 | 3743.0737 | 3642.4895 | 3538.2996 | 0 | -1080.5968
2030-02-20 | 4 | 153.4624 | 153.4624 | 0 | 266.4163 | 266.4163 | 3777.1387 | 3625.937 | 3785.2273 | 3743.0737 | 3642.4895 | 3538.2996 | 0 | 1080.5968
2030-02-20 | 5 | 153.4624 | 153.4624 | 281.5505 | 266.4163 | 266.4163 | 3777.1387 | 3625.937 | 3785.2273 | 3743.0737 | 3642.4895 | 3538.2996 | 0 | -1080.5968
2030-02-20 | 6 | 153.4624 | 153.4624 | 0 | 266.4163 | 266.4163 | 3777.1387 | 3625.937 | 3785.2273 | 3743.0737 | 3642.4895 | 3538.2996 | 0 | -1080.5968
2030-02-20 | 7 | 153.4624 | 153.4624 | 0 | 266.4163 | 266.4163 | 3777.1387 | 3625.937 | 3785.2273 | 3743.0737 | 3642.4895 | 3538.2996 | 0 | -1080.5968
2030-02-20 | 8 | 306.9248 | 154.093 | 0 | 199.8963 | 199.8963 | 3777.1387 | 3625.937 | 3785.2273 | 3743.0737 | 3642.4895 | 3538.2996 | 323.5141 | -1080.5968
2030-02-20 | 9 | 306.9248 | 221.8771 | 0 | 133.2642 | 191.463 | 3777.1387 | 3148.9199 | 3785.2273 | 3743.0737 | 3642.4895 | 3538.2996 | 485.2712 | -1080.5968
2030-02-20 | 10 | 153.4624 | 153.4624 | 0 | 266.4163 | 266.4163 | 3777.1387 | 3625.937 | 3785.2273 | 3743.0737 | 3642.4895 | 3538.2996 | 403.136 | -1080.5968
2030-02-20 | 11 | 153.4624 | 153.4624 | 10.0861 | 266.4163 | 266.4163 | 3777.1387 | 3625.937 | 3785.2273 | 3743.0737 | 3642.4895 | 3538.2996 | 485.2712 | -1080.5968
2030-02-20 | 12 | 159.1493 | 306.9248 | 0 | 266.4163 | 266.4163 | 3777.1387 | 2490.918 | 3785.2273 | 3743.0737 | 3642.4895 | 3538.2996 | 485.2712 | -1080.5968
2030-02-20 | 13 | 153.4624 | 222.7085 | 0 | 199.8963 | 199.8963 | 3777.1387 | 2281.1047 | 3785.2273 | 3743.0737 | 3642.4895 | 2304.8743 | 485.2712 | -1080.5968
2030-02-20 | 14 | 306.9248 | 247.005 | 0 | 266.4163 | 266.4163 | 3777.1387 | 1672.3208 | 3785.2273 | 3743.0737 | 3642.4895 | 2399.2192 | 347.3655 | -1080.5968
2030-02-20 | 15 | 219.9027 | 306.9248 | 0 | 266.4163 | 266.4163 | 3777.1387 | 1200.502 | 3785.2273 | 3743.0737 | 3642.4895 | 3538.2996 | 485.2712 | -1080.5968
2030-02-20 | 16 | 153.4624 | 153.4624 | 0 | 199.8963 | 243.9946 | 3777.1387 | 1740.4791 | 3785.2273 | 3743.0737 | 3642.4895 | 3538.2996 | 485.2712 | -1080.5968
2030-02-20 | 17 | 153.4624 | 153.4624 | 0 | 103.1585 | 133.2642 | 3777.1387 | 1827.376 | 3785.2273 | 3743.0737 | 3642.4895 | 3538.2996 | 323.5141 | -1080.5968
2030-02-20 | 18 | 153.4624 | 164.8049 | 88.6977 | 133.2642 | 133.2642 | 3777.1387 | 1781.3289 | 3785.2273 | 3743.0737 | 3642.4895 | 3538.2996 | 485.2712 | -1080.5968
2030-02-20 | 19 | 460.3872 | 460.3872 | 0 | 199.8963 | 193.6135 | 3777.1387 | 1812.9685 | 3785.2273 | 3743.0737 | 3642.4895 | 3538.2996 | 323.5141 | -1080.5968
2030-02-20 | 20 | 460.3872 | 460.3872 | 323.2332 | 199.8963 | 199.8963 | 3777.1387 | 1691.6389 | 3785.2273 | 2802.946 | 3642.4895 | 2324.3069 | 0 | -1080.5968
2030-02-20 | 21 | 460.3872 | 425.4689 | 416.0826 | 199.8963 | 199.8963 | 3777.1387 | 1183.5265 | 3785.2273 | 2427.5173 | 3642.4895 | 1769.1498 | 0 | -1080.5968
2030-02-20 | 22 | 306.9248 | 319.3171 | 323.2332 | 167.4283 | 133.2642 | 3777.1387 | 1812.9675 | 3785.2273 | 2555.7729 | 3642.4895 | 771.3831 | 0 | -1080.5968
2030-02-20 | 23 | 247.1505 | 306.9248 | 0 | 113.1467 | 66.6321 | 3777.1387 | 1121.7399 | 3785.2273 | 3743.0737 | 3642.4895 | 221.0137 | 0 | -1080.5968
2030-02-20 | 24 | 153.4624 | 153.4624 | 0 | 133.2642 | 160.5985 | 3777.1387 | 215.9512 | 3785.2273 | 3743.0737 | 3642.4895 | 1252.2832 | 0 | -1080.5968
2030-02-21 | 1 | 153.4624 | 153.4624 | 49.2347 | 199.8963 | 173.1614 | 3777.1387 | 654.3197 | 1458.2211 | 3743.0737 | 3642.4895 | 1769.1498 | 0 | -1080.5968
2030-02-21 | 2 | 153.4624 | 153.4624 | 0 | 242.4675 | 266.4163 | 3777.1387 | 2314.7361 | -987.121 | 2623.1147 | 3642.4895 | 3538.2996 | 0 | -1080.5968
2030-02-21 | 3 | 153.4624 | 153.4624 | 0 | 266.4163 | 266.4163 | 3777.1387 | 3625.937 | -1182.7919 | 3743.0737 | 3642.4895 | 3538.2996 | 0 | -1080.5968
2030-02-21 | 4 | 153.4624 | 153.4624 | 0 | 266.4163 | 266.4163 | 3777.1387 | 3625.937 | 1970.4993 | 3743.0737 | 3642.4895 | 3538.2996 | 0 | -1080.5968
2030-02-21 | 5 | 153.4624 | 153.4624 | 0 | 266.4163 | 266.4163 | 3777.1387 | 3625.937 | 1071.7123 | 3743.0737 | 3642.4895 | 3538.2996 | 0 | -1080.5968
2030-02-21 | 6 | 153.4624 | 153.4624 | 0 | 266.4163 | 266.4163 | 3777.1387 | 2950.9963 | -1510.6384 | 2871.8386 | 3642.4895 | 3538.2996 | 0 | -1080.5968
2030-02-21 | 7 | 153.4624 | 153.4624 | 0 | 133.2642 | 162.8089 | 3777.1387 | 2658.6187 | -564.3165 | 1610.2618 | 3642.4895 | 3538.2996 | 0 | -1080.5968
2030-02-21 | 8 | 153.4624 | 153.4624 | 0 | 0 | 0 | 3777.1387 | 1087.7317 | -222.2876 | 4.53e-05 | 3642.4895 | 2324.5356 | 399.2473 | -1080.5968
2030-02-21 | 9 | 153.4624 | 175.1594 | 198.025 | 0 | 0 | 3777.1387 | 215.953 | -344.5778 | -3246.8777 | 3642.4895 | 494.1506 | 457.1436 | -1080.5968
2030-02-21 | 10 | 306.9248 | 419.063 | 0 | 66.6321 | 66.6321 | 3777.1387 | 215.9519 | -236.9874 | -3743.0737 | 3642.4895 | 737.0024 | 386.0836 | -1080.5968
2030-02-21 | 11 | 460.3872 | 460.3872 | 0 | 266.4163 | 266.4163 | 3777.1387 | 215.9517 | -470.3369 | -3743.0737 | 3642.4895 | 301.1638 | 323.5141 | -1080.5968
2030-02-21 | 12 | 460.3872 | 460.3872 | 0 | 199.8963 | 257.4694 | 3399.167 | 213.9522 | 221.5052 | -2523.7781 | 3642.4895 | 265.2482 | 346.2816 | -1080.5968
2030-02-21 | 13 | 460.3872 | 460.3872 | 0 | 199.8963 | 199.8963 | 1888.5693 | 213.952 | 514.4789 | -354.679 | 3642.4895 | 243.9243 | 0 | -1080.5968
2030-02-21 | 14 | 460.3872 | 460.3872 | 0 | 0 | 0 | 1888.5693 | 213.9511 | 1886.9313 | 1162.8141 | 3642.4895 | 544.7592 | 0 | -1080.5968
2030-02-21 | 15 | 286.6855 | 153.4624 | 0 | 0 | 0 | 3777.1387 | 215.9525 | 3388.8953 | 844.4743 | 3642.4895 | 2026.7645 | 476.3891 | -1080.5968
2030-02-21 | 16 | 460.3872 | 460.3872 | 0 | 0 | 50.3922 | 3777.1387 | 215.9531 | 3785.2273 | 1248.7855 | 3642.4895 | 1769.1498 | 451.7583 | -1080.5968
2030-02-21 | 17 | 460.3872 | 361.8396 | 0 | 66.6321 | 12.4744 | 3777.1387 | 615.1382 | 3785.2273 | 1373.0277 | 3642.4895 | 1769.1498 | 485.2712 | -1080.5968
2030-02-21 | 18 | 460.3872 | 460.3872 | 0 | 186.135 | 133.2642 | 3777.1399 | 215.9514 | 3785.2273 | 1551.71 | 3642.4895 | 1956.2303 | 558.6922 | -1080.5968
2030-02-21 | 19 | 460.3872 | 460.3872 | 0 | 11.5872 | 66.6321 | 3777.1387 | 215.9545 | 3785.2273 | 1922.1827 | 3642.4895 | 3134.9973 | 485.2712 | -1080.5968
2030-02-21 | 20 | 460.3872 | 460.3872 | 484.8498 | 199.8963 | 199.8963 | 3777.1387 | 168.9816 | 2579.3638 | 1871.5369 | 3244.7966 | 1769.1498 | 0 | -1080.5968
2030-02-21 | 21 | 460.3872 | 460.3872 | 646.4664 | 199.8963 | 199.8963 | 3777.1387 | 168.981 | 1934.1018 | 1871.5369 | 2377.1479 | 1508.4799 | 0 | -1080.5968
2030-02-21 | 22 | 460.3872 | 460.3872 | 484.8498 | 199.8963 | 199.8963 | 3777.1387 | 168.9814 | 1343.986 | 1871.5369 | 2704.8049 | 1769.1498 | 323.5141 | -1080.5968
2030-02-21 | 23 | 460.3872 | 460.3872 | 484.8498 | 199.8963 | 168.6838 | 3777.1387 | 168.9809 | 943.4834 | 1871.5369 | 2962.8835 | 1769.1498 | 0 | -1080.5968
2030-02-21 | 24 | 460.3872 | 421.3961 | 484.8498 | 66.6321 | 22.6025 | 3777.1387 | 166.9224 | 802.6498 | 1871.5369 | 2194.3708 | 150.7978 | 0 | -1080.5968
2030-02-22 | 1 | 350.2133 | 460.3872 | 289.5502 | 9.6655 | 66.6321 | 3777.1387 | 168.9809 | 686.4023 | 1871.5369 | 2561.9236 | 1769.1498 | 0 | -1080.5968
2030-02-22 | 2 | 153.4624 | 153.4624 | 301.8477 | 218.8364 | 266.4163 | 3777.1387 | 168.9819 | 1526.222 | 3743.0737 | 3642.4895 | 3538.2996 | 0 | -1080.5968
2030-02-22 | 3 | 153.4624 | 153.4624 | 0 | 66.6321 | 66.6321 | 3777.1387 | 3625.937 | 1892.6136 | 3743.0737 | 3642.4895 | 3538.2996 | 0 | -1080.5968
2030-02-22 | 4 | 153.4624 | 153.4624 | 0 | 0 | 0 | 3777.1387 | 3625.937 | 3785.2273 | 3743.0737 | 3642.4895 | 3538.2996 | 0 | -1080.5968
2030-02-22 | 5 | 153.4624 | 153.4624 | 0 | 133.2642 | 133.2642 | 3777.1387 | 3625.937 | 2208.6462 | 3743.0737 | 3642.4895 | 3538.2996 | 0 | -1080.5968
2030-02-22 | 6 | 153.4624 | 153.4624 | 0 | 199.8963 | 199.8963 | 3777.1387 | 3625.937 | 2868.5713 | 3743.0737 | 3642.4895 | 3538.2996 | 0 | -1080.5968
2030-02-22 | 7 | 153.4624 | 153.4624 | 0 | 199.8963 | 199.8963 | 3777.1387 | 3625.937 | 2323.7944 | 3743.0737 | 3642.4895 | 3538.2996 | 0 | -1080.5968
2030-02-22 | 8 | 153.4624 | 153.4624 | 453.427 | 133.2642 | 133.2642 | 3777.1387 | 1812.9685 | 2264.72 | 3743.0737 | 3642.4895 | 2453.8689 | 0 | -1080.5968
2030-02-22 | 9 | 244.2042 | 306.9248 | 547.2634 | 199.8963 | 199.8963 | 3777.1387 | 1812.9685 | 1608.3802 | 2455.0457 | 3642.4895 | 1348.892 | 0 | -1080.5968
2030-02-22 | 10 | 460.3872 | 460.3872 | 264.3967 | 173.1908 | 199.8963 | 3777.1387 | 1386.0797 | 1562.363 | 1871.5369 | 3642.4895 | 1769.1498 | 0 | -1080.5968
2030-02-22 | 11 | 460.3872 | 460.3872 | 0 | 199.8963 | 144.3813 | 3777.1387 | 215.9524 | 2187.4646 | 3001.8999 | 3642.4895 | 2794.4043 | 0 | -1080.5968
2030-02-22 | 12 | 460.3872 | 460.3872 | 0 | 199.8963 | 164.5822 | 3777.1387 | 215.954 | 1874.7299 | 2241.3406 | 3642.4895 | 265.2448 | 0 | -1080.5968
2030-02-22 | 13 | 460.3872 | 460.3872 | 272.0719 | 133.2642 | 103.9247 | 3777.1387 | 215.9512 | 1040.7555 | 248.1431 | 1821.2448 | 265.2458 | 323.5141 | -1080.5968
2030-02-22 | 14 | 460.3872 | 460.3872 | 233.8433 | 113.9898 | 66.6321 | 3777.1387 | 215.9514 | 1121.6117 | 4.53e-05 | 1821.2448 | 1576.0847 | 323.5141 | -1080.5968
2030-02-22 | 15 | 460.3872 | 460.3872 | 0 | 49.3063 | 0 | 3777.1387 | 215.9533 | 2480.2124 | 1216.8452 | 2225.9553 | 2107.3149 | 120.0478 | -1080.5968
2030-02-22 | 16 | 460.3872 | 378.48 | 0 | 0 | 0 | 3777.1387 | 230.9863 | 2984.0667 | 1733.3707 | 3642.4895 | 1766.2131 | 0 | -1080.5968
2030-02-22 | 17 | 460.3872 | 460.3872 | 0 | 0 | 0 | 3777.1387 | 215.9527 | 1994.5123 | 4.53e-05 | 3580.6602 | 1927.4873 | 0 | -1080.5968
2030-02-22 | 18 | 460.3872 | 460.3872 | 484.8498 | 113.5836 | 133.2642 | 3777.1387 | 215.9544 | 1544.8429 | 1557.0842 | 1821.2448 | 1769.1498 | 0 | -1080.5968
2030-02-22 | 19 | 460.3872 | 460.3872 | 637.1424 | 199.8963 | 208.0242 | 3777.1387 | 215.9525 | 1892.6136 | 2473.9272 | 1821.2448 | 1769.1498 | 0 | -1080.5968
2030-02-22 | 20 | 438.8832 | 460.3872 | 646.4664 | 199.8963 | 199.8963 | 3777.1387 | 1812.9685 | 1310.0232 | 1871.5369 | 1422.4562 | 2180.3792 | 0 | -1080.5968
2030-02-22 | 21 | 439.5948 | 460.3872 | 646.4664 | 199.8963 | 199.8963 | 3777.1387 | 1812.9685 | 941.7366 | 1871.5369 | 1261.6245 | 3450.0146 | 0 | -1080.5968
2030-02-22 | 22 | 315.1304 | 460.3872 | 484.8498 | 199.8963 | 199.8963 | 3777.1387 | 1943.3479 | 968.9892 | 1871.5369 | 1821.2448 | 3538.2996 | 0 | -1080.5968
2030-02-22 | 23 | 364.0689 | 306.9248 | 646.4664 | 199.8963 | 199.8963 | 3777.1387 | 1812.9685 | 1842.4417 | 1966.9646 | 1821.2448 | 1769.1498 | 0 | -1080.5968
2030-02-22 | 24 | 335.709 | 306.9248 | 0 | 199.8963 | 199.8963 | 3777.1387 | 185.0296 | 1892.6136 | 3564.9417 | 1821.2448 | 640.5173 | 323.5141 | -1080.5968
2030-02-23 | 1 | 153.4624 | 153.4624 | 0 | 133.2642 | 133.2642 | 3777.1387 | 168.9813 | -72.0402 | 1871.5369 | 1821.2448 | 221.0141 | 0 | -1080.5968
2030-02-23 | 2 | 153.4624 | 153.4624 | 66.379 | 199.8963 | 199.8963 | 3777.1387 | 166.9225 | 0 | 1871.5369 | 1287.3636 | 0 | 0 | -1080.5968
2030-02-23 | 3 | 153.4624 | 153.4624 | 0 | 199.8963 | 199.8963 | 3777.1387 | 842.0934 | -850.0073 | 3314.7922 | 1821.2448 | 2298.4897 | 0 | -1080.5968
2030-02-23 | 4 | 153.4624 | 153.4624 | 0 | 266.4163 | 266.4163 | 3777.1387 | 1812.9685 | -1383.251 | 1871.5369 | 3232.9868 | 3538.2996 | 0 | -1080.5968
2030-02-23 | 5 | 153.4624 | 153.4624 | 0 | 266.4163 | 266.4163 | 3777.1387 | 1812.9685 | -1220.5596 | 2887.6013 | 2305.2832 | 3538.2996 | 0 | -1080.5968
2030-02-23 | 6 | 153.4624 | 153.4624 | 0 | 266.4163 | 266.4163 | 3777.1387 | 3625.937 | -1659.368 | 2510.0498 | 3642.4895 | 3538.2996 | 0 | -1080.5968
2030-02-23 | 7 | 153.4624 | 153.4624 | 0 | 234.5218 | 266.4163 | 3777.1387 | 3625.937 | -1873.6498 | 3047.7234 | 3642.4895 | 3538.2996 | 0 | -1080.5968
2030-02-23 | 8 | 153.4624 | 153.4624 | 0 | 0 | 0 | 3777.1387 | 3625.937 | -2036.8622 | 1812.5007 | 3642.4895 | 3538.2996 | 0 | -1080.5968
2030-02-23 | 9 | 153.4624 | 153.4624 | 0 | 0 | 0 | 3777.1387 | 3625.937 | -1818.1548 | 1840.7894 | 3642.4895 | 3538.2996 | 0 | -1080.5968
2030-02-23 | 10 | 153.4624 | 153.4624 | 0 | 0 | 0 | 3777.1387 | 3625.937 | -2203.4817 | 1990.2915 | 3642.4895 | 3538.2996 | 0 | -1080.5968
2030-02-23 | 11 | 153.4624 | 153.4624 | 0 | 0 | 0 | 3777.1387 | 3625.937 | -2116.937 | 3651.0525 | 3642.4895 | 3538.2996 | 0 | -1080.5968
2030-02-23 | 12 | 153.4624 | 153.4624 | 0 | 0 | 0 | 3777.1387 | 3625.937 | -2913.2278 | 3686.967 | 3642.4895 | 3538.2996 | 57.6882 | -1080.5968
2030-02-23 | 13 | 153.4624 | 153.4624 | 0 | 0 | 0 | 3777.1387 | 3625.937 | -2815.5481 | 397.0558 | 3642.4895 | 1661.094 | 0 | -1080.5968
2030-02-23 | 14 | 153.4624 | 153.4624 | 0 | 0 | 0 | 3777.1387 | 215.9539 | -2406.1733 | 3353.6948 | 3483.5322 | 854.3649 | 0 | -1080.5968
2030-02-23 | 15 | 153.4624 | 153.4624 | 0 | 0 | 0 | 3777.1387 | 215.9544 | -2015.6978 | 1714.2729 | 2210.4895 | 2129.3521 | 0 | -1080.5968
2030-02-23 | 16 | 153.4624 | 153.4624 | 0 | 133.2642 | 133.2642 | 1888.5693 | 215.9519 | -258.6737 | 1232.7329 | 2407.9338 | 1769.1498 | 9.2497 | -1080.5968
2030-02-23 | 17 | 153.4624 | 153.4624 | 129.9093 | 66.6321 | 114.8554 | 1888.5693 | 166.9224 | -1674.6268 | 831.8476 | 1821.2448 | 221.015 | 296.1211 | -1080.5968
2030-02-23 | 18 | 460.3872 | 460.3872 | 222.8096 | 133.2642 | 133.2642 | 1888.5693 | -1472.312 | -1067.5195 | 4.53e-05 | 1821.2448 | 0.0010109 | 286.9504 | -1080.5968
2030-02-23 | 19 | 306.9248 | 306.9248 | 126.1321 | 151.7834 | 199.8963 | 1888.5693 | -587.373 | -1053.4666 | -23.5883 | 1821.2448 | -1769.1498 | 307.9471 | -1080.5968
2030-02-23 | 20 | 460.3872 | 460.3872 | 646.4664 | 114.6941 | 66.6321 | 1888.5693 | 0 | 574.6334 | 0 | 506.4054 | -935.4106 | 117.5465 | -1080.5968
2030-02-23 | 21 | 460.3872 | 460.3872 | 646.4664 | 133.2642 | 133.2642 | 1888.5693 | 0 | 0 | 0 | 967.9106 | -290.1498 | 0 | -1080.5968
2030-02-23 | 22 | 153.4624 | 153.4624 | 646.4664 | 0 | 0 | 3777.1387 | 168.9811 | -1661.8964 | -3743.0737 | 0 | 1769.1498 | 0 | -1080.5968
2030-02-23 | 23 | 153.4624 | 153.4624 | 646.4664 | 0 | 0 | 1888.5693 | 166.9224 | -1422.9764 | -3743.0737 | 0 | 1769.1498 | 0 | -1080.5968
2030-02-23 | 24 | 153.4624 | 153.4624 | 477.998 | 0 | 0 | 2591.5391 | 166.9218 | -1406.5439 | -3743.0737 | -24.8307 | 1769.1498 | 0 | -1080.5968
2030-02-24 | 1 | 153.4624 | 153.4624 | 484.8498 | 0 | 0 | 2466.3604 | 166.9227 | -1375.1975 | -3743.0737 | 1821.2448 | 708.2344 | 0 | -1080.5968
2030-02-24 | 2 | 153.4624 | 153.4624 | 646.4664 | 0 | 0 | 3777.1387 | 168.9817 | -420.2656 | -2162.9731 | 2135.5593 | 3538.2996 | 0 | -1080.5968
2030-02-24 | 3 | 153.4624 | 153.4624 | 0 | 0 | 0 | 3777.1387 | 3625.937 | -655.2087 | -2377.5552 | 3070.6924 | 3538.2996 | 0 | -1080.5968
2030-02-24 | 4 | 153.4624 | 153.4624 | 0 | 66.6321 | 35.5087 | 3777.1387 | 3625.937 | -552.0177 | 1465.4403 | 3642.4895 | 3538.2996 | 0 | -1080.5968
2030-02-24 | 5 | 153.4624 | 153.4624 | 0 | 266.4163 | 266.4163 | 3777.1387 | 3625.937 | 3785.2273 | 3743.0737 | 3642.4895 | 3538.2996 | 0 | -1080.5968
2030-02-24 | 6 | 153.4624 | 153.4624 | 0 | 199.8963 | 199.8963 | 3777.1387 | 3625.937 | 3785.2273 | 3743.0737 | 3642.4895 | 3538.2996 | 0 | -1080.5968
2030-02-24 | 7 | 153.4624 | 153.4624 | 0 | 199.8963 | 199.8963 | 3777.1387 | 3625.937 | 3785.2273 | 3743.0737 | 3642.4895 | 3538.2996 | 0 | -1080.5968
2030-02-24 | 8 | 153.4624 | 153.4624 | 125.4304 | 266.4163 | 266.4163 | 3777.1387 | 3625.937 | 3785.2273 | 3743.0737 | 3642.4895 | 3538.2996 | 0 | -1080.5968
2030-02-24 | 9 | 153.4624 | 153.4624 | 0 | 199.8963 | 199.8963 | 3777.1387 | 3625.937 | 3785.2273 | 3743.0737 | 3642.4895 | 3538.2996 | 0 | -1080.5968
2030-02-24 | 10 | 153.4624 | 153.4624 | 0 | 199.8963 | 199.8963 | 3777.1387 | 3625.937 | 3785.2273 | 3743.0737 | 3642.4895 | 3538.2996 | 0 | -1080.5968
2030-02-24 | 11 | 153.4624 | 153.4624 | 0 | 199.8963 | 199.8963 | 3777.1387 | 3625.937 | 3785.2273 | 3743.0737 | 3642.4895 | 3538.2996 | 0 | -1080.5968
2030-02-24 | 12 | 153.4624 | 153.4624 | 0 | 199.8963 | 199.8963 | 3777.1387 | 3625.937 | 3785.2273 | 3743.0737 | 3642.4895 | 3538.2996 | 0 | -1080.5968
2030-02-24 | 13 | 153.4624 | 153.4624 | 0 | 199.8963 | 199.8963 | 3777.1387 | 3625.937 | 3785.2273 | 3743.0737 | 3642.4895 | 3538.2996 | 0 | -1080.5968
2030-02-24 | 14 | 153.4624 | 153.4624 | 121.1913 | 252.0707 | 199.8963 | 3777.1387 | 3625.937 | 3785.2273 | 3743.0737 | 3642.4895 | 3538.2996 | 0 | -1080.5968
2030-02-24 | 15 | 153.4624 | 153.4624 | 0 | 199.8963 | 250.2121 | 3777.1387 | 3625.937 | 3785.2273 | 3743.0737 | 3642.4895 | 3538.2996 | 0 | 540.2984
2030-02-24 | 16 | 153.4624 | 153.4624 | 0 | 199.8963 | 153.4296 | 3777.1387 | 3625.937 | 3785.2273 | 3743.0737 | 3642.4895 | 3538.2996 | 0 | 540.2984
2030-02-24 | 17 | 153.4624 | 153.4624 | 0 | 133.2642 | 133.2642 | 3777.1387 | 3625.937 | 3785.2273 | 3743.0737 | 3642.4895 | 3538.2996 | 0 | -633.6351
2030-02-24 | 18 | 153.4624 | 153.4624 | 0 | 199.8963 | 199.8963 | 3777.1387 | 3625.937 | 3785.2273 | 3743.0737 | 3642.4895 | 3538.2996 | 0 | -717.2881
2030-02-24 | 19 | 153.4624 | 153.4624 | 88.1651 | 266.4163 | 266.4163 | 3777.1387 | 3625.937 | 3785.2273 | 3743.0737 | 3642.4895 | 3538.2996 | 485.2712 | -652.5863
2030-02-24 | 20 | 306.9248 | 444.6153 | 66.7885 | 199.8963 | 199.8963 | 3777.1387 | 3625.937 | 3785.2273 | 3743.0737 | 3642.4895 | 3538.2996 | 485.2712 | -595.9646
2030-02-24 | 21 | 306.9248 | 260.3222 | 218.4515 | 199.8963 | 199.8963 | 3777.1387 | 3625.937 | 3785.2273 | 3743.0737 | 3642.4895 | 3538.2996 | 0 | -580.3037
2030-02-24 | 22 | 435.9762 | 306.9248 | 646.4664 | 199.8963 | 199.8963 | 3777.1387 | 1812.9685 | 3462.3447 | 3743.0737 | 3642.4895 | 3247.0137 | 0 | -557.8104
2030-02-24 | 23 | 306.9248 | 214.5801 | 646.4664 | 266.4163 | 266.4163 | 3777.1387 | 1724.8755 | 3785.2273 | 3743.0737 | 3642.4895 | 3538.2996 | 0 | -539.9204
2030-02-24 | 24 | 153.4624 | 153.4624 | 646.4664 | 266.4163 | 266.4163 | 3777.1387 | 2214.4314 | 3785.2273 | 3743.0737 | 3642.4895 | 3538.2983 | 0 | -1080.5968
2030-02-25 | 1 | 153.4624 | 153.4624 | 0 | 266.4163 | 266.4163 | 3777.1387 | 2941.4558 | 3785.2273 | 3743.0737 | 3642.4895 | 3538.2996 | 0 | -1080.5968
2030-02-25 | 2 | 153.4624 | 153.4624 | 0 | 266.4163 | 266.4163 | 3777.1387 | 2939.269 | 3234.5032 | 3743.0737 | 3642.4895 | 3538.2996 | 0 | -1080.5968
2030-02-25 | 3 | 153.4624 | 153.4624 | 0 | 266.4163 | 266.4163 | 3777.1387 | 3625.937 | 3785.2273 | 3743.0737 | 3642.4895 | 3538.2996 | 0 | -1080.5968
2030-02-25 | 4 | 153.4624 | 153.4624 | 0 | 266.4163 | 266.4163 | 3777.1387 | 3625.937 | 3785.2273 | 3743.0737 | 3642.4895 | 3538.2996 | 0 | -1080.5968
2030-02-25 | 5 | 153.4624 | 153.4624 | 0 | 266.4163 | 266.4163 | 3777.1387 | 3625.937 | 2175.9741 | 3743.0737 | 3642.4895 | 3538.2996 | 0 | -1080.5968
2030-02-25 | 6 | 153.4624 | 153.4624 | 0 | 266.4163 | 266.4163 | 3282.1021 | 3625.937 | 3785.2273 | 3743.0737 | 3642.4895 | 3538.2996 | 0 | -1080.5968
2030-02-25 | 7 | 153.4624 | 153.4624 | 0 | 199.8963 | 199.8963 | 3777.1387 | 3625.937 | 2311.7119 | 3743.0737 | 3642.4895 | 3538.2996 | 0 | -1080.5968
2030-02-25 | 8 | 153.4624 | 153.4624 | 0 | 199.8963 | 191.4739 | 3777.1387 | 3456.0596 | -678.5582 | 3743.0737 | 3642.4895 | 3538.2996 | 429.9221 | -1080.5968
2030-02-25 | 9 | 153.4624 | 153.4624 | 0 | 0 | 26.5614 | 3777.1387 | 3625.937 | -2553.9922 | 3108.2124 | 3642.4895 | 3538.2996 | 485.2712 | -1080.5968
2030-02-25 | 10 | 153.4624 | 153.4624 | 0 | 0 | 0 | 3777.1387 | 3625.937 | -3785.2273 | 1990.5835 | 3642.4895 | 3538.2996 | 568.439 | -1080.5968
2030-02-25 | 11 | 153.4624 | 153.4624 | 0 | 0 | 0 | 3777.1387 | 3625.937 | -3785.2273 | 2719.4104 | 3642.4895 | 3538.2996 | 387.7263 | -1080.5968
2030-02-25 | 12 | 153.4624 | 153.4624 | 65.4178 | 0 | 0 | 3777.1387 | 3625.937 | -3318.9539 | 3730.448 | 3642.4895 | 3538.2996 | 436.7571 | -1080.5968
2030-02-25 | 13 | 153.4624 | 153.4624 | 119.9395 | 0 | 0 | 3777.1387 | 3625.937 | -3545.1514 | 3302.5703 | 3642.4895 | 3538.2996 | 463.2485 | -1080.5968
2030-02-25 | 14 | 153.4624 | 153.4624 | 222.648 | 0 | 0 | 3777.1387 | 3625.937 | -2735.0779 | 3743.0737 | 3642.4895 | 3538.2996 | 493.3154 | -1080.5968
2030-02-25 | 15 | 153.4624 | 153.4624 | 646.4664 | 0 | 0 | 3777.1387 | 3625.937 | -2664.4724 | 2622.9133 | 3642.4895 | 3538.2996 | 647.0283 | -1080.5968
2030-02-25 | 16 | 153.4624 | 153.4624 | 82.0298 | 0 | 0 | 3777.1387 | 3625.937 | -1778.1841 | 4.53e-05 | 1821.2448 | 3538.2996 | 647.0283 | -1080.5968
2030-02-25 | 17 | 153.4624 | 153.4624 | 0 | 0 | 0 | 3777.1387 | 1395.1587 | -2061.1943 | -1621.9408 | 1821.2448 | 3538.2996 | 645.1072 | -1080.5968
2030-02-25 | 18 | 153.4624 | 153.4624 | 231.5718 | 0 | 0 | 3777.1387 | 1033.8435 | -2342.3794 | -1871.5369 | 2452.8835 | 3538.2996 | 616.1837 | -1080.5968
2030-02-25 | 19 | 153.4624 | 153.4624 | 646.4664 | 0 | 0 | 3777.1387 | 3625.937 | -2704.6389 | -1405.1582 | 3642.4895 | 3538.2996 | 647.0283 | -1080.5968
2030-02-25 | 20 | 153.4624 | 153.4624 | 646.4664 | 0 | 0 | 3254.1201 | 2728.0901 | -1715.3832 | 0 | 1821.2448 | 3538.2996 | 647.0283 | -1080.5968
2030-02-25 | 21 | 153.4624 | 153.4624 | 646.4664 | 0 | 0 | 3777.1387 | 166.9225 | -1290.6854 | 0 | 0 | 2784.7124 | 576.5944 | -1080.5968
2030-02-25 | 22 | 153.4624 | 153.4624 | 646.4664 | 0 | 0 | 1888.5693 | 166.9224 | -2610.592 | -3743.0737 | 1821.2448 | 1769.1498 | 184.5181 | -1080.5968
2030-02-25 | 23 | 153.4624 | 153.4624 | 646.4664 | 0 | 0 | 1888.5693 | 166.9224 | -1892.6115 | -3743.0737 | 457.5612 | 1769.1498 | 0 | -1080.5968
2030-02-25 | 24 | 153.4624 | 153.4624 | 646.4664 | 0 | 0 | 1888.5693 | 166.9224 | -1607.6564 | -3743.0737 | 182.9149 | 3043.4321 | 0 | -1080.5968
2030-02-26 | 1 | 153.4624 | 153.4624 | 646.4664 | 0 | 0 | 1888.5693 | 166.9225 | -1247.8019 | -170.845 | 1821.2448 | 221.0142 | 0 | -1080.5968
2030-02-26 | 2 | 153.4624 | 153.4624 | 646.4664 | 0 | 0 | 3777.1387 | 166.9227 | -265.5488 | -3743.0737 | 0 | 1769.1498 | 0 | -1080.5968
2030-02-26 | 3 | 153.4624 | 153.4624 | 646.4664 | 0 | 0 | 3777.1387 | 168.9816 | 249.2982 | -1850.4664 | 958.8654 | 3538.2996 | 0 | -1080.5968
2030-02-26 | 4 | 256.0027 | 153.4624 | 535.7421 | 199.8963 | 199.8963 | 3599.2185 | 168.981 | 129.5871 | -975.5605 | 1821.2448 | 3538.2996 | 0 | -1080.5968
2030-02-26 | 5 | 460.3872 | 460.3872 | 646.4664 | 133.2642 | 121.0186 | 3326.9924 | 1053.2771 | -340.2603 | -1035.4958 | 3642.4895 | 3538.2996 | 0 | -1080.5968
2030-02-26 | 6 | 460.3872 | 460.3872 | 0 | 66.6321 | 20.2158 | 3777.1387 | 1024.071 | -240.2261 | -1390.027 | 3642.4895 | 3538.2996 | 234.6434 | -1080.5968
2030-02-26 | 7 | 460.3872 | 460.3872 | 0 | 199.8963 | 184.2905 | 3213.7102 | 2185.0435 | 556.3605 | 1871.5369 | 3642.4895 | 3538.2996 | 0 | -1080.5968
2030-02-26 | 8 | 460.3872 | 460.3872 | 323.2332 | 199.8963 | 199.8963 | 1888.5693 | 643.3152 | 126.2172 | 1674.9111 | 3642.4895 | 3538.2996 | 0 | -1080.5968
2030-02-26 | 9 | 460.3872 | 460.3872 | 646.4664 | 199.8963 | 206.771 | 3400.021 | 168.9813 | 837.4744 | 1553.4365 | 1821.2448 | 1769.1498 | 482.5662 | -1080.5968
2030-02-26 | 10 | 460.3872 | 460.3872 | 323.2332 | 133.2642 | 191.3675 | 3777.1387 | 168.9802 | 1320.0167 | 1547.9156 | 1821.2448 | 1769.1498 | 323.5141 | -1080.5968
2030-02-26 | 11 | 460.3872 | 460.3872 | 0 | 199.8963 | 222.3181 | 3777.1387 | 1573.6085 | 1892.6136 | 2393.4541 | 1821.2448 | 1769.1498 | 566.995 | -1080.5968
2030-02-26 | 12 | 460.3872 | 433.2402 | 0 | 199.8963 | 199.8963 | 3777.1387 | 2172.0559 | 2530.8457 | 3487.8743 | 1821.2448 | 3538.2996 | 647.0283 | -1080.5968
2030-02-26 | 13 | 460.3872 | 460.3872 | 0 | 199.8963 | 262.6252 | 3777.1387 | 3625.937 | 2081.4656 | 3743.0737 | 348.7413 | 3538.2996 | 559.3457 | -1080.5968
2030-02-26 | 14 | 460.3872 | 460.3872 | 0 | 199.8963 | 199.8963 | 2652.8936 | 3625.937 | 1892.6136 | 1871.5369 | 3642.4895 | 3538.2996 | 485.2712 | -1080.5968
2030-02-26 | 15 | 460.3872 | 349.894 | 0 | 199.8963 | 199.8963 | 3777.1387 | 3625.937 | 1892.6136 | 3355.8447 | 3642.4895 | 3538.2996 | 557.4244 | -1080.5968
2030-02-26 | 16 | 153.4624 | 153.4624 | 0 | 0 | 0 | 3777.1387 | 1755.2502 | 1690.4166 | 3743.0737 | 3642.4895 | 3538.2996 | 626.0662 | -1080.5968
2030-02-26 | 17 | 153.4624 | 153.4624 | 0 | 66.6321 | 78.4652 | 3777.1387 | 215.9522 | 1892.6136 | 3316.2092 | 3642.4895 | 3469.7776 | 368.2298 | -1080.5968
2030-02-26 | 18 | 306.9248 | 223.1767 | 74.9986 | 199.8963 | 199.8963 | 3777.1387 | 875.4509 | 1892.6136 | 1871.5369 | 3196.3833 | 3538.2996 | 647.0283 | -1080.5968
2030-02-26 | 19 | 306.9248 | 306.9248 | 188.7372 | 199.8963 | 199.8963 | 3338.3152 | 1812.9685 | 1892.6136 | 3461.3533 | 3642.4895 | 3538.2996 | 647.0283 | -1080.5968
2030-02-26 | 20 | 153.4624 | 153.4624 | 646.4664 | 133.2642 | 133.2642 | 2681.0471 | 168.9809 | 1892.6136 | 1871.5369 | 2683.7854 | 3377.1064 | 235.4872 | -1080.5968
2030-02-26 | 21 | 153.4624 | 153.4624 | 646.4664 | 199.8963 | 199.8963 | 1888.5693 | 168.9807 | 1892.6136 | 1871.5369 | 1821.2448 | 500.9731 | 0 | -1080.5968
2030-02-26 | 22 | 153.4624 | 153.4624 | 646.4664 | 0 | 0 | 2888.4744 | 168.9834 | -1872.762 | 0 | 1821.2448 | 3538.2996 | 0 | -1080.5968
2030-02-26 | 23 | 153.4624 | 153.4624 | 646.4664 | 0 | 0 | 3777.1387 | 1744.1012 | -746.1632 | 0 | 0 | 3538.2996 | 0 | -1080.5968
2030-02-26 | 24 | 153.4624 | 153.4624 | 249.5468 | 0 | 0 | 3777.1387 | 168.9826 | -419.2694 | 0 | -1469.2657 | 3382.4758 | 0 | -1060.2887
2030-02-27 | 1 | 153.4624 | 153.4624 | 0 | 0 | 0 | 3777.1387 | 3625.937 | -2485.6958 | 3743.0737 | 2839.2512 | 3538.2996 | 0 | -1080.5968
2030-02-27 | 2 | 153.4624 | 153.4624 | 0 | 0 | 0 | 3777.1387 | 3625.937 | -294.2279 | 3743.0737 | 3642.4895 | 3538.2996 | 0 | -73.4933
2030-02-27 | 3 | 153.4624 | 153.4624 | 0 | 0 | 0 | 3777.1387 | 3625.937 | 2966.6155 | 3743.0737 | 3642.4895 | 3538.2996 | 0 | -1080.5968
2030-02-27 | 4 | 153.4624 | 153.4624 | 0 | 0 | 0 | 3777.1387 | 3625.937 | 3785.2273 | 3743.0737 | 3642.4895 | 3538.2996 | 0 | -1080.5968
2030-02-27 | 5 | 153.4624 | 153.4624 | 0 | 0 | 0 | 3777.1387 | 3625.937 | 3785.2273 | 3743.0737 | 3642.4895 | 3538.2996 | 0 | -1080.5968
2030-02-27 | 6 | 153.4624 | 153.4624 | 0 | 54.1186 | 66.6321 | 3777.1387 | 3625.937 | 3785.2273 | 3743.0737 | 3642.4895 | 3538.2996 | 0 | -1080.5968
2030-02-27 | 7 | 153.4624 | 153.4624 | 0 | 0 | 59.6644 | 3777.1387 | 3625.937 | 3785.2273 | 3743.0737 | 3642.4895 | 3538.2996 | 0 | -1080.5968
2030-02-27 | 8 | 153.4624 | 153.4624 | 0 | 0 | 0 | 3777.1387 | 3625.937 | 3785.2273 | 3743.0737 | 3642.4895 | 3538.2996 | 0 | -1080.5968
2030-02-27 | 9 | 153.4624 | 153.4624 | 0 | 0 | 0 | 3777.1387 | 3625.937 | 3785.2273 | 3743.0737 | 3642.4895 | 3538.2996 | 0 | -1080.5968
2030-02-27 | 10 | 153.4624 | 153.4624 | 0 | 0 | 0 | 3777.1387 | 3625.937 | 3785.2273 | 3743.0737 | 3642.4895 | 3538.2996 | 0 | -1080.5968
2030-02-27 | 11 | 153.4624 | 153.4624 | 0 | 0 | 0 | 3777.1387 | 3625.937 | 3785.2273 | 3743.0737 | 3642.4895 | 3538.2996 | 195.5594 | -1080.5968
2030-02-27 | 12 | 153.4624 | 153.4624 | 0 | 0 | 0 | 3777.1387 | 3625.937 | 3785.2273 | 3743.0737 | 3642.4895 | 3538.2996 | 218.4659 | -1080.5968
2030-02-27 | 13 | 153.4624 | 153.4624 | 0 | 0 | 0 | 3777.1387 | 3625.937 | 3785.2273 | 3743.0737 | 3642.4895 | 3538.2996 | 164.1468 | -1080.5968
2030-02-27 | 14 | 265.2921 | 306.9248 | 0 | 66.6321 | 66.6321 | 3777.1387 | 3625.937 | 3763.1526 | 3743.0737 | 3642.4895 | 3538.2996 | 110.0233 | -1080.5968
2030-02-27 | 15 | 306.9248 | 294.2601 | 0 | 66.6321 | 66.6321 | 3777.1387 | 3625.937 | 3655.0095 | 3743.0737 | 3642.4895 | 3538.2996 | 40.1267 | -1080.5968
2030-02-27 | 16 | 153.4624 | 153.4624 | 0 | 47.309 | 0 | 3777.1387 | 3625.937 | 470.5905 | 3743.0737 | 3642.4895 | 3538.2996 | 29.3467 | -1079.6691
2030-02-27 | 17 | 153.4624 | 153.4624 | 0 | 0 | 0 | 3777.1387 | 3625.937 | 1892.6136 | 3743.0737 | 3642.4895 | 3538.2996 | 336.0268 | -1011.6946
2030-02-27 | 18 | 153.4624 | 153.4624 | 0 | 0 | 0 | 3777.1387 | 3625.937 | -377.3309 | 3743.0737 | 3642.4895 | 3538.2996 | 74.6634 | -984.7481
2030-02-27 | 19 | 153.4624 | 153.4624 | 461.2665 | 0 | 0 | 3777.1387 | 3625.937 | -576.3257 | 2173.2969 | 1821.2448 | 3538.2996 | 323.5141 | -1041.3479
2030-02-27 | 20 | 153.4624 | 153.4624 | 646.4664 | 0 | 0 | 3777.1387 | 3625.937 | 0 | 692.3751 | 562.5574 | 3538.2996 | 76.8364 | -1080.5968
2030-02-27 | 21 | 153.4624 | 153.4624 | 646.4664 | 0 | 0 | 3777.1387 | 2341.4949 | 382.0086 | 0 | 0 | 3538.2996 | 0 | -1080.5968
2030-02-27 | 22 | 153.4624 | 153.4624 | 646.4664 | 0 | 0 | 3167.9114 | 1155.0229 | 461.7221 | -444.3636 | 0 | 3538.2996 | 0 | -1080.5968
2030-02-27 | 23 | 153.4624 | 153.4624 | 136.3439 | 0 | 0 | 3408.6685 | 168.9819 | 6.1689 | 0 | 0 | 2203.9436 | 90.7871 | -1080.5968
2030-02-27 | 24 | 153.4624 | 153.4624 | 646.4664 | 0 | 0 | 1888.5693 | 166.9224 | 0 | -33.2059 | 0 | 221.0139 | 0 | -1080.5968
2030-02-28 | 1 | 153.4624 | 153.4624 | 646.4664 | 0 | 0 | 1888.5693 | 166.9221 | 424.0296 | -516.0916 | 0 | 221.0149 | 0 | -1080.5968
2030-02-28 | 2 | 153.4624 | 153.4624 | 42.9861 | 0 | 0 | 1888.5693 | 166.9235 | 1344.4427 | -756.6057 | 0 | 1635.3412 | 0 | -1080.5968
2030-02-28 | 3 | 240.4643 | 153.4624 | 0 | 261.9028 | 266.4163 | 3777.1387 | 168.9811 | 1463.2268 | 468.6139 | 0 | 3328.8816 | 0 | -1080.5968
2030-02-28 | 4 | 153.4624 | 229.2164 | 0 | 133.2642 | 126.0822 | 3777.1387 | 2311.4805 | 679.0798 | 1871.5369 | 3642.4895 | 3538.2996 | 0 | -1080.5968
2030-02-28 | 5 | 153.4624 | 212.3464 | 0 | 133.2642 | 133.2642 | 3777.1387 | 3625.937 | 1613.5183 | 1825.0206 | 3642.4895 | 3538.2996 | 0 | -1080.5968
2030-02-28 | 6 | 153.4624 | 153.4624 | 0 | 133.2642 | 143.8753 | 3777.1387 | 3625.937 | 3785.2273 | 3743.0737 | 3642.4895 | 3538.2996 | 0 | -1080.5968
2030-02-28 | 7 | 153.4624 | 153.4624 | 0 | 199.8963 | 143.3607 | 3777.1387 | 3625.937 | 3785.2273 | 3743.0737 | 3642.4895 | 3538.2996 | 183.8928 | -1080.5968
2030-02-28 | 8 | 153.4624 | 241.4986 | 0 | 199.8963 | 199.8963 | 3777.1387 | 3625.937 | 3785.2273 | 3743.0737 | 3642.4895 | 3538.2996 | 485.2712 | -1080.5968
2030-02-28 | 9 | 306.9248 | 320.5451 | 0 | 133.2642 | 133.2642 | 3777.1387 | 3625.937 | 2667.6182 | 3743.0737 | 3642.4895 | 3538.2996 | 330.2799 | -1080.5968
2030-02-28 | 10 | 270.7917 | 306.9248 | 0 | 133.2642 | 133.2642 | 3777.1387 | 3625.937 | 3473.2815 | 3743.0737 | 3642.4895 | 3538.2996 | 485.2712 | -1080.5968
2030-02-28 | 11 | 306.9248 | 299.1185 | 0 | 133.2642 | 133.2642 | 3777.1387 | 3625.937 | 2184.6233 | 3743.0737 | 3642.4895 | 3538.2996 | 647.0283 | -1080.5968
2030-02-28 | 12 | 306.9248 | 306.9248 | 0 | 133.2642 | 132.7623 | 3777.1387 | 3625.937 | 1380.3226 | 1871.5369 | 1326.1759 | 3538.2996 | 647.0283 | -1080.5968
2030-02-28 | 13 | 460.3872 | 460.3872 | 0 | 199.8963 | 199.8963 | 3777.1387 | 3625.937 | 696.5037 | 1873.7865 | 1821.2448 | 3538.2996 | 647.0283 | -1080.5968
2030-02-28 | 14 | 460.3872 | 460.3872 | 0 | 266.4163 | 266.4163 | 3777.1387 | 3625.937 | -2.7895e-05 | 2466.6538 | 3105.7346 | 3538.2996 | 647.0283 | -1080.5968
2030-02-28 | 15 | 460.3872 | 460.3872 | 0 | 199.8963 | 236.1962 | 3777.1387 | 1952.7986 | 273.1109 | 3723.1194 | 1821.2448 | 3538.2996 | 617.2493 | -1080.5968
2030-02-28 | 16 | 323.8902 | 460.3872 | 92.3895 | 133.2642 | 133.2642 | 3777.1387 | 621.0194 | 58.8749 | 2411.6223 | 1821.2448 | 1769.1498 | 647.0283 | -1080.5968
2030-02-28 | 17 | 153.4624 | 153.4624 | 249.6688 | 133.2642 | 133.2642 | 3777.1387 | 215.953 | -607.8654 | 1871.5369 | 1821.2448 | 994.9241 | 647.0283 | -1080.5968
2030-02-28 | 18 | 153.4624 | 153.4624 | 646.4664 | 0 | 0 | 3777.1387 | 168.9812 | -451.2404 | 184.7126 | 0 | 3538.2996 | 647.0283 | -1080.5968
2030-02-28 | 19 | 306.9248 | 306.9248 | 646.4664 | 199.8963 | 199.8963 | 1888.5693 | 168.9811 | 0 | 1871.5369 | 0 | 1769.1498 | 647.0283 | -1080.5968
2030-02-28 | 20 | 460.3872 | 460.3872 | 646.4664 | 199.8963 | 199.8963 | 1888.5693 | 168.9814 | 0 | 1365.7107 | 0 | 2479.7175 | 581.7582 | -1080.5968
2030-02-28 | 21 | 153.4624 | 153.4624 | 646.4664 | 0 | 0 | 2541.365 | 168.9813 | -698.8901 | 0 | 0 | 3126.2515 | 222.086 | -1080.5968
2030-02-28 | 22 | 153.4624 | 153.4624 | 646.4664 | 0 | 0 | 3368.6001 | 168.9823 | -8.0468 | 0 | -396.4444 | 3036.4517 | 0 | -1080.5968
2030-02-28 | 23 | 153.4624 | 153.4624 | 646.4664 | 0 | 0 | 3777.1387 | 1622.1411 | 0 | 0 | -1098.152 | 3538.2996 | 0 | -1080.5968
2030-02-28 | 24 | 153.4624 | 153.4624 | 646.4664 | 0 | 0 | 3777.1387 | 168.98 | -793.1149 | 704.2549 | 1821.2448 | 2006.3606 | 0 | -1080.5968
2030-03-01 | 1 | 153.4624 | 153.4624 | 278.915 | 0 | 0 | 3777.1387 | 1682.1866 | -787.3729 | 1871.5369 | 1821.2448 | 3538.2996 | 0 | -1080.5968
2030-03-01 | 2 | 153.4624 | 153.4624 | 0 | 0 | 0 | 3777.1387 | 3625.937 | 3785.2273 | 3743.0737 | 3642.4895 | 3538.2996 | 0 | -1080.5968
2030-03-01 | 3 | 153.4624 | 153.4624 | 0 | 0 | 0 | 3777.1387 | 3625.937 | 3785.2273 | 3743.0737 | 3642.4895 | 3538.2996 | 0 | -1080.5968
2030-03-01 | 4 | 153.4624 | 153.4624 | 0 | 0 | 0 | 3777.1387 | 3625.937 | 3785.2273 | 3743.0737 | 3642.4895 | 3538.2996 | 0 | -1080.5968
2030-03-01 | 5 | 153.4624 | 153.4624 | 0 | 0 | 0 | 3777.1387 | 3625.937 | 3785.2273 | 3743.0737 | 3642.4895 | 3538.2996 | 0 | -1080.5968
2030-03-01 | 6 | 153.4624 | 153.4624 | 0 | 0 | 0 | 3777.1387 | 3625.937 | 3785.2273 | 3743.0737 | 3642.4895 | 3538.2996 | 0 | -1080.5968
2030-03-01 | 7 | 153.4624 | 153.4624 | 0 | 0 | 0 | 3777.1387 | 3625.937 | 3785.2273 | 3743.0737 | 3642.4895 | 3538.2996 | 182.7583 | -1080.5968
2030-03-01 | 8 | 153.4624 | 153.4624 | 0 | 0 | 0 | 3777.1387 | 3625.937 | 3785.2273 | 3743.0737 | 3642.4895 | 3538.2996 | 426.7202 | -1080.5968
2030-03-01 | 9 | 153.4624 | 153.4624 | 0 | 0 | 0 | 3777.1387 | 3625.937 | 3785.2273 | 3743.0737 | 3642.4895 | 3538.2996 | 566.5676 | -1080.5968
2030-03-01 | 10 | 153.4624 | 153.4624 | 0 | 0 | 0 | 3777.1387 | 3625.937 | 3785.2273 | 3743.0737 | 3642.4895 | 3538.2996 | 376.2649 | -1080.5968
2030-03-01 | 11 | 153.4624 | 153.4624 | 0 | 70.5856 | 133.2642 | 3777.1387 | 3625.937 | 3785.2273 | 3743.0737 | 3642.4895 | 3538.2996 | 323.5141 | -1080.5968
2030-03-01 | 12 | 153.4624 | 153.4624 | 0 | 199.8963 | 199.8963 | 3777.1387 | 3625.937 | 3785.2273 | 3743.0737 | 3642.4895 | 3538.2996 | 323.5141 | -1080.5968
2030-03-01 | 13 | 153.4624 | 153.4624 | 0 | 252.1909 | 199.8963 | 3777.1387 | 3625.937 | 3785.2273 | 3743.0737 | 3642.4895 | 3538.2996 | 485.2712 | -1080.5968
2030-03-01 | 14 | 153.4624 | 153.4624 | 0 | 266.4163 | 238.6992 | 3777.1387 | 3625.937 | 3785.2273 | 3743.0737 | 3642.4895 | 3538.2996 | 485.2712 | -1080.5968
2030-03-01 | 15 | 153.4624 | 153.4624 | 0 | 199.8963 | 199.8963 | 3777.1387 | 3625.937 | 3785.2273 | 3743.0737 | 3642.4895 | 3538.2996 | 485.2712 | -1080.5968
2030-03-01 | 16 | 306.9248 | 306.9248 | 0 | 199.8963 | 199.8963 | 3777.1387 | 3625.937 | 3785.2273 | 3743.0737 | 3642.4895 | 3538.2996 | 34.768 | -1080.5968
2030-03-01 | 17 | 460.3872 | 460.3872 | 0 | 199.8963 | 136.7906 | 3777.1387 | 3625.937 | 3016.0732 | 3743.0737 | 3642.4895 | 3538.2996 | 203.1116 | -1080.5968
2030-03-01 | 18 | 306.9248 | 407.227 | 0 | 133.2642 | 133.2642 | 3777.1387 | 3625.937 | 1846.7268 | 3743.0737 | 3642.4895 | 3538.2996 | 485.2712 | -1080.5968
2030-03-01 | 19 | 306.9248 | 283.7098 | 0 | 133.2642 | 109.9649 | 3777.1387 | 3625.937 | 1556.3577 | 3743.0737 | 3642.4895 | 3538.2996 | 485.2712 | -1080.5968
2030-03-01 | 20 | 210.8124 | 306.9248 | 0 | 133.2642 | 133.2642 | 3777.1387 | 3625.937 | 2248.2598 | 3743.0737 | 2344.8262 | 3538.2996 | 485.2712 | -1080.5968
2030-03-01 | 21 | 306.9248 | 210.2094 | 0 | 199.8963 | 199.8963 | 3777.1387 | 3625.937 | 3219.5496 | 3270.0913 | 3642.4895 | 3538.2996 | 542.2834 | -1080.5968
2030-03-01 | 22 | 153.4624 | 153.4624 | 0 | 199.8963 | 207.5979 | 3777.1387 | 3625.937 | 3785.2273 | 3743.0737 | 3642.4895 | 3538.2996 | 0 | -1080.5968
2030-03-01 | 23 | 153.4624 | 153.4624 | 0 | 199.8963 | 199.8963 | 3777.1387 | 3625.937 | 3785.2273 | 3743.0737 | 3642.4895 | 3538.2996 | 647.0283 | -1080.5968
2030-03-01 | 24 | 153.4624 | 44.3036 | 0 | 266.4163 | 266.4163 | 3777.1387 | 3625.937 | 3785.2273 | 3743.0737 | 3642.4895 | 3538.2996 | 0 | 1080.5968
2030-03-02 | 1 | 153.4624 | 153.4624 | 0 | 0 | 0 | 3777.1387 | 3625.937 | 3785.2273 | 3743.0737 | 3642.4895 | 3538.2996 | 485.2712 | -1080.5968
2030-03-02 | 2 | 153.4624 | 153.4624 | 0 | 133.2642 | 133.2642 | 3777.1387 | 3625.937 | 3785.2273 | 3743.0737 | 3642.4895 | 3538.2996 | 404.6591 | -1080.5968
2030-03-02 | 3 | 153.4624 | 153.4624 | 0 | 66.6321 | 21.2853 | 3777.1387 | 3625.937 | 3785.2273 | 3743.0737 | 3642.4895 | 3538.2996 | 250.0695 | -1080.5968
2030-03-02 | 4 | 153.4624 | 153.4624 | 0 | 199.8963 | 199.8963 | 3777.1387 | 3625.937 | 3785.2273 | 3743.0737 | 3642.4895 | 3538.2996 | 0 | -1080.5968
2030-03-02 | 5 | 153.4624 | 153.4624 | 0 | 199.8963 | 199.8963 | 3777.1387 | 3625.937 | 3785.2273 | 3743.0737 | 3642.4895 | 3538.2996 | 0 | -1080.5968
2030-03-02 | 6 | 153.4624 | 153.4624 | 0 | 199.8963 | 199.8963 | 3777.1387 | 3625.937 | 3785.2273 | 3743.0737 | 3642.4895 | 3538.2996 | 0 | -1080.5968
2030-03-02 | 7 | 153.4624 | 153.4624 | 0 | 266.4163 | 266.4163 | 3777.1387 | 3625.937 | 3785.2273 | 3743.0737 | 3642.4895 | 3538.2996 | 0 | -1080.5968
2030-03-02 | 8 | 153.4624 | 153.4624 | 0 | 199.8963 | 199.8963 | 3777.1387 | 3625.937 | 3785.2273 | 3743.0737 | 3642.4895 | 3538.2996 | 0 | -1080.5968
2030-03-02 | 9 | 153.4624 | 153.4624 | 0 | 199.8963 | 199.8963 | 3777.1387 | 3625.937 | 3785.2273 | 3743.0737 | 3642.4895 | 3538.2996 | 63.4303 | -1080.5968
2030-03-02 | 10 | 153.4624 | 153.4624 | 0 | 0 | 0 | 3777.1387 | 3625.937 | 3785.2273 | 3743.0737 | 3642.4895 | 3538.2996 | 0 | -1080.5968
2030-03-02 | 11 | 153.4624 | 153.4624 | 0 | 133.2642 | 133.2642 | 3777.1387 | 3625.937 | 3785.2273 | 3743.0737 | 3642.4895 | 3538.2983 | 0 | -1080.5968
2030-03-02 | 12 | 153.4624 | 153.4624 | 0 | 0 | 0 | 3777.1387 | 3625.937 | 3785.2273 | 3743.0737 | 3642.4895 | 3538.2996 | 0 | -1080.5968
2030-03-02 | 13 | 153.4624 | 153.4624 | 0 | 68.4509 | 133.2642 | 3777.1387 | 3625.937 | 3785.2273 | 3743.0737 | 3642.4895 | 3538.2996 | 0 | -1080.5968
2030-03-02 | 14 | 0 | 0 | 0 | 0 | 0 | 3777.1387 | 3511.4265 | 3785.2273 | 3743.0737 | 3642.4895 | 3538.2996 | 0 | -1080.5968
2030-03-02 | 15 | 0 | 0 | 0 | 0 | 0 | 3777.1387 | 1652.4498 | 3785.2273 | 3743.0737 | 3642.4895 | 3538.2996 | 0 | -1080.5968
2030-03-02 | 16 | 0 | 0 | 0 | 0 | 0 | 3777.1387 | 1705.2327 | 3785.2273 | 3743.0737 | 3642.4895 | 3538.2996 | 0 | -4.53e-06
2030-03-02 | 17 | 0 | 0 | 0 | 0 | 0 | 3777.1387 | 1949.0374 | 2228.2241 | 3743.0737 | 3642.4895 | 3538.2996 | 0 | -4.53e-06
2030-03-02 | 18 | 0 | 69.2176 | 0 | 0 | 0 | 3777.1387 | 1700.6899 | 2105.5251 | 3743.0737 | 3642.4895 | 3538.2996 | 0 | -1080.5968
2030-03-02 | 19 | 153.4624 | 153.4624 | 0 | 0 | 0 | 3777.1387 | 3555.5337 | 1995.8032 | 3743.0737 | 3642.4895 | 2855.1191 | 0 | -1080.5968
2030-03-02 | 20 | 153.4624 | 153.4624 | 0 | 0 | 0 | 3777.1387 | 3584.1223 | 1084.3715 | 3743.0737 | 3642.4895 | 1769.1497 | 0 | -1080.5968
2030-03-02 | 21 | 153.4624 | 153.4624 | 0 | 0 | 0 | 3777.1387 | 1812.9685 | -194.4232 | 3743.0737 | 3642.4895 | 2722.6172 | 0 | -1080.5968
2030-03-02 | 22 | 153.4624 | 153.4624 | 0 | 0 | 0 | 3777.1387 | 2630.2361 | -1577.4603 | 3743.0737 | 3642.4895 | 2624.4038 | 0 | -1080.5968
2030-03-02 | 23 | 153.4624 | 153.4624 | 0 | 0 | 0 | 3777.1387 | 215.9522 | -3185.405 | 2546.3892 | 3642.4895 | 1831.3138 | 414.957 | -1080.5968
2030-03-02 | 24 | 153.4624 | 153.4624 | 0 | 0 | 0 | 3777.1387 | 215.9529 | -3726.0984 | 4.53e-05 | 2027.7889 | 1769.1498 | 141.8237 | -1080.5968
2030-03-03 | 1 | 153.4624 | 153.4624 | 0 | 0 | 0 | 3777.1387 | 215.9508 | -3785.2273 | -541.4085 | 3604.6741 | 3538.2996 | 263.5195 | -1080.5968
2030-03-03 | 2 | 153.4624 | 153.4624 | 619.794 | 0 | 0 | 3777.1387 | 3625.937 | -2289.1118 | 0 | 1736.4822 | 3538.2996 | 0 | -1080.5968
2030-03-03 | 3 | 153.4624 | 153.4624 | 87.4728 | 0 | 0 | 3777.1387 | 3625.937 | -1892.6136 | 0 | 1095.6713 | 3538.2996 | 0 | -1080.5968
2030-03-03 | 4 | 153.4624 | 153.4624 | 0 | 0 | 0 | 3777.1387 | 3625.937 | -1552.0527 | 0 | 443.7835 | 3538.2996 | 0 | -1080.5968
2030-03-03 | 5 | 153.4624 | 153.4624 | 116.781 | 0 | 0 | 3777.1387 | 3625.937 | -903.7192 | 0 | 1030.9336 | 3538.2996 | 0 | -1080.5968
2030-03-03 | 6 | 153.4624 | 153.4624 | 383.9798 | 0 | 0 | 3777.1387 | 3625.937 | -507.6053 | 0 | 0 | 3538.2996 | 0 | -1080.5968
2030-03-03 | 7 | 153.4624 | 153.4624 | 616.4029 | 0 | 0 | 3777.1387 | 168.9809 | -700.1475 | 1092.6323 | 1821.2448 | 3538.2996 | 0 | -1080.5968
2030-03-03 | 8 | 153.4624 | 153.4624 | 361.2403 | 0 | 0 | 3777.1387 | 168.9811 | -563.5466 | 784.8568 | 1821.2448 | 3538.2996 | 0 | -1080.5968
2030-03-03 | 9 | 153.4624 | 153.4624 | 0 | 0 | 0 | 2237.6748 | 168.9812 | 0 | 1871.5369 | 1821.2448 | 2928.0535 | 0 | -1080.5968
2030-03-03 | 10 | 153.4624 | 153.4624 | 201.657 | 0 | 0 | 1898.1061 | 166.9225 | 0 | 1871.5369 | 1332.8469 | 221.0141 | 0 | -1080.5968
2030-03-03 | 11 | 153.4624 | 153.4624 | 444.3606 | 0 | 0 | 1888.5693 | 166.9224 | 202.3665 | 807.2668 | 1821.2448 | 221.0142 | 0 | -1080.5968
2030-03-03 | 12 | 153.4624 | 153.4624 | 562.157 | 0 | 0 | 1888.5693 | 166.9226 | 67.3669 | 0 | 1821.2448 | 1275.4978 | 0 | -1080.5968
2030-03-03 | 13 | 153.4624 | 153.4624 | 550.5765 | 0 | 0 | 2691.7561 | 168.9806 | 438.5056 | 0 | 614.2973 | 2874.7163 | 0 | -1080.5968
2030-03-03 | 14 | 153.4624 | 153.4624 | 525.8875 | 0 | 0 | 2967.7637 | 168.9811 | 771.3928 | 0 | 0 | 1985.781 | 0 | -1080.5968
2030-03-03 | 15 | 153.4624 | 153.4624 | 462.3182 | 0 | 0 | 1888.5693 | 166.9221 | 1026.2378 | 0 | 0 | 1451.7882 | 0 | -1080.5968
2030-03-03 | 16 | 153.4624 | 153.4624 | 456.8927 | 0 | 0 | 1888.5693 | 166.9228 | 1007.2562 | 0 | 0 | 1769.1498 | 0 | -1080.5968
2030-03-03 | 17 | 153.4624 | 153.4624 | 521.9874 | 0 | 0 | 2866.7002 | 168.9809 | 990.2231 | 0 | 0 | 3538.2996 | 0 | -1075.3806
2030-03-03 | 18 | 153.4624 | 153.4624 | 646.4664 | 0 | 0 | 1888.5693 | 3236.0339 | 575.3735 | 0 | 1414.9438 | 3538.2996 | 0 | -807.5054
2030-03-03 | 19 | 153.4624 | 153.4624 | 646.4664 | 0 | 0 | 1888.5693 | 3625.937 | 432.3524 | -964.4016 | 1821.2448 | 3538.2996 | 0 | -832.0446
2030-03-03 | 20 | 153.4624 | 153.4624 | 646.4664 | 66.6321 | 66.6321 | 1888.5693 | 3625.937 | 801.7119 | 0 | 749.9424 | 3538.2996 | 0 | -795.7545
2030-03-03 | 21 | 460.3872 | 321.3965 | 646.4664 | 199.8963 | 199.8963 | 1888.5693 | 3625.937 | 1245.3837 | 0 | 734.7718 | 3538.2996 | 0 | -760.6459
2030-03-03 | 22 | 460.3872 | 460.3872 | 646.4664 | 133.2642 | 133.9854 | 3777.1387 | 3625.937 | 972.0646 | -594.8441 | 1821.2448 | 3538.2996 | 0 | -712.7689
2030-03-03 | 23 | 460.3872 | 460.3872 | 523.1286 | 133.2642 | 148.9934 | 3777.1387 | 3625.937 | 927.9718 | 1871.5369 | 2318.2629 | 3538.2996 | 0 | -850.5035
2030-03-03 | 24 | 460.3872 | 460.3872 | 62.0021 | 104.5699 | 66.6321 | 3777.1387 | 3625.937 | 322.0951 | 1769.8824 | 3642.4895 | 3538.2996 | 0 | -1080.5968
2030-03-04 | 1 | 460.3872 | 439.9448 | 0 | 66.6321 | 71.3229 | 3777.1387 | 3625.937 | 279.2224 | 1871.5369 | 3157.0862 | 3538.2996 | 0 | -1080.5968
2030-03-04 | 2 | 436.287 | 460.3872 | 0 | 0 | 0 | 3777.1387 | 3625.937 | 12.6359 | -524.8436 | 3642.4895 | 3538.2996 | 0 | -1080.5968
2030-03-04 | 3 | 153.4624 | 153.4624 | 0 | 0 | 0 | 3777.1387 | 3625.937 | 779.401 | 161.4119 | 3642.4895 | 3538.2996 | 0 | -1080.5968
2030-03-04 | 4 | 153.4624 | 153.4624 | 0 | 0 | 0 | 3777.1387 | 3625.937 | 2059.9905 | 3743.0737 | 3642.4895 | 3538.2996 | 0 | -1080.5968
2030-03-04 | 5 | 153.4624 | 153.4624 | 0 | 199.8963 | 247.7298 | 3777.1387 | 3625.937 | 3785.2273 | 3743.0737 | 3642.4895 | 3538.2996 | 0 | -1080.5968
2030-03-04 | 6 | 153.4624 | 153.4624 | 0 | 199.8963 | 199.8963 | 3777.1387 | 3625.937 | 3785.2273 | 3743.0737 | 3642.4895 | 3538.2996 | 0 | -1080.5968
2030-03-04 | 7 | 306.9248 | 254.1436 | 216.3235 | 266.4163 | 266.4163 | 3777.1387 | 3625.937 | 3785.2273 | 3743.0737 | 3642.4895 | 3538.2996 | 0 | -1080.5968
2030-03-04 | 8 | 306.9248 | 380.4987 | 323.2332 | 266.4163 | 266.4163 | 3777.1387 | 3625.937 | 3785.2273 | 3743.0737 | 3642.4895 | 3538.2996 | 0 | -1080.5968
2030-03-04 | 9 | 342.2919 | 306.9248 | 646.4664 | 266.4163 | 266.4163 | 3777.1387 | 3625.937 | 3785.2273 | 3743.0737 | 3642.4895 | 3538.2996 | 0 | -1080.5968
2030-03-04 | 10 | 260.9095 | 306.9248 | 646.4664 | 266.4163 | 266.4163 | 3777.1387 | 3625.937 | 3785.2273 | 3743.0737 | 3642.4895 | 3538.2996 | 0 | -1080.5968
2030-03-04 | 11 | 306.9248 | 164.3936 | 646.4664 | 266.4163 | 266.4163 | 3777.1387 | 3625.937 | 3785.2273 | 3743.0737 | 3642.4895 | 3538.2996 | 16.111 | -1080.5968
2030-03-04 | 12 | 153.4624 | 153.4624 | 518.5951 | 266.4163 | 247.6807 | 3777.1387 | 3625.937 | 3785.2273 | 3743.0737 | 3642.4895 | 3538.3005 | 0 | -1080.5968
2030-03-04 | 13 | 153.4624 | 217.9788 | 646.4664 | 266.4163 | 266.4163 | 3777.1387 | 3625.937 | 3785.2273 | 3743.0737 | 3642.4895 | 3538.2996 | 0 | -1080.5968
2030-03-04 | 14 | 306.9248 | 363.7282 | 646.4664 | 133.2642 | 133.2642 | 3777.1387 | 3625.937 | 3698.0994 | 3743.0737 | 3642.4895 | 3538.2996 | 0 | -1080.5968
2030-03-04 | 15 | 258.2485 | 153.4624 | 646.4664 | 266.4163 | 266.4163 | 3777.1387 | 3625.937 | 3785.2273 | 3743.0737 | 3642.4895 | 3538.3005 | 0 | -1080.5968
2030-03-04 | 16 | 153.4624 | 291.0478 | 646.4664 | 266.4163 | 266.4163 | 3777.1387 | 3625.937 | 3785.2273 | 3743.0737 | 3642.4895 | 3538.2996 | 0 | -1080.5968
2030-03-04 | 17 | 153.4624 | 153.4624 | 646.4664 | 266.4163 | 266.4163 | 3777.1387 | 3625.937 | 3785.2273 | 3743.0737 | 3642.4895 | 3538.2983 | 0.40161 | -1080.5968
2030-03-04 | 18 | 153.4624 | 153.4624 | 56.8997 | 199.8963 | 199.8963 | 3777.1387 | 3625.937 | 3785.2273 | 3743.0737 | 3642.4895 | 3538.2996 | 545.6058 | -1080.5968
2030-03-04 | 19 | 153.4624 | 153.4624 | 646.4664 | 199.8963 | 161.6608 | 3777.1387 | 3625.937 | 3785.2273 | 3743.0737 | 3642.4895 | 3538.2996 | 101.4752 | -1080.5968
2030-03-04 | 20 | 153.4624 | 153.4624 | 582.371 | 199.8963 | 141.1333 | 3777.1387 | 3625.937 | 3785.2273 | 3743.0737 | 3642.4895 | 3538.2996 | 0 | -1080.5968
2030-03-04 | 21 | 153.4624 | 153.4624 | 646.4664 | 197.5164 | 133.2642 | 3777.1387 | 3625.937 | 3785.2273 | 3743.0737 | 3642.4895 | 3538.2996 | 0 | -1080.5968
2030-03-04 | 22 | 153.4624 | 153.4624 | 646.4664 | 133.2642 | 153.9491 | 3777.1387 | 3625.937 | 3785.2273 | 3743.0737 | 3642.4895 | 3538.2996 | 0 | -1080.5968
2030-03-04 | 23 | 153.4624 | 153.4624 | 646.4664 | 125.0706 | 133.2642 | 3777.1387 | 3625.937 | 3785.2273 | 3743.0737 | 3642.4895 | 3538.2996 | 0 | -1080.5968
2030-03-04 | 24 | 153.4624 | 153.4624 | 0 | 0 | 25.7312 | 3777.1387 | 3625.937 | 3785.2273 | 3743.0737 | 3642.4895 | 3538.2996 | 0 | -1080.5968
2030-03-05 | 1 | 0 | 0 | 0 | 232.2617 | 266.4163 | 3777.1387 | 3625.937 | 3785.2273 | 3743.0737 | 3642.4895 | 3538.2996 | 0 | 1080.5968
2030-03-05 | 2 | 153.4624 | 153.4624 | 0 | 0 | 0 | 3777.1387 | 3625.937 | 3785.2261 | 3743.0737 | 3642.4895 | 3538.2996 | 0 | -1080.5968
2030-03-05 | 3 | 153.4624 | 153.4624 | 216.3399 | 0 | 0 | 3777.1387 | 3625.937 | 3785.2273 | 3743.0737 | 3642.4895 | 3538.2996 | 0 | -1080.5968
2030-03-05 | 4 | 153.4624 | 153.4624 | 46.827 | 0 | 0 | 3777.1387 | 3625.937 | 3785.2273 | 3743.0737 | 3642.4895 | 3538.2996 | 0 | -1080.5968
2030-03-05 | 5 | 153.4624 | 153.4624 | 0 | 0 | 0 | 3777.1387 | 3625.937 | 3785.2273 | 3743.0737 | 3642.4895 | 3538.2996 | 0 | -1080.5968
2030-03-05 | 6 | 153.4624 | 153.4624 | 143.1268 | 133.2642 | 148.2754 | 3777.1387 | 3625.937 | 3785.2273 | 3743.0737 | 3642.4895 | 3538.2996 | 0 | -1080.5968
2030-03-05 | 7 | 153.4624 | 153.4624 | 74.47 | 0 | 0 | 3777.1387 | 3625.937 | 3785.2273 | 3743.0728 | 3642.4895 | 3538.2996 | 0 | -1080.5968
2030-03-05 | 8 | 153.4624 | 153.4624 | 25.0419 | 199.8963 | 199.8963 | 3777.1387 | 3625.937 | 3785.2273 | 3743.0737 | 3642.4895 | 3538.2996 | 0 | -1080.5968
2030-03-05 | 9 | 153.4624 | 153.4624 | 177.5011 | 75.5139 | 66.6321 | 3777.1387 | 3625.937 | 3785.2273 | 3743.0737 | 3642.4895 | 3538.2996 | 150.1771 | -1080.5968
2030-03-05 | 10 | 153.4624 | 153.4624 | 234.4816 | 0 | 0 | 3777.1387 | 3625.937 | 3785.2273 | 3743.0737 | 3642.4895 | 3538.2996 | 407.5177 | -1080.5968
2030-03-05 | 11 | 153.4624 | 153.4624 | 0 | 0 | 45.1464 | 3777.1387 | 3625.937 | 3785.2273 | 3743.0737 | 3642.4895 | 3538.2996 | 485.2712 | -1080.5968
2030-03-05 | 12 | 153.4624 | 153.4624 | 0 | 0 | 27.2402 | 3777.1387 | 3625.937 | 3785.2273 | 3743.0737 | 3642.4895 | 3538.2996 | 485.2712 | -1080.5968
2030-03-05 | 13 | 153.4624 | 153.4624 | 0 | 0 | 0 | 3777.1387 | 3625.937 | 3785.2273 | 3743.0737 | 3642.4895 | 3538.2996 | 346.5873 | -1080.5968
2030-03-05 | 14 | 153.4624 | 153.4624 | 0 | 0 | 0 | 3777.1387 | 3625.937 | 3785.2273 | 3743.0737 | 3642.4895 | 3538.2996 | 317.8579 | -1080.5968
2030-03-05 | 15 | 153.4624 | 153.4624 | 646.4664 | 0 | 0 | 3777.1387 | 3625.937 | 2937.4656 | 3743.0737 | 3642.4895 | 3538.2996 | 134.8649 | -1080.5968
2030-03-05 | 16 | 306.9248 | 306.9248 | 0 | 66.6321 | 47.2059 | 3777.1387 | 3625.937 | -715.7882 | 3743.0737 | 3642.4895 | 3538.2996 | 485.2712 | -1080.5968
2030-03-05 | 17 | 460.3872 | 460.3872 | 0 | 266.4163 | 266.4163 | 3777.1387 | 3625.937 | -208.952 | 2687.9722 | 3642.4895 | 3538.2996 | 485.2712 | -1080.5968
2030-03-05 | 18 | 460.3872 | 460.3872 | 0 | 266.4163 | 266.4163 | 3777.1387 | 3625.937 | 935.9489 | 1315.7698 | 1821.2448 | 3538.2996 | 485.2712 | -1080.5968
2030-03-05 | 19 | 460.3872 | 460.3872 | 173.6555 | 266.4163 | 266.4163 | 2803.1941 | 3549.0269 | 1157.5331 | 403.2348 | 1821.2448 | 3538.2996 | 281.4763 | -1080.5968
2030-03-05 | 20 | 460.3872 | 460.3872 | 646.4664 | 266.4163 | 266.4163 | 3717.3228 | 2785.9937 | 1768.2119 | 1871.5369 | 1821.2448 | 3538.2996 | 0 | -1080.5968
2030-03-05 | 21 | 460.3872 | 460.3872 | 646.4664 | 240.9494 | 199.8963 | 3777.1387 | 1481.084 | 2515.2612 | 1871.5369 | 2360.7568 | 3538.2996 | 0 | -1080.5968
2030-03-05 | 22 | 460.3872 | 460.3872 | 646.4664 | 199.8963 | 199.8963 | 3777.1387 | 1211.6633 | 3785.2273 | 3595.6211 | 3642.4895 | 1769.1498 | 0 | -1080.5968
2030-03-05 | 23 | 460.3872 | 460.3872 | 0 | 199.8963 | 199.8963 | 3777.1387 | 947.3359 | 3785.2273 | 1542.4012 | 3642.4895 | 2155.4187 | 432.6505 | -1080.5968
2030-03-05 | 24 | 460.3872 | 460.3872 | 519.5613 | 133.2642 | 133.2642 | 3777.1387 | 1812.9685 | 3785.2273 | 1811.4574 | 3642.4895 | 2026.4171 | 0 | -1080.5968
2030-03-06 | 1 | 460.3872 | 460.3872 | 0 | 199.8963 | 199.8963 | 3777.1387 | 168.9812 | 3785.2273 | 3743.0737 | 3642.4895 | 3114.1426 | 0 | -1080.5968
2030-03-06 | 2 | 460.3872 | 363.323 | 0 | 0 | 0 | 3777.1387 | 168.981 | 3785.2273 | 3743.0737 | 3642.4895 | 2229.394 | 0 | -1080.5968
2030-03-06 | 3 | 153.4624 | 153.4624 | 0 | 157.6275 | 199.8963 | 3777.1387 | 168.981 | 1180.5498 | 3743.0737 | 2073.2722 | 3538.2996 | 0 | -1080.5968
2030-03-06 | 4 | 153.4624 | 153.4624 | 0 | 0 | 0 | 3777.1387 | 168.9806 | 40.3493 | 3090.6926 | 1821.2448 | 3538.2996 | 0 | -1080.5968
2030-03-06 | 5 | 153.4624 | 153.4624 | 0 | 0 | 0 | 3777.1387 | 1812.9685 | 0 | 2391.3325 | 1821.2448 | 3538.2996 | 0 | -1080.5968
2030-03-06 | 6 | 153.4624 | 153.4624 | 0 | 0 | 0 | 3777.1387 | 2181.4822 | 0 | 2141.3252 | 1821.2448 | 3538.2996 | 0 | -1080.5968
2030-03-06 | 7 | 153.4624 | 153.4624 | 173.8428 | 0 | 0 | 3777.1387 | 3625.937 | -352.9326 | 3743.0737 | 3642.4895 | 3538.2996 | 0 | -1080.5968
2030-03-06 | 8 | 153.4624 | 153.4624 | 484.8498 | 0 | 0 | 3777.1387 | 3625.937 | 59.7623 | 3743.0737 | 3642.4895 | 3538.2996 | 0 | -1080.5968
2030-03-06 | 9 | 153.4624 | 153.4624 | 0 | 0 | 0 | 3777.1387 | 3625.937 | 2763.9802 | 3743.0737 | 3642.4895 | 3538.2996 | 323.5141 | -1080.5968
2030-03-06 | 10 | 153.4624 | 153.4624 | 0 | 0 | 0 | 3777.1387 | 3625.937 | 1622.0645 | 3743.0737 | 3642.4895 | 3538.2996 | 0 | -1080.5968
2030-03-06 | 11 | 153.4624 | 153.4624 | 0 | 0 | 0 | 3777.1387 | 3625.937 | 107.3398 | 3743.0737 | 3642.4895 | 3538.2996 | 0 | -1080.5968
2030-03-06 | 12 | 153.4624 | 153.4624 | 0 | 0 | 0 | 3777.1387 | 3625.937 | 507.3635 | 3743.0737 | 3642.4895 | 3538.2996 | 485.2712 | -1080.5968
2030-03-06 | 13 | 153.4624 | 153.4624 | 0 | 0 | 0 | 3777.1387 | 3625.937 | -1865.7845 | 3743.0737 | 3642.4895 | 3538.2996 | 485.2712 | -1080.5968
2030-03-06 | 14 | 153.4624 | 153.4624 | 0 | 0 | 0 | 3777.1387 | 3625.937 | -1771.3599 | 3743.0737 | 3051.1021 | 3538.2996 | 323.5141 | -1080.5968
2030-03-06 | 15 | 153.4624 | 153.4624 | 0 | 0 | 0 | 3777.1387 | 3625.937 | -1264.8287 | 2694.6255 | 1821.2448 | 3538.2996 | 483.5191 | -1080.5968
2030-03-06 | 16 | 153.4624 | 153.4624 | 484.8498 | 0 | 0 | 3187.7959 | 1769.7307 | 320.64 | 1764.5541 | 0 | 1769.1498 | 0 | -1080.5968
2030-03-06 | 17 | 153.4624 | 153.4624 | 646.4664 | 0 | 0 | 2195.5793 | 168.9809 | 0 | 1871.5369 | 1821.2448 | 1734.5442 | 0 | -1080.5968
2030-03-06 | 18 | 153.4624 | 153.4624 | 646.4664 | 0 | 0 | 3250.5066 | 168.9812 | 13.1851 | -1264.9822 | 0 | 3538.2996 | 0 | -1080.5968
2030-03-06 | 19 | 153.4624 | 153.4624 | 646.4664 | 0 | 0 | 3777.1387 | 1812.9685 | -341.1246 | -1871.5369 | 602.4993 | 3538.2996 | 0 | -1080.5968
2030-03-06 | 20 | 153.4624 | 153.4624 | 646.4664 | 199.8963 | 199.8963 | 3777.1387 | 168.9819 | 183.2729 | -1033.4517 | -835.8973 | 3538.2996 | 0 | -1080.5968
2030-03-06 | 21 | 306.9248 | 304.899 | 646.4664 | 133.2642 | 133.2642 | 1888.5693 | 168.9815 | 295.8805 | 0 | 0 | 1645.3325 | 0 | -1080.5968
2030-03-06 | 22 | 153.4624 | 153.4624 | 646.4664 | 162.1275 | 133.2642 | 1888.5693 | 166.9225 | 530.3223 | 0 | 0 | 221.0145 | 0 | -1080.5968
2030-03-06 | 23 | 153.4624 | 153.4624 | 646.4664 | 0 | 0 | 1888.5693 | 166.9224 | 802.5336 | -782.6609 | 838.99 | 221.0124 | 0 | -1080.5968
2030-03-06 | 24 | 153.4624 | 216.7768 | 152.3304 | 0 | 0 | 1888.5693 | 166.9223 | 726.5847 | -735.2115 | 1821.2448 | 1056.0426 | 0 | -1080.5968
2030-03-07 | 1 | 295.8327 | 153.4624 | 646.4664 | 133.2642 | 147.7085 | 2051.0139 | 591.2986 | 937.8015 | 0 | 1821.2448 | 3538.2996 | 0 | -1080.5968
2030-03-07 | 2 | 460.3872 | 460.3872 | 14.9882 | 199.8963 | 242.1224 | 3777.1387 | 3625.937 | 711.7354 | 0 | 1915.8668 | 3538.2996 | 0 | -1080.5968
2030-03-07 | 3 | 460.3872 | 460.3872 | 0 | 199.8963 | 199.8963 | 3777.1387 | 3625.937 | 667.462 | 3743.0737 | 3642.4895 | 3538.2996 | 0 | -1080.5968
2030-03-07 | 4 | 153.4624 | 305.6328 | 127.0864 | 266.4163 | 266.4163 | 3777.1387 | 3625.937 | 3785.2273 | 3743.0737 | 3642.4895 | 3538.2996 | 0 | -1080.5968
2030-03-07 | 5 | 153.4624 | 153.4624 | 0 | 199.8963 | 199.8963 | 3777.1387 | 3625.937 | 3785.2273 | 3743.0737 | 3642.4895 | 3538.2996 | 0 | -1080.5968
2030-03-07 | 6 | 153.4624 | 153.4624 | 0 | 152.0428 | 199.8963 | 3777.1387 | 3625.937 | 3785.2273 | 3743.0737 | 3642.4895 | 3538.2996 | 0 | -1080.5968
2030-03-07 | 7 | 153.4624 | 153.4624 | 0 | 133.2642 | 133.2642 | 3777.1387 | 3625.937 | 3785.2273 | 3743.0737 | 3642.4895 | 3538.2996 | 0 | -1080.5968
2030-03-07 | 8 | 153.4624 | 153.4624 | 0 | 133.2642 | 159.3179 | 3777.1387 | 3625.937 | 3785.2273 | 3743.0737 | 3642.4895 | 3538.2996 | 119.0072 | -1080.5968
2030-03-07 | 9 | 153.4624 | 153.4624 | 0 | 178.6803 | 133.2642 | 3777.1387 | 3625.937 | 3785.2273 | 3743.0737 | 3642.4895 | 3538.2996 | 372.0508 | -1080.5968
2030-03-07 | 10 | 153.4624 | 153.4624 | 0 | 133.2642 | 142.6781 | 3777.1387 | 3625.937 | 3785.2273 | 3743.0737 | 3642.4895 | 3538.2996 | 585.5991 | -1080.5968
2030-03-07 | 11 | 153.4624 | 153.4624 | 0 | 266.4163 | 234.9032 | 3777.1387 | 3625.937 | 3785.2273 | 3743.0737 | 3642.4895 | 3538.2996 | 485.2712 | -1080.5968
2030-03-07 | 12 | 153.4624 | 153.4624 | 0 | 240.5889 | 266.4163 | 3777.1387 | 3625.937 | 3785.2273 | 3743.0737 | 3642.4895 | 3538.2996 | 485.2712 | -1080.5968
2030-03-07 | 13 | 153.4624 | 153.4624 | 0 | 266.4163 | 205.5734 | 3777.1387 | 3625.937 | 3785.2273 | 3743.0737 | 3642.4895 | 3538.2996 | 0 | -1080.5968
2030-03-07 | 14 | 153.4624 | 153.4624 | 0 | 199.8963 | 199.8963 | 3777.1387 | 3625.937 | 3785.2273 | 3743.0737 | 3642.4895 | 3538.2996 | 0 | -1080.5968
2030-03-07 | 15 | 153.4624 | 153.4624 | 0 | 178.9626 | 199.8963 | 3777.1387 | 3625.937 | 3785.2273 | 3743.0737 | 3642.4895 | 3538.2996 | 0 | -1080.5968
2030-03-07 | 16 | 153.4624 | 153.4624 | 0 | 133.2642 | 155.0597 | 3777.1387 | 3625.937 | 3785.2273 | 3743.0737 | 3642.4895 | 3538.2996 | 485.2712 | -1080.5968
2030-03-07 | 17 | 98.2833 | 153.4624 | 211.4368 | 120.0268 | 66.6321 | 3777.1387 | 3625.937 | 3785.2273 | 3743.0737 | 3642.4895 | 3538.2996 | 0 | -1080.5968
2030-03-07 | 18 | 153.4624 | 153.4624 | 0 | 133.2642 | 108.7069 | 3777.1387 | 3625.937 | 3785.2273 | 3743.0737 | 3642.4895 | 3538.2996 | 323.5141 | -1080.5968
2030-03-07 | 19 | 153.4624 | 153.4624 | 0 | 133.2642 | 133.2642 | 3777.1387 | 3625.937 | 3785.2273 | 3743.0737 | 3642.4895 | 3538.2996 | 485.2712 | -1080.5968
2030-03-07 | 20 | 153.4624 | 153.4624 | 0 | 199.8963 | 175.6934 | 3777.1387 | 3625.937 | 3785.2273 | 3743.0737 | 3642.4895 | 3538.2996 | 485.2712 | -1080.5968
2030-03-07 | 21 | 0 | 65.1912 | 21.203 | 266.4163 | 266.4163 | 3777.1387 | 3625.937 | 3785.2273 | 3743.0737 | 3642.4895 | 3538.2996 | 0 | 1080.5968
2030-03-07 | 22 | 153.4624 | 153.4624 | 0 | 199.8963 | 199.8963 | 3777.1387 | 3625.937 | 3785.2273 | 3743.0737 | 3642.4895 | 3538.2996 | 485.2712 | -1080.5968
2030-03-07 | 23 | 153.4624 | 153.4624 | 0 | 266.4163 | 266.4163 | 3777.1387 | 3625.937 | 3785.2273 | 3743.0737 | 3642.4895 | 3538.2996 | 323.5141 | -1080.5968
2030-03-07 | 24 | 153.4624 | 153.4624 | 0 | 199.8963 | 199.8963 | 3777.1387 | 3625.937 | 3785.2273 | 3743.0737 | 3642.4895 | 3538.2996 | 129.4382 | -1080.5968
2030-03-08 | 1 | 153.4624 | 153.4624 | 0 | 266.4163 | 266.4163 | 3777.1387 | 3625.937 | 3785.2273 | 3743.0737 | 3642.4895 | 3538.2996 | 0 | -1080.5968
2030-03-08 | 2 | 153.4624 | 153.4624 | 0 | 266.4163 | 266.4163 | 3777.1387 | 3625.937 | 3785.2273 | 3743.0737 | 3642.4895 | 3538.2996 | 0 | -1080.5968
2030-03-08 | 3 | 153.4624 | 153.4624 | 0 | 266.4163 | 266.4163 | 3777.1387 | 3625.937 | 2195.9314 | 3743.0737 | 3642.4895 | 3538.2996 | 0 | -1080.5968
2030-03-08 | 4 | 153.4624 | 28.2463 | 0 | 266.4163 | 266.4163 | 3777.1387 | 3625.937 | 1922.6884 | 3743.0737 | 3642.4895 | 3538.2996 | 0 | -1080.5968
2030-03-08 | 5 | 153.4624 | 153.4624 | 0 | 266.4163 | 266.4163 | 3777.1387 | 3625.937 | 3785.2273 | 3743.0737 | 3642.4895 | 3538.2996 | 0 | -1080.5968
2030-03-08 | 6 | 153.4624 | 153.4624 | 0 | 199.8963 | 199.8963 | 3777.1387 | 3625.937 | 3785.2273 | 3743.0737 | 3642.4895 | 3538.2996 | 0 | -1080.5968
2030-03-08 | 7 | 153.4624 | 153.4624 | 0 | 199.8963 | 154.8636 | 3777.1387 | 3625.937 | 3785.2273 | 3743.0737 | 3642.4895 | 3538.2996 | 0 | -1080.5968
2030-03-08 | 8 | 153.4624 | 153.4624 | 0 | 0 | 0 | 3777.1387 | 3625.937 | 3785.2273 | 3743.0737 | 3642.4895 | 3538.2996 | 0 | -1080.5968
2030-03-08 | 9 | 153.4624 | 153.4624 | 0 | 0 | 0 | 3777.1387 | 3625.937 | 3785.2273 | 3743.0737 | 3642.4895 | 3538.2996 | 0 | -1080.5968
2030-03-08 | 10 | 153.4624 | 153.4624 | 0 | 0 | 0 | 3777.1387 | 3625.937 | 3785.2273 | 3743.0737 | 3642.4895 | 3538.2996 | 0 | -1080.5968
2030-03-08 | 11 | 153.4624 | 153.4624 | 0 | 0 | 0 | 3777.1387 | 3625.937 | 3785.2273 | 3743.0737 | 3642.4895 | 3538.2996 | 0 | -1080.5968
2030-03-08 | 12 | 153.4624 | 153.4624 | 0 | 0 | 0 | 3777.1387 | 3625.937 | 3785.2273 | 3743.0737 | 3642.4895 | 3538.2996 | 0 | -1080.5968
2030-03-08 | 13 | 306.9248 | 197.5996 | 0 | 199.8963 | 199.8963 | 3777.1387 | 3625.937 | 2960.303 | 3743.075 | 3642.4895 | 3538.2996 | 0 | -1080.5968
2030-03-08 | 14 | 423.5588 | 306.9248 | 0 | 266.4163 | 266.4163 | 3777.1387 | 3625.937 | 3785.2273 | 3743.0737 | 3642.4895 | 3538.2996 | 0 | 1080.5968
2030-03-08 | 15 | 153.4624 | 153.4624 | 0 | 0 | 0 | 3777.1387 | 3625.937 | 3785.2273 | 3743.0737 | 3642.4895 | 3538.2996 | 291.8347 | -1080.5968
2030-03-08 | 16 | 153.4624 | 153.4624 | 0 | 0 | 0 | 3777.1387 | 3625.937 | 3357.3359 | 3743.0737 | 3642.4895 | 3538.2996 | 323.5141 | -1080.5968
2030-03-08 | 17 | 153.4624 | 153.4624 | 0 | 0 | 0 | 3777.1387 | 3625.937 | 3267.2632 | 3743.0737 | 3642.4895 | 3538.2996 | 63.8105 | -1080.5968
2030-03-08 | 18 | 153.4624 | 153.4624 | 0 | 0 | 0 | 3777.1387 | 3625.937 | 3511.6311 | 3743.0737 | 3642.4895 | 3538.2996 | 0 | -1080.5968
2030-03-08 | 19 | 153.4624 | 153.4624 | 0 | 0 | 0 | 3777.1387 | 3625.937 | 860.2943 | 3743.0737 | 3642.4895 | 3538.2996 | 0 | -1080.5968
2030-03-08 | 20 | 153.4624 | 153.4624 | 61.6453 | 0 | 0 | 3777.1387 | 3625.937 | 114.4944 | 3743.0737 | 3642.4895 | 3538.2996 | 0 | -1080.5968
2030-03-08 | 21 | 153.4624 | 153.4624 | 0 | 0 | 0 | 3777.1387 | 3625.937 | -400.2138 | 3743.0737 | 3642.4895 | 3538.2996 | 0 | -1080.5968
2030-03-08 | 22 | 153.4624 | 153.4624 | 0 | 0 | 0 | 3777.1387 | 3625.937 | -1527.275 | 3743.0737 | 3642.4895 | 3538.2996 | 0 | -1080.5968
2030-03-08 | 23 | 153.4624 | 153.4624 | 0 | 0 | 0 | 3777.1387 | 3625.937 | -1502.4686 | 3743.0737 | 3642.4895 | 3538.2996 | 0 | -1080.5968
2030-03-08 | 24 | 153.4624 | 153.4624 | 0 | 0 | 0 | 3777.1387 | 3625.937 | 585.0464 | 3743.0737 | 3642.4895 | 3538.2996 | 0 | -1080.5968
2030-03-09 | 1 | 0 | 0 | 0 | 0 | 0 | 3777.1387 | 3625.937 | -2212.6516 | 3743.0737 | 3642.4895 | 3538.2996 | 0 | -1080.5968
2030-03-09 | 2 | 0 | 0 | 0 | 0 | 0 | 3777.1387 | 3625.937 | -3785.2273 | 768.2928 | 3642.4895 | 3538.2996 | 0 | -4.53e-06
2030-03-09 | 3 | 0 | 0 | 0 | 0 | 0 | 3777.1387 | 3625.937 | -3785.2273 | -1713.0924 | 3642.4895 | 3538.2996 | 0 | -4.53e-06
2030-03-09 | 4 | 0 | 0 | 0 | 0 | 0 | 3777.1387 | 3615.0942 | -3785.2273 | -375.6534 | 2258.7812 | 3538.2996 | 0 | 540.2984
2030-03-09 | 5 | 0 | 0 | 0 | 0 | 0 | 3777.1387 | 3625.937 | -3785.2273 | -26.5827 | 1864.6377 | 3538.2996 | 0 | 540.2984
2030-03-09 | 6 | 0 | 0 | 0 | 0 | 0 | 3777.1387 | 3625.937 | -3785.2273 | -1102.4102 | 2965.1995 | 3538.2996 | 0 | -4.53e-06
2030-03-09 | 7 | 0 | 0 | 0 | 0 | 0 | 3777.1387 | 3625.937 | -3044.7104 | -574.4252 | 1821.2448 | 3538.2996 | 0 | -1080.5968
2030-03-09 | 8 | 0 | 0 | 0 | 0 | 0 | 3777.1387 | 3625.937 | -3228.0977 | -1162.1189 | 1821.2448 | 3538.2996 | 0 | -1080.5968
2030-03-09 | 9 | 0 | 31.2948 | 56.5676 | 0 | 0 | 3777.1387 | 3625.937 | -3735.179 | -501.1998 | 3642.4895 | 3538.2996 | 0 | -1080.5968
2030-03-09 | 10 | 153.4624 | 153.4624 | 574.9954 | 0 | 0 | 3777.1387 | 3625.937 | -2253.4365 | -578.4595 | 1821.2448 | 3538.2996 | 0 | -1080.5968
2030-03-09 | 11 | 153.4624 | 153.4624 | 646.4664 | 0 | 0 | 3777.1387 | 1812.9685 | -2297.1658 | -2606.9265 | 1821.2448 | 3538.2996 | 0 | -1080.5968
2030-03-09 | 12 | 153.4624 | 153.4624 | 646.4664 | 0 | 0 | 3777.1387 | 168.9813 | -2070.3035 | -1871.5369 | 1243.8832 | 3538.2996 | 0 | -1080.5968
2030-03-09 | 13 | 153.4624 | 153.4624 | 646.4664 | 0 | 0 | 3777.1387 | 168.9828 | -1355.1357 | -3486.9221 | 0 | 3538.2996 | 0 | -1080.5968
2030-03-09 | 14 | 153.4624 | 153.4624 | 643.8536 | 0 | 0 | 2998.1052 | 166.9226 | -1285.4227 | -3743.0737 | 0 | 3463.7383 | 0 | -1080.5968
2030-03-09 | 15 | 153.4624 | 153.4624 | 570.7268 | 0 | 0 | 3759.3235 | 166.9228 | -1256.0649 | -3743.0737 | 0 | 1769.1498 | 0 | -1080.5968
2030-03-09 | 16 | 153.4624 | 153.4624 | 523.176 | 0 | 0 | 1888.5693 | 166.9226 | -808.58 | -3743.0737 | 0 | 1594.3862 | 0 | -1080.5968
2030-03-09 | 17 | 153.4624 | 153.4624 | 558.0004 | 0 | 0 | 2182.6201 | 166.9219 | -950.0822 | -3743.0737 | 0 | 1769.1498 | 0 | -1080.5968
2030-03-09 | 18 | 153.4624 | 153.4624 | 646.4664 | 0 | 0 | 3777.1387 | 166.9222 | -1139.9269 | -3743.0737 | 0 | 3188.0908 | 0 | -1080.5968
2030-03-09 | 19 | 153.4624 | 153.4624 | 646.4664 | 0 | 0 | 3777.1387 | 168.9812 | -750.9169 | -1871.5369 | 51.2022 | 3538.2996 | 0 | -1080.5968
2030-03-09 | 20 | 153.4624 | 153.4624 | 646.4664 | 0 | 0 | 3777.1387 | 371.4809 | -778.5989 | -1265.2634 | 0 | 3538.2996 | 0 | -1080.5968
2030-03-09 | 21 | 153.4624 | 153.4624 | 646.4664 | 0 | 0 | 3777.1387 | 604.4001 | -934.342 | -998.9457 | 165.8862 | 3538.2996 | 0 | -1080.5968
2030-03-09 | 22 | 153.4624 | 153.4624 | 646.4664 | 0 | 0 | 3777.1387 | 168.9815 | -1230.5347 | -1524.1731 | 0 | 3538.2996 | 0 | -1080.5968
2030-03-09 | 23 | 153.4624 | 153.4624 | 438.6988 | 0 | 0 | 3777.1387 | 168.9816 | -960.3075 | -2277.251 | -1821.2448 | 3538.2996 | 0 | -1080.5968
2030-03-09 | 24 | 153.4624 | 153.4624 | 64.5427 | 0 | 0 | 3777.1387 | 168.9812 | -1480.4509 | -3743.0737 | -1058.5569 | 3538.2996 | 0 | -1080.5968
2030-03-10 | 1 | 153.4624 | 153.4624 | 0 | 0 | 0 | 3777.1387 | 166.9229 | -1797.5118 | -3743.0737 | 0 | 3111.1299 | 0 | -1080.5968
2030-03-10 | 2 | 153.4624 | 153.4624 | 0 | 0 | 0 | 3777.1387 | 168.9809 | -2005.8783 | -3743.0737 | -1328.3545 | 3538.2996 | 0 | -1080.5968
2030-03-10 | 3 | 153.4624 | 153.4624 | 0 | 0 | 0 | 3777.1387 | 1778.3621 | -1909.6045 | -1452.2855 | -765.6471 | 3538.2996 | 0 | 1080.5968
2030-03-10 | 4 | 0 | 0 | 0 | 0 | 0 | 3777.1387 | 742.8145 | -2204.0959 | -1424.1135 | 0 | 3538.2996 | 0 | 1080.5968
2030-03-10 | 5 | 0 | 0 | 0 | 133.2642 | 156.8098 | 3777.1387 | 230.9867 | -1355.1555 | 0 | -1883.3484 | 3538.2996 | 0 | 1080.5968
2030-03-10 | 6 | 35.387 | 0 | 0 | 199.8963 | 199.8963 | 3777.1387 | 230.9864 | -2058.269 | -1467.4542 | -439.3317 | 3538.2996 | 0 | -228.0889
2030-03-10 | 7 | 0 | 1.3625 | 0 | 199.8963 | 199.8963 | 3777.1387 | 230.9868 | -2234.6311 | -955.6921 | 278.6465 | 3538.2996 | 0 | -1080.5968
2030-03-10 | 8 | 153.4624 | 153.4624 | 0 | 199.8963 | 170.1282 | 3777.1387 | 168.981 | -2321.7188 | -1288.8413 | 1821.2448 | 3538.2996 | 0 | -1080.5968
2030-03-10 | 9 | 0 | 0 | 0 | 0 | 0 | 3777.1387 | 168.9812 | -1719.8468 | -1933.3175 | 1821.2448 | 3538.2996 | 0 | -1080.5968
2030-03-10 | 10 | 0 | 60.5782 | 177.7668 | 0 | 0 | 3777.1387 | 168.9811 | -819.283 | 154.6879 | 2204.8757 | 2793.4968 | 0 | -1080.5968
2030-03-10 | 11 | 0 | 0 | 286.6522 | 0 | 0 | 3777.1387 | 230.9839 | -23.7571 | 2764.3733 | 1821.2448 | 3162.0786 | 0 | -1080.5968
2030-03-10 | 12 | 0 | 0 | 409.4366 | 0 | 0 | 3777.1387 | 3625.937 | 0 | 3743.0737 | 1180.9354 | 2641.0342 | 0 | -1080.5968
2030-03-10 | 13 | 153.4624 | 153.4624 | 441.3071 | 66.6321 | 51.7726 | 3777.1387 | 3625.937 | 801.6356 | 3743.0737 | 3642.4895 | 1714.3933 | 0 | -1080.5968
2030-03-10 | 14 | 153.4624 | 153.4624 | 484.8498 | 0 | 23.1561 | 3777.1387 | 3625.937 | 2908.0825 | 3743.0737 | 3642.4895 | 1693.0546 | 0 | -1080.5968
2030-03-10 | 15 | 153.4624 | 153.4624 | 646.4664 | 66.6321 | 0.94303 | 3777.1387 | 3625.937 | 2830.3438 | 3743.0737 | 3642.4895 | 1803.6204 | 0 | -1080.5968
2030-03-10 | 16 | 153.4624 | 153.4624 | 646.4664 | 65.4665 | 0 | 3777.1387 | 3625.937 | 1484.4491 | 3743.0737 | 3642.4895 | 2180.3718 | 0 | -1080.5968
2030-03-10 | 17 | 153.4624 | 153.4624 | 646.4664 | 199.8963 | 228.84 | 3777.1387 | 3625.937 | -336.9803 | 3743.0737 | 3642.4895 | 3538.2996 | 0 | -1080.5968
2030-03-10 | 18 | 153.4624 | 153.4624 | 646.4664 | 66.6321 | 66.6321 | 3777.1387 | 3625.937 | -1530.5922 | 3531.2393 | 3642.4895 | 3538.2996 | 0 | -958.4736
2030-03-10 | 19 | 153.4624 | 153.4624 | 646.4664 | 0 | 0 | 3777.1387 | 3625.937 | -988.6641 | 3743.0737 | 3642.4895 | 3538.2996 | 0 | -953.0983
2030-03-10 | 20 | 153.4624 | 153.4624 | 646.4664 | 0 | 0 | 3777.1387 | 3625.937 | -379.5225 | 3743.0737 | 3642.4895 | 3538.2996 | 0 | -828.1439
2030-03-10 | 21 | 153.4624 | 153.4624 | 646.4664 | 0 | 0 | 3777.1387 | 3625.937 | -67.5291 | 3743.0737 | 3642.4895 | 3538.2996 | 0 | -1007.8508
2030-03-10 | 22 | 153.4624 | 153.4624 | 646.4664 | 0 | 0 | 3777.1387 | 3625.937 | 1162.0121 | 3743.0737 | 3642.4895 | 3538.2996 | 0 | -1080.5968
2030-03-10 | 23 | 153.4624 | 153.4624 | 521.412 | 0 | 0 | 3777.1387 | 3625.937 | 1682.3761 | 3743.0737 | 3642.4895 | 3538.2996 | 0 | -1080.5968
2030-03-10 | 24 | 153.4624 | 153.4624 | 22.6592 | 0 | 0 | 3777.1387 | 3625.937 | 973.1849 | 3743.0737 | 3642.4895 | 3538.2996 | 0 | -1080.5968
2030-03-11 | 1 | 153.4624 | 153.4624 | 116.3828 | 0 | 0 | 3777.1387 | 3625.937 | 1422.6139 | 3743.0737 | 3642.4895 | 3538.2996 | 0 | -4.53e-06
2030-03-11 | 2 | 0 | 0 | 0 | 0 | 0 | 3777.1387 | 3625.937 | -157.2851 | 3743.0737 | 3642.4895 | 3538.2996 | 0 | -1080.5968
2030-03-11 | 3 | 0 | 0 | 0 | 0 | 0 | 3777.1387 | 3625.937 | -1597.3241 | 3743.0737 | 3642.4895 | 3538.2996 | 0 | 1080.5968
2030-03-11 | 4 | 0 | 0 | 0 | 0 | 0 | 3777.1387 | 3625.937 | -566.7067 | 3743.0737 | 3642.4895 | 3538.2996 | 0 | 1080.5968
2030-03-11 | 5 | 0 | 0 | 0 | 0 | 0 | 3777.1387 | 3625.937 | 273.2595 | 3743.0737 | 3642.4895 | 3538.2996 | 0 | 1080.5968
2030-03-11 | 6 | 0 | 0 | 323.2332 | 0 | 0 | 3777.1387 | 3625.937 | 1892.6136 | 3743.0737 | 3642.4895 | 3538.2996 | 0 | -4.53e-06
2030-03-11 | 7 | 0 | 0 | 0 | 0 | 0 | 3777.1387 | 3625.937 | 3785.2273 | 3743.0737 | 3642.4895 | 3538.2996 | 0 | -1080.5968
2030-03-11 | 8 | 0 | 0 | 0 | 0 | 0 | 3777.1387 | 3625.937 | 3785.2273 | 3743.0737 | 3642.4895 | 3538.2996 | 0 | 1080.5968
2030-03-11 | 9 | 153.4624 | 153.4624 | 0 | 0 | 0 | 3777.1387 | 3625.937 | 3785.2273 | 3743.0737 | 3642.4895 | 3538.2996 | 485.2712 | -1080.5968
2030-03-11 | 10 | 0 | 0 | 0 | 0 | 0 | 3777.1387 | 3625.937 | 3785.2273 | 3743.0737 | 3642.4895 | 3538.2996 | 301.6598 | 1080.5968
2030-03-11 | 11 | 153.4624 | 153.4624 | 0 | 0 | 0 | 3777.1387 | 3625.937 | 3785.2273 | 3743.0737 | 3642.4895 | 3538.2996 | 323.5141 | -1080.5968
2030-03-11 | 12 | 153.4624 | 153.4624 | 0 | 0 | 0 | 3777.1387 | 3625.937 | 3708.0891 | 3743.0737 | 3642.4895 | 3538.2996 | 196.9498 | -1080.5968
2030-03-11 | 13 | 153.4624 | 153.4624 | 0 | 0 | 28.9637 | 3777.1387 | 3625.937 | 2056.1284 | 3743.0737 | 3642.4895 | 3538.2996 | 311.9972 | -1080.5968
2030-03-11 | 14 | 153.4624 | 153.4624 | 0 | 66.6321 | 9.301 | 3777.1387 | 3625.937 | 2658.0491 | 3743.0737 | 3642.4895 | 3538.2996 | 0 | -1080.5968
2030-03-11 | 15 | 153.4624 | 153.4624 | 0 | 0 | 0 | 3777.1387 | 3625.937 | 3785.2273 | 3743.0737 | 3642.4895 | 3538.2996 | 3.8651 | -1080.5968
2030-03-11 | 16 | 153.4624 | 153.4624 | 321.1987 | 148.2054 | 133.2642 | 3777.1387 | 1212.9336 | 2830.5439 | 3743.0737 | 3642.4895 | 3538.2996 | 0 | 1080.5968
2030-03-11 | 17 | 153.4624 | 153.4624 | 646.4664 | 199.8963 | 208.2975 | 3777.1387 | 168.9812 | 1353.7996 | 2201.7402 | 3642.4895 | 3538.2996 | 0 | -1080.5968
2030-03-11 | 18 | 153.4624 | 219.3876 | 646.4664 | 266.4163 | 266.4163 | 3777.1387 | 1812.9685 | 606.5085 | 1871.5369 | 1821.2448 | 3538.2996 | 0 | -1080.5968
2030-03-11 | 19 | 153.4624 | 153.4624 | 646.4664 | 266.4163 | 266.4163 | 3777.1387 | 215.9514 | -630.6823 | 1587.3759 | 1821.2448 | 3538.2996 | 89.9688 | -1080.5968
2030-03-11 | 20 | 153.4624 | 273.7272 | 646.4664 | 266.4163 | 266.4163 | 3777.1387 | 993.1812 | -1458.0204 | 1050.9041 | 1821.2448 | 3538.2996 | 0 | -1080.5968
2030-03-11 | 21 | 153.4624 | 269.8192 | 646.4664 | 266.4163 | 266.4163 | 3777.1387 | 830.7399 | -1109.7308 | 0 | 337.3979 | 3538.2996 | 0 | -1080.5968
2030-03-11 | 22 | 153.4624 | 159.2481 | 646.4664 | 266.4163 | 266.4163 | 3777.1387 | 168.9813 | -1047.0326 | -400.6324 | 0 | 3538.2996 | 0 | -1080.5968
2030-03-11 | 23 | 153.4624 | 153.4624 | 0 | 133.2642 | 119.4664 | 3777.1387 | 1812.9685 | -1926.084 | -1871.5369 | 1683.9027 | 3538.2996 | 0 | -1080.5968
2030-03-11 | 24 | 153.4624 | 153.4624 | 0 | 14.891 | 66.6321 | 3777.1387 | 2784.0122 | -1341.6989 | -309.8539 | 0 | 3538.2996 | 0 | -1080.5968
2030-03-12 | 1 | 153.4624 | 153.4624 | 0 | 0 | 0 | 3777.1387 | 3625.937 | -2886.5381 | -1555.9139 | 3642.4895 | 3538.2996 | 0 | -1080.5968
2030-03-12 | 2 | 153.4624 | 153.4624 | 0 | 0 | 0 | 3777.1387 | 3625.937 | -2479.3027 | 693.7006 | 3642.4895 | 3538.2996 | 0 | -1080.5968
2030-03-12 | 3 | 153.4624 | 153.4624 | 0 | 0 | 0 | 3777.1387 | 3625.937 | -2137.3486 | 1061.2499 | 3642.4895 | 3538.2996 | 0 | -1080.5968
2030-03-12 | 4 | 153.4624 | 153.4624 | 0 | 0 | 0 | 3777.1387 | 3625.937 | -2572.175 | -994.5562 | 3642.4895 | 3538.2996 | 0 | -1080.5968
2030-03-12 | 5 | 153.4624 | 153.4624 | 0 | 0 | 0 | 3777.1387 | 3625.937 | -2517.5483 | 745.6158 | 3488.2102 | 3538.2996 | 0 | -1080.5968
2030-03-12 | 6 | 153.4624 | 153.4624 | 0 | 0 | 0 | 3777.1387 | 3625.937 | -1190.8938 | 3743.0737 | 3642.4895 | 3538.2996 | 0 | -1080.5968
2030-03-12 | 7 | 153.4624 | 153.4624 | 0 | 0 | 0 | 3777.1387 | 3625.937 | 0 | 3743.0737 | 3642.4895 | 3538.2996 | 0 | 1080.5968
2030-03-12 | 8 | 153.4624 | 153.4624 | 0 | 0 | 0 | 3777.1387 | 3625.937 | 0 | 3743.0737 | 3642.4895 | 3538.2996 | 0 | 1080.5968
2030-03-12 | 9 | 153.4624 | 153.4624 | 0 | 0 | 0 | 3777.1387 | 3625.937 | -1374.2621 | 3743.0737 | 3642.4895 | 3538.2996 | 0 | -1080.5968
2030-03-12 | 10 | 153.4624 | 153.4624 | 0 | 0 | 0 | 3777.1387 | 3625.937 | 36.6782 | 3743.0737 | 3642.4895 | 3538.2996 | 0 | -1080.5968
2030-03-12 | 11 | 153.4624 | 153.4624 | 0 | 0 | 0 | 3777.1387 | 3625.937 | 2472.9404 | 3743.0737 | 3642.4895 | 3538.2996 | 22.3659 | -1080.5968
2030-03-12 | 12 | 153.4624 | 153.4624 | 0 | 0 | 0 | 3777.1387 | 3625.937 | 3785.2273 | 3743.0737 | 3642.4895 | 3538.2996 | 16.2971 | -1080.5968
2030-03-12 | 13 | 153.4624 | 153.4624 | 0 | 0 | 0 | 3777.1387 | 3625.937 | 2313.814 | 3743.0737 | 3642.4895 | 3538.2996 | 0 | -1080.5968
2030-03-12 | 14 | 153.4624 | 153.4624 | 0 | 0 | 0 | 3777.1387 | 3625.937 | 1892.6136 | 3743.0737 | 3642.4895 | 3538.2996 | 0 | -1080.5968
2030-03-12 | 15 | 153.4624 | 153.4624 | 0 | 0 | 0 | 3777.1387 | 3625.937 | 3571.23 | 3743.0737 | 3642.4895 | 3538.2996 | 0 | -1080.5968
2030-03-12 | 16 | 153.4624 | 153.4624 | 249.8978 | 0 | 0 | 3777.1387 | 3625.937 | 3785.2283 | 3743.0737 | 3642.4895 | 3538.2996 | 0 | 1080.5968
2030-03-12 | 17 | 153.4624 | 153.4624 | 0 | 0 | 0 | 3777.1387 | 3625.937 | 3784.5354 | 3743.0737 | 3642.4895 | 3538.2996 | 323.5141 | -1080.5968
2030-03-12 | 18 | 153.4624 | 153.4624 | 0 | 0 | 0 | 3777.1387 | 3625.937 | 3785.2273 | 3743.0737 | 3642.4895 | 3538.2996 | 485.2712 | -1080.5968
2030-03-12 | 19 | 153.4624 | 153.4624 | 0 | 0 | 0 | 3777.1387 | 3625.937 | 3785.2273 | 3743.0737 | 3642.4895 | 3538.2996 | 647.0283 | -1080.5968
2030-03-12 | 20 | 153.4624 | 153.4624 | 0 | 0 | 0 | 3777.1387 | 3625.937 | 3785.2273 | 3743.0737 | 3642.4895 | 3538.2996 | 485.2712 | -1080.5968
2030-03-12 | 21 | 153.4624 | 153.4624 | 0 | 0 | 0 | 3777.1387 | 3625.937 | 3785.2273 | 3743.0737 | 3642.4895 | 3538.2996 | 485.2712 | -1080.5968
2030-03-12 | 22 | 153.4624 | 153.4624 | 0 | 0 | 0 | 3777.1387 | 3625.937 | 3785.2273 | 3743.0737 | 3642.4895 | 3538.2996 | 307.1334 | -1080.5968
2030-03-12 | 23 | 153.4624 | 153.4624 | 0 | 0 | 0 | 3777.1387 | 3625.937 | 3785.2273 | 3743.0737 | 3642.4895 | 3538.2996 | 214.6246 | -1080.5968
2030-03-12 | 24 | 0 | 0 | 646.4664 | 0 | 0 | 3777.1387 | 3625.937 | 3785.2273 | 3743.0737 | 3642.4895 | 3538.2996 | 0 | 1080.5968
2030-03-13 | 1 | 0 | 0 | 0 | 8.4456 | 0 | 3777.1387 | 3625.937 | 3785.2273 | 3743.0737 | 3642.4895 | 3538.2996 | 75.2742 | -1080.5968
2030-03-13 | 2 | 153.4624 | 52.8711 | 0 | 200.219 | 266.4163 | 3777.1387 | 3625.937 | 3785.2273 | 3743.0737 | 3642.4895 | 3538.2996 | 0 | -1080.5968
2030-03-13 | 3 | 153.4624 | 142.606 | 0 | 191.3795 | 133.2642 | 3777.1387 | 3625.937 | 3785.2273 | 3743.0737 | 3642.4895 | 3538.2996 | 0 | -1080.5968
2030-03-13 | 4 | 0 | 0 | 0 | 133.2642 | 133.2642 | 3777.1387 | 3625.937 | 3465.3372 | 3743.0737 | 3642.4895 | 3538.2996 | 0 | -1080.5968
2030-03-13 | 5 | 0 | 0 | 0 | 266.4163 | 228.5056 | 3777.1387 | 3625.937 | 2936.5627 | 3743.0737 | 3642.4895 | 3538.2996 | 0 | -1080.5968
2030-03-13 | 6 | 40.1187 | 0 | 0 | 266.4163 | 266.4163 | 3777.1387 | 3625.937 | 3785.2273 | 3743.0737 | 3642.4895 | 3538.2996 | 0 | -1080.5968
2030-03-13 | 7 | 153.4624 | 153.4624 | 0 | 133.2642 | 133.2642 | 3777.1387 | 3625.937 | 3785.2273 | 3743.0737 | 3642.4895 | 3538.2996 | 0 | -1080.5968
2030-03-13 | 8 | 0 | 0 | 0 | 0 | 0 | 3401.6243 | 3625.937 | 3252.6536 | 3743.0737 | 3642.4895 | 3538.2996 | 0 | -1080.5968
2030-03-13 | 9 | 153.4624 | 153.4624 | 0 | 0 | 0 | 3777.1387 | 3625.937 | 3785.2273 | 3743.0737 | 3642.4895 | 3538.2996 | 0 | -1080.5968
2030-03-13 | 10 | 153.4624 | 153.4624 | 0 | 0 | 0 | 3777.1387 | 3625.937 | 3647.0601 | 3743.0737 | 3642.4895 | 3538.2996 | 0 | -1080.5968
2030-03-13 | 11 | 153.4624 | 153.4624 | 0 | 0 | 0 | 3777.1387 | 3625.937 | 3664.6865 | 3743.0737 | 3642.4895 | 3538.2996 | 0 | -1080.5968
2030-03-13 | 12 | 153.4624 | 153.4624 | 0 | 0 | 0 | 3777.1387 | 3625.937 | 3785.2273 | 3743.0737 | 3642.4895 | 3538.2996 | 0 | -1080.5968
2030-03-13 | 13 | 0 | 0 | 646.4664 | 133.2642 | 140.1874 | 3777.1387 | 3625.937 | 3785.2273 | 3743.0737 | 3642.4895 | 3538.2996 | 0 | 1080.5968
2030-03-13 | 14 | 153.4624 | 153.4624 | 0 | 66.6321 | 114.2431 | 3777.1387 | 3625.937 | 3785.2273 | 3743.0737 | 3642.4895 | 3538.2996 | 323.5141 | -1080.5968
2030-03-13 | 15 | 153.4624 | 153.4624 | 0 | 111.0121 | 66.6321 | 3777.1387 | 3625.937 | 3785.2273 | 3743.0737 | 3642.4895 | 3538.2996 | 647.0283 | -1080.5968
2030-03-13 | 16 | 133.9873 | 0 | 0 | 0 | 0 | 3777.1387 | 3625.937 | 3785.2273 | 3743.0737 | 3642.4895 | 3538.2996 | 631.7183 | -1080.5968
2030-03-13 | 17 | 0 | 81.3492 | 0 | 0 | 0 | 3715.6633 | 3625.937 | 3785.2273 | 3743.0737 | 3642.4895 | 3538.2996 | 491.7411 | -1080.5968
2030-03-13 | 18 | 0 | 0 | 646.4664 | 142.6771 | 199.8963 | 3362.3999 | 3625.937 | 3077.1353 | 3743.0737 | 3642.4895 | 2394.5996 | 0 | -1080.5968
2030-03-13 | 19 | 153.4624 | 153.4624 | 208.9547 | 133.2642 | 153.7103 | 3137.2695 | 3567.54 | 3785.2273 | 3743.0737 | 3642.4895 | 3418.0449 | 647.0283 | -1080.5968
2030-03-13 | 20 | 153.4624 | 153.4624 | 646.4664 | 230.2065 | 199.8963 | 2879.4902 | 2164.6638 | 3785.2273 | 3743.0737 | 3642.4895 | 2814.4429 | 108.245 | -1080.5968
2030-03-13 | 21 | 16.473 | 153.4624 | 646.4664 | 266.4163 | 266.4163 | 2770.2507 | 1513.7657 | 3785.2273 | 3743.0737 | 3642.4895 | 1769.1498 | 0 | -1080.5968
2030-03-13 | 22 | 153.4624 | 153.4624 | 0 | 199.8963 | 247.7105 | 2861.2634 | 2631.8713 | 3401.8535 | 3743.0737 | 3642.4895 | 308.1934 | 163.5931 | -1080.5968
2030-03-13 | 23 | 153.4624 | 63.2967 | 646.4664 | 266.4163 | 266.4163 | 3064.3208 | 604.3098 | 3362.7578 | 3743.0737 | 3642.4895 | 1769.1508 | 0 | -1080.5968
2030-03-13 | 24 | 0 | 0 | 45.8968 | 199.8963 | 199.8963 | 3675.2458 | 168.9824 | 2244.2742 | 3743.0737 | 3642.4895 | 884.147 | 0 | -1080.5968
2030-03-14 | 1 | 153.4624 | 153.4624 | 0 | 266.4163 | 266.4163 | 3777.1387 | 166.9229 | -372.3162 | 3120.0156 | 3642.4895 | 996.9041 | 0 | -1080.5968
2030-03-14 | 2 | 153.4624 | 153.4624 | 0 | 266.4163 | 266.4163 | 3777.1387 | 168.9825 | -1865.5579 | 2625.3445 | 3642.4895 | 3114.7356 | 0 | -1080.5968
2030-03-14 | 3 | 153.4624 | 153.4624 | 0 | 266.4163 | 266.4163 | 3777.1387 | 635.5669 | -1506.2094 | 3191.0825 | 3642.4895 | 3538.2996 | 0 | -4.53e-06
2030-03-14 | 4 | 153.4624 | 153.4624 | 0 | 266.4163 | 266.4163 | 3777.1387 | 524.3183 | -1263.2843 | 3743.0737 | 3642.4895 | 3538.2996 | 0 | -1080.5968
2030-03-14 | 5 | 153.4624 | 153.4624 | 0 | 266.4163 | 266.4163 | 3660.4167 | 215.9519 | -1020.3226 | 2577.1301 | 3642.4895 | 3538.2996 | 0 | -4.53e-06
2030-03-14 | 6 | 153.4624 | 153.4624 | 0 | 266.4163 | 266.4163 | 3777.1387 | 730.1193 | -1395.5563 | 3001.8074 | 3642.4895 | 3538.2996 | 0 | -1080.5968
2030-03-14 | 7 | 153.4624 | 153.4624 | 0 | 266.4163 | 266.4163 | 3777.1387 | 2177.0337 | -1808.7083 | 1871.5369 | 3642.4895 | 3538.2996 | 0 | -1080.5968
2030-03-14 | 8 | 153.4624 | 153.4624 | 0 | 199.8963 | 199.8963 | 3777.1387 | 1812.9685 | -1357.1797 | 1628.3735 | 3642.4895 | 3538.2996 | 0 | -1080.5968
2030-03-14 | 9 | 153.4624 | 153.4624 | 0 | 199.8963 | 199.8963 | 3777.1387 | 765.8094 | -1178.4476 | 1689.3573 | 3642.4895 | 3538.2996 | 0 | -1080.5968
2030-03-14 | 10 | 153.4624 | 153.4624 | 0 | 133.2642 | 69.9697 | 3777.1387 | 3143.771 | -1294.1504 | 4.53e-05 | 3642.4895 | 3538.2996 | 271.5522 | -1080.5968
2030-03-14 | 11 | 153.4624 | 153.4624 | 0 | 105.6186 | 66.6321 | 3777.1387 | 2775.7065 | -1060.1627 | 4.53e-05 | 3642.4895 | 3538.2996 | 379.3084 | -1080.5968
2030-03-14 | 12 | 153.4624 | 153.4624 | 0 | 0 | 0 | 3777.1387 | 3625.937 | -1348.4408 | -1048.9406 | 1821.2448 | 3538.2996 | 403.9686 | -1080.5968
2030-03-14 | 13 | 153.4624 | 153.4624 | 323.2332 | 0 | 0 | 3777.1387 | 886.1723 | -576.517 | -179.6911 | 62.7556 | 3538.2996 | 35.7332 | -1080.5968
2030-03-14 | 14 | 153.4624 | 153.4624 | 109.8222 | 199.8963 | 199.8963 | 3777.1387 | 215.9523 | -373.7743 | -424.4011 | 1821.2448 | 1769.1498 | 323.5141 | -1080.5968
2030-03-14 | 15 | 153.4624 | 153.4624 | 281.964 | 199.8963 | 199.8963 | 3777.1387 | 215.9519 | -864.5287 | -886.9537 | 1821.2448 | 2433.3518 | 92.7575 | -1080.5968
2030-03-14 | 16 | 153.4624 | 153.4624 | 43.4842 | 0 | 0 | 2856.1226 | 191.2566 | -1361.3473 | -822.1265 | 1392.3896 | 1769.1498 | 323.5141 | -1080.5968
2030-03-14 | 17 | 153.4624 | 153.4624 | 646.4664 | 0 | 0 | 3777.1387 | 166.9224 | -1852.1886 | -705.4256 | 818.3576 | 2224.6868 | 0 | -1080.5968
2030-03-14 | 18 | 153.4624 | 153.4624 | 646.4664 | 0 | 0 | 3777.1387 | 166.923 | -3065.4299 | -1715.6385 | 1789.8544 | 2075.2722 | 0 | -1080.5968
2030-03-14 | 19 | 153.4624 | 153.4624 | 646.4664 | 0 | 0 | 3777.1387 | 168.9813 | -3206.605 | -1441.182 | 1821.2448 | 2142.5298 | 152.8654 | -1080.5968
2030-03-14 | 20 | 153.4624 | 153.4624 | 646.4664 | 0 | 0 | 2595.3806 | 166.9226 | -3439.6667 | -1847.5118 | 1821.2448 | 1433.6639 | 29.2532 | -305.7369
2030-03-14 | 21 | 153.4624 | 153.4624 | 646.4664 | 0 | 0 | 2696.9438 | 166.9224 | -3365.5334 | -1322.0802 | 1821.2448 | 221.0136 | 0 | -850.8149
2030-03-14 | 22 | 153.4624 | 153.4624 | 646.4664 | 0 | 0 | 3000.2925 | 166.9223 | -3533.054 | -1011.8571 | 1821.2448 | 221.0145 | 0 | -1080.5968
2030-03-14 | 23 | 153.4624 | 153.4624 | 646.4664 | 37.3028 | 0 | 3777.1387 | 166.9223 | -3455.553 | -1221.4363 | 1821.2448 | 876.0026 | 0 | -1080.5968
2030-03-14 | 24 | 153.4624 | 153.4624 | 281.907 | 0 | 0 | 3777.1387 | 166.9225 | -3785.2273 | -2311.675 | 3075.0149 | 1230.853 | 0 | -1080.5968
2030-03-15 | 1 | 153.4624 | 153.4624 | 0 | 0 | 0 | 3777.1387 | 168.9812 | -3785.2273 | -2128.7632 | 2107.5132 | 1769.1498 | 0 | -1080.5968
2030-03-15 | 2 | 153.4624 | 153.4624 | 0 | 0 | 0 | 3777.1387 | 2040.3002 | -3027.6001 | -1805.2706 | 1821.2448 | 3538.2996 | 0 | -1080.5968
2030-03-15 | 3 | 153.4624 | 153.4624 | 0 | 0 | 0 | 3777.1387 | 3625.937 | -2154.5142 | 164.713 | 3642.4895 | 3538.2996 | 0 | 1080.5968
2030-03-15 | 4 | 153.4624 | 153.4624 | 0 | 0 | 0 | 3777.1387 | 3625.937 | -1057.7117 | -56.4262 | 3642.4895 | 3538.2996 | 0 | 1080.5968
2030-03-15 | 5 | 153.4624 | 153.4624 | 0 | 0 | 0 | 3777.1387 | 3625.937 | -521.7715 | 2215.1687 | 3642.4895 | 3538.2996 | 0 | -4.53e-06
2030-03-15 | 6 | 153.4624 | 289.2623 | 0 | 0 | 0 | 3777.1387 | 3625.937 | 1127.1836 | 3743.0737 | 3642.4895 | 3538.2996 | 0 | 1080.5968
2030-03-15 | 7 | 203.7264 | 306.9248 | 7.9324 | 0 | 0 | 3777.1387 | 3625.937 | -309.7178 | 3743.0737 | 3642.4895 | 3538.2996 | 0 | -997.8594
2030-03-15 | 8 | 306.9248 | 164.5766 | 646.4664 | 0 | 0 | 3777.1387 | 3625.937 | -420.0722 | 3743.0737 | 3642.4895 | 3538.2996 | 0 | -997.0159
2030-03-15 | 9 | 247.9264 | 153.4624 | 95.3173 | 95.1227 | 133.2642 | 3777.1387 | 3625.937 | -503.3716 | 3743.0737 | 3642.4895 | 3538.2996 | 0 | -983.4956
2030-03-15 | 10 | 306.9248 | 450.906 | 251.0204 | 0 | 0 | 3777.1387 | 3625.937 | 95.1214 | 3743.0737 | 3642.4895 | 3538.2996 | 0 | -1070.6375
2030-03-15 | 11 | 309.7113 | 460.3872 | 388.7168 | 0 | 0 | 3777.1387 | 3625.937 | 527.1422 | 3743.0737 | 3642.4895 | 3538.2996 | 0 | -1080.5968
2030-03-15 | 12 | 306.9248 | 423.3451 | 87.151 | 133.2642 | 133.2642 | 3777.1387 | 3625.937 | 2352.1992 | 3743.0737 | 3642.4895 | 3538.2996 | 323.5141 | -1080.5968
2030-03-15 | 13 | 376.019 | 460.3872 | 354.0281 | 0 | 0 | 3777.1387 | 3625.937 | 3043.3098 | 3743.0737 | 3642.4895 | 3538.2996 | 0 | -1080.5968
2030-03-15 | 14 | 352.873 | 460.3872 | 311.0103 | 66.6321 | 66.6321 | 3777.1387 | 3625.937 | 3785.2273 | 3743.0737 | 3642.4895 | 3538.2996 | 0 | -1080.5968
2030-03-15 | 15 | 306.9248 | 359.1287 | 401.5923 | 133.2642 | 133.2642 | 3777.1387 | 3625.937 | 3785.2273 | 3743.0737 | 3642.4895 | 3538.2996 | 0 | -945.9052
2030-03-15 | 16 | 306.9248 | 388.234 | 646.4664 | 199.8963 | 199.8963 | 3777.1387 | 3625.937 | 3785.2273 | 3743.0737 | 3642.4895 | 3538.2996 | 0 | -921.3094
2030-03-15 | 17 | 228.6384 | 153.4624 | 383.3093 | 133.2642 | 133.2642 | 3777.1387 | 3625.937 | 3785.2273 | 3743.0737 | 3642.4895 | 3538.2996 | 0 | -904.3057
2030-03-15 | 18 | 153.4624 | 153.4624 | 305.8867 | 0 | 0 | 3777.1387 | 3625.937 | 3785.2273 | 3743.0737 | 3642.4895 | 3538.2996 | 0 | -869.4932
2030-03-15 | 19 | 153.4624 | 153.4624 | 31.5332 | 0 | 0 | 3777.1387 | 3625.937 | 3785.2273 | 3743.0737 | 3642.4895 | 3538.2996 | 373.1397 | -816.3913
2030-03-15 | 20 | 153.4624 | 153.4624 | 0 | 66.6321 | 58.6088 | 3777.1387 | 3625.937 | 3785.2273 | 3743.0737 | 3642.4895 | 3538.2996 | 315.8573 | -740.2098
2030-03-15 | 21 | 153.4624 | 153.4624 | 78.2082 | 0 | 0 | 3777.1387 | 3625.937 | 3785.2273 | 3743.0737 | 3642.4895 | 3538.2996 | 0 | -672.0008
2030-03-15 | 22 | 153.4624 | 153.4624 | 0 | 133.2642 | 133.2642 | 3777.1387 | 3625.937 | 3785.2273 | 3743.0737 | 3642.4895 | 3538.2996 | 0 | -592.8624
2030-03-15 | 23 | 153.4624 | 153.4624 | 0 | 66.6321 | 90.2952 | 3777.1387 | 3625.937 | 3785.2273 | 3743.0737 | 3642.4895 | 3538.2996 | 0 | -4.53e-06
2030-03-15 | 24 | 153.4624 | 153.4624 | 0 | 66.6321 | 74.3753 | 3777.1387 | 3625.937 | 3785.2273 | 3743.0737 | 3642.4895 | 3538.2996 | 0 | -66.1148
2030-03-16 | 1 | 153.4624 | 153.4624 | 0 | 66.6321 | 77.6367 | 3777.1387 | 3625.937 | 3785.2273 | 3743.0737 | 3642.4895 | 3538.2996 | 0 | -1080.5968
2030-03-16 | 2 | 153.4624 | 153.4624 | 0 | 92.0443 | 133.2642 | 3777.1387 | 3625.937 | 3785.2273 | 3743.0737 | 3642.4895 | 3538.2996 | 0 | -1080.5968
2030-03-16 | 3 | 153.4624 | 153.4624 | 0 | 0 | 0 | 3777.1387 | 3625.937 | 3785.2273 | 3743.0737 | 3642.4895 | 3538.2996 | 0 | -369.9111
2030-03-16 | 4 | 153.4624 | 153.4624 | 0 | 0 | 0 | 3777.1387 | 3625.937 | 3785.2273 | 3743.0737 | 3642.4895 | 3538.2996 | 0 | -1080.5968
2030-03-16 | 5 | 153.4624 | 153.4624 | 0 | 0 | 0 | 3777.1387 | 3625.937 | 3785.2273 | 3743.0728 | 3642.4895 | 3538.2996 | 0 | -1080.5968
2030-03-16 | 6 | 0 | 0 | 0 | 199.8963 | 162.0899 | 3777.1387 | 3625.937 | 3785.2273 | 3743.0737 | 3642.4895 | 3538.2996 | 0 | 1080.5968
2030-03-16 | 7 | 153.4624 | 120.1022 | 0 | 0 | 0 | 3777.1387 | 3625.937 | 3785.2273 | 3743.0737 | 3642.4895 | 3538.2996 | 0 | 540.2984
2030-03-16 | 8 | 0 | 2.8509 | 0 | 0 | 0 | 3777.1387 | 3625.937 | 3785.2273 | 3743.0737 | 3642.4895 | 3538.2996 | 0 | -1018.3094
2030-03-16 | 9 | 0 | 0 | 156.9025 | 0 | 0 | 3777.1387 | 3625.937 | 3785.2273 | 3743.0737 | 3642.4895 | 3538.2996 | 0 | -1080.5968
2030-03-16 | 10 | 153.4624 | 153.4624 | 0 | 0 | 0 | 3777.1387 | 3625.937 | 3785.2273 | 3743.0737 | 3642.4895 | 3538.2996 | 0 | -1080.5968
2030-03-16 | 11 | 153.4624 | 153.4624 | 0 | 0 | 0 | 3777.1387 | 3625.937 | 3785.2273 | 3743.0737 | 3642.4895 | 3538.2996 | 0 | -1080.5968
2030-03-16 | 12 | 153.4624 | 153.4624 | 0 | 0 | 0 | 3777.1387 | 3625.937 | 3785.2273 | 3743.0737 | 3642.4895 | 3538.2996 | 0 | -1080.5968
2030-03-16 | 13 | 153.4624 | 153.4624 | 0 | 0 | 0 | 3777.1387 | 3625.937 | 3785.2273 | 3743.0737 | 3642.4895 | 3538.2996 | 0 | -1080.5968
2030-03-16 | 14 | 153.4624 | 153.4624 | 0 | 0 | 0 | 3777.1387 | 3625.937 | 3785.2273 | 3743.0737 | 3642.4895 | 3538.2996 | 0 | -1080.5968
2030-03-16 | 15 | 0 | 79.9737 | 247.3936 | 0 | 0 | 3777.1387 | 3625.937 | 3785.2273 | 3743.0737 | 3642.4895 | 3538.2996 | 0 | -1080.5968
2030-03-16 | 16 | 0 | 0 | 26.5834 | 0 | 0 | 3777.1387 | 3625.937 | 3785.2273 | 3743.0737 | 3642.4895 | 3538.2996 | 0 | -1080.5968
2030-03-16 | 17 | 0 | 0 | 0 | 0 | 0 | 3777.1387 | 3625.937 | 3785.2273 | 3743.0737 | 3642.4895 | 3538.2996 | 0 | -1080.5968
2030-03-16 | 18 | 153.4624 | 153.4624 | 0 | 0 | 0 | 3777.1387 | 3625.937 | 3785.2273 | 3743.0737 | 3642.4895 | 3538.2996 | 0 | -1080.5968
2030-03-16 | 19 | 153.4624 | 153.4624 | 0 | 0 | 0 | 3777.1387 | 3625.937 | 3785.2273 | 3743.0737 | 3642.4895 | 3538.2996 | 485.2712 | -1080.5968
2030-03-16 | 20 | 153.4624 | 153.4624 | 0 | 0 | 0 | 3777.1387 | 3625.937 | 3785.2273 | 3743.0737 | 3642.4895 | 3538.2996 | 485.2712 | -1080.5968
2030-03-16 | 21 | 153.4624 | 153.4624 | 0 | 0 | 0 | 3777.1387 | 3625.937 | 2069.78 | 3743.0737 | 3642.4895 | 3538.2996 | 631.3878 | -1080.5968
2030-03-16 | 22 | 153.4624 | 153.4624 | 0 | 0 | 0 | 3777.1387 | 3625.937 | 1373.9513 | 3743.0737 | 3642.4895 | 3475.6565 | 0 | -1080.5968
2030-03-16 | 23 | 153.4624 | 153.4624 | 0 | 0 | 0 | 3777.1387 | 3625.937 | -160.3754 | 3743.0737 | 3642.4895 | 2680.1501 | 0 | -1080.5968
2030-03-16 | 24 | 153.4624 | 153.4624 | 365.3854 | 199.8963 | 199.8963 | 3777.1387 | 3123.9302 | -787.8418 | 3743.0737 | 3642.4895 | 2338.6477 | 0 | -1080.5968
2030-03-17 | 1 | 153.4624 | 153.4624 | 0 | 199.8963 | 199.8963 | 3777.1387 | 3625.937 | -1770.1628 | 3743.0737 | 3642.4895 | 3538.2996 | 0 | -1080.5968
2030-03-17 | 2 | 153.4624 | 153.4624 | 0 | 133.2642 | 133.2642 | 3777.1387 | 3625.937 | -0.83013 | 3743.0737 | 3642.4895 | 3538.2996 | 0 | -1080.5968
2030-03-17 | 3 | 153.4624 | 153.4624 | 0 | 133.2642 | 133.2642 | 3777.1387 | 3625.937 | 1567.5967 | 3743.0737 | 3642.4895 | 3538.2996 | 0 | -1080.5968
2030-03-17 | 4 | 153.4624 | 153.4624 | 0 | 133.2642 | 133.2642 | 3777.1387 | 3625.937 | 131.1792 | 3743.0737 | 3642.4895 | 3538.2996 | 0 | -1080.5968
2030-03-17 | 5 | 153.4624 | 153.4624 | 0 | 0 | 0 | 3777.1387 | 3625.937 | 56.1308 | 3743.0737 | 3642.4895 | 3538.2996 | 0 | -1080.5968
2030-03-17 | 6 | 153.4624 | 153.4624 | 0 | 133.2642 | 131.2344 | 3777.1387 | 3625.937 | 1313.024 | 3743.0737 | 3642.4895 | 3538.2996 | 0 | -1080.5968
2030-03-17 | 7 | 153.4624 | 153.4624 | 0 | 199.8963 | 199.8963 | 3777.1387 | 3625.937 | -1097.6367 | 3743.0737 | 3642.4895 | 3538.2996 | 0 | -1080.5968
2030-03-17 | 8 | 153.4624 | 153.4624 | 0 | 199.8963 | 199.8963 | 3777.1387 | 3625.937 | -958.72 | 2007.345 | 1821.2448 | 3538.2996 | 0 | -1080.5968
2030-03-17 | 9 | 153.4624 | 153.4624 | 0 | 0 | 0 | 3777.1387 | 3625.937 | -751.0477 | -311.2648 | 1550.4939 | 3538.2996 | 0 | -1080.5968
2030-03-17 | 10 | 153.4624 | 153.4624 | 0 | 0 | 0 | 3777.1387 | 1406.798 | 146.2486 | -1703.5969 | -4.53e-06 | 3538.2996 | 253.2115 | -1080.5968
2030-03-17 | 11 | 153.4624 | 153.4624 | 0 | 0 | 0 | 3777.1387 | 215.9523 | 450.2165 | -3096.1846 | -4.53e-06 | 3152.3154 | 351.5858 | -1080.5968
2030-03-17 | 12 | 153.4624 | 153.4624 | 0 | 0 | 0 | 3777.1387 | 215.9525 | 869.6454 | -3743.0737 | -4.53e-06 | 3380.343 | 485.2712 | -1080.5968
2030-03-17 | 13 | 153.4624 | 162.8574 | 0 | 69.557 | 133.2642 | 3777.1387 | 213.9523 | 1478.8351 | -1871.5369 | -4.53e-06 | 960.7883 | 589.9129 | -1080.5968
2030-03-17 | 14 | 306.9248 | 375.6446 | 0 | 0 | 0 | 3777.1387 | 213.952 | 1519.1609 | -2799.6187 | -4.53e-06 | 995.2276 | 0 | -1080.5968
2030-03-17 | 15 | 460.3872 | 460.3872 | 0 | 66.6321 | 23.5428 | 2740.7454 | 166.9224 | 1854.778 | -1871.5369 | 0 | 221.0118 | 0 | -1080.5968
2030-03-17 | 16 | 320.4567 | 460.3872 | 0 | 0 | 0 | 2310.2236 | 166.9224 | 1708.5438 | -1871.5359 | 0 | 0 | 0 | -1080.5968
2030-03-17 | 17 | 153.4624 | 153.4624 | 646.4664 | 0 | 0 | 1888.5693 | 166.9224 | 1685.0608 | -315.7886 | 0 | 1769.1498 | 0 | -1080.5968
2030-03-17 | 18 | 153.4624 | 153.4624 | 0 | 0 | 0 | 3777.1387 | 168.9816 | 1500.2715 | -1871.5369 | -346.5311 | 3498.3845 | 0 | -1080.5968
2030-03-17 | 19 | 153.4624 | 153.4624 | 0 | 0 | 0 | 3212.3245 | 617.2465 | 1073.1075 | -1871.5369 | -4.53e-06 | 3538.2996 | 306.5322 | -1080.5968
2030-03-17 | 20 | 153.4624 | 153.4624 | 646.4664 | 38.6407 | 0 | 2108.9583 | 168.9819 | 1313.6863 | 0 | 0 | 2764.1768 | 0 | -1080.5968
2030-03-17 | 21 | 355.1812 | 460.3872 | 646.4664 | 0 | 0 | 2318.9495 | 168.9808 | 923.2585 | 0 | 1821.2448 | 404.5686 | 0 | -1080.5968
2030-03-17 | 22 | 306.9248 | 306.9248 | 646.4664 | 199.8963 | 177.2101 | 3334.0674 | 168.9818 | 1420.6826 | 0 | 542.6237 | 1769.1498 | 0 | -1080.5968
2030-03-17 | 23 | 460.3872 | 460.3872 | 4.7985 | 249.6791 | 266.4163 | 3777.1387 | 818.215 | 839.8996 | -1264.7706 | 1821.2448 | 1769.1498 | 0 | -1080.5968
2030-03-17 | 24 | 460.3872 | 460.3872 | 304.3742 | 266.4163 | 266.4163 | 3777.1387 | 1812.9685 | 610.0184 | -1169.7941 | 1821.2448 | 3538.2996 | 0 | -1080.5968
2030-03-18 | 1 | 460.3872 | 460.3872 | 0 | 136.2675 | 133.2642 | 3777.1387 | 3625.937 | -71.0419 | 642.6021 | 3642.4895 | 3538.2996 | 0 | -1080.5968
2030-03-18 | 2 | 460.3872 | 460.3872 | 646.4664 | 199.8963 | 231.131 | 3777.1387 | 3625.937 | 195.9533 | 2759.3276 | 3642.4895 | 3538.2996 | 0 | -1080.5968
2030-03-18 | 3 | 460.3872 | 460.3872 | 646.4664 | 266.4163 | 266.4163 | 3777.1387 | 3625.937 | 1208.4232 | 3743.0737 | 3642.4895 | 3538.2996 | 0 | -4.53e-06
2030-03-18 | 4 | 287.7433 | 153.4624 | 646.4664 | 266.4163 | 266.4163 | 3777.1387 | 3625.937 | 3363.0688 | 3743.0737 | 3642.4895 | 3538.2996 | 0 | -4.53e-06
2030-03-18 | 5 | 153.4624 | 153.4624 | 646.4664 | 266.4163 | 266.4163 | 3777.1387 | 3625.937 | 3785.2273 | 3743.0737 | 3642.4895 | 3538.2996 | 0 | -4.53e-06
2030-03-18 | 6 | 306.9248 | 217.7525 | 646.4664 | 266.4163 | 266.4163 | 3777.1387 | 3625.937 | 3785.2273 | 3743.0737 | 3642.4895 | 3538.2996 | 0 | 1080.5968
2030-03-18 | 7 | 280.4743 | 153.4624 | 632.4707 | 133.2642 | 133.2642 | 3777.1387 | 3625.937 | 3003.0256 | 3743.0737 | 3642.4895 | 3538.2996 | 0 | -1080.5968
2030-03-18 | 8 | 373.8549 | 460.3872 | 135.6685 | 0 | 0 | 3777.1387 | 3625.937 | 1534.0436 | 2839.2832 | 3642.4895 | 3538.2996 | 0 | -1080.5968
2030-03-18 | 9 | 369.5253 | 460.3872 | 323.2332 | 0 | 0 | 3777.1387 | 3625.937 | 1750.349 | 2501.4478 | 3642.4895 | 3538.2996 | 0 | -1080.5968
2030-03-18 | 10 | 324.6986 | 460.3872 | 323.2332 | 0 | 8.2714 | 3777.1387 | 3625.937 | 2503.3147 | 3743.0737 | 3642.4895 | 3538.2983 | 0 | -1080.5968
2030-03-18 | 11 | 434.8593 | 306.9248 | 0 | 0 | 0 | 3777.1387 | 3625.937 | 3764.73 | 3743.0737 | 3642.4895 | 3538.2996 | 0 | -1080.5968
2030-03-18 | 12 | 153.4624 | 227.9698 | 0 | 133.2642 | 133.2642 | 3777.1387 | 3625.937 | 3785.2273 | 3743.0737 | 3642.4895 | 3538.2996 | 0 | -1080.5968
2030-03-18 | 13 | 460.3872 | 460.3872 | 484.8498 | 40.8018 | 0 | 3777.1387 | 3049.7759 | 2639.7581 | 2698.8342 | 3642.4895 | 2574.9771 | 0 | -1080.5968
2030-03-18 | 14 | 460.3872 | 460.3872 | 646.4664 | 133.2642 | 133.2642 | 3777.1387 | 168.9815 | 1216.2649 | 1082.4969 | 1821.2448 | 221.0152 | 0 | -1080.5968
2030-03-18 | 15 | 460.3872 | 460.3872 | 646.4664 | 133.2642 | 105.0219 | 3715.0044 | 168.9804 | 854.278 | 0 | 2000.6716 | 511.5124 | 0 | -1080.5968
2030-03-18 | 16 | 460.3872 | 460.3872 | 646.4664 | 266.4163 | 266.4163 | 3777.1387 | 168.982 | 1052.1896 | 0 | 2897.1543 | 2507.9741 | 0 | -1080.5968
2030-03-18 | 17 | 460.3872 | 460.3872 | 646.4664 | 266.4163 | 266.4163 | 3297.3816 | 2649.6631 | 810.5472 | 0 | 3155.301 | 3538.2996 | 0 | -1080.5968
2030-03-18 | 18 | 460.3872 | 460.3872 | 484.8498 | 266.4163 | 266.4163 | 3777.1387 | 3625.937 | 722.5066 | 191.8231 | 3642.4895 | 3538.2996 | 189.6044 | -1080.5968
2030-03-18 | 19 | 460.3872 | 460.3872 | 646.4664 | 266.4163 | 266.4163 | 3777.1387 | 3625.937 | 770.5175 | 706.8762 | 3642.4895 | 3538.2996 | 340.3183 | -1080.5968
2030-03-18 | 20 | 460.3872 | 460.3872 | 646.4664 | 266.4163 | 266.4163 | 3777.1387 | 3625.937 | 1298.7495 | 1538.2888 | 3642.4895 | 3538.2996 | 300.7433 | -1080.5968
2030-03-18 | 21 | 460.3872 | 460.3872 | 90.2662 | 266.4163 | 266.4163 | 3777.1387 | 3625.937 | 1876.8414 | 3743.0737 | 3642.4895 | 3538.2996 | 112.6977 | -1080.5968
2030-03-18 | 22 | 460.3872 | 460.3872 | 283.4481 | 199.8963 | 219.6603 | 3777.1387 | 3625.937 | 2451.3459 | 3743.0737 | 3642.4895 | 3538.2996 | 0 | -1080.5968
2030-03-18 | 23 | 306.9248 | 296.5054 | 23.5736 | 266.4163 | 266.4163 | 3777.1387 | 3625.937 | 3785.2273 | 3743.0737 | 3642.4895 | 3538.2996 | 0 | -1080.5968
2030-03-18 | 24 | 153.4624 | 153.4624 | 69.4599 | 266.4163 | 266.4163 | 3777.1387 | 3625.937 | 3785.2273 | 3743.0737 | 3642.4895 | 3538.2996 | 0 | -1080.5968
2030-03-19 | 1 | 153.4624 | 153.4624 | 0 | 133.2642 | 79.5558 | 3777.1387 | 3625.937 | 3785.2273 | 3743.0737 | 3642.4895 | 3538.2996 | 0 | -1080.5968
2030-03-19 | 2 | 153.4624 | 153.4624 | 0 | 0 | 0 | 3777.1387 | 3625.937 | 3785.2273 | 3743.0737 | 3642.4895 | 3538.2996 | 0 | -1080.5968
2030-03-19 | 3 | 153.4624 | 153.4624 | 0 | 0 | 0 | 3777.1387 | 3625.937 | 3785.2273 | 3743.0737 | 3642.4895 | 3538.2996 | 0 | -1080.5968
2030-03-19 | 4 | 153.4624 | 153.4624 | 0 | 0 | 0 | 3777.1387 | 3625.937 | 3785.2273 | 3743.0737 | 3642.4895 | 3538.2996 | 0 | -1080.5968
2030-03-19 | 5 | 153.4624 | 153.4624 | 0 | 253.2515 | 266.4163 | 3777.1387 | 3625.937 | 3785.2273 | 3743.0737 | 3642.4895 | 3538.2996 | 0 | 1080.5968
2030-03-19 | 6 | 153.4624 | 153.4624 | 0 | 133.2642 | 133.2642 | 3777.1387 | 3625.937 | 3785.2273 | 3743.0737 | 3642.4895 | 3538.2996 | 0 | -1080.5968
2030-03-19 | 7 | 153.4624 | 153.4624 | 484.8498 | 266.4163 | 266.4163 | 3777.1387 | 3625.937 | 3785.2273 | 3743.0737 | 3642.4895 | 3538.2996 | 0 | 1080.5968
2030-03-19 | 8 | 153.4624 | 279.1055 | 0 | 199.8963 | 199.8963 | 3777.1387 | 3625.937 | 3785.2273 | 3743.0737 | 3642.4895 | 3538.2996 | 323.5141 | -1080.5968
2030-03-19 | 9 | 306.9248 | 294.3006 | 0 | 133.2642 | 133.2642 | 3777.1387 | 3625.937 | 3785.2273 | 3743.0737 | 3642.4895 | 3538.2996 | 0 | -1080.5968
2030-03-19 | 10 | 153.4624 | 153.4624 | 0 | 266.4163 | 261.1654 | 3777.1387 | 3625.937 | 3785.2273 | 3743.0737 | 3642.4895 | 3538.2996 | 149.6376 | -1080.5968
2030-03-19 | 11 | 153.4624 | 224.4486 | 0 | 199.8963 | 199.8963 | 3777.1387 | 3625.937 | 3785.2273 | 3743.0737 | 3642.4895 | 3538.2996 | 248.3909 | -1080.5968
2030-03-19 | 12 | 153.4624 | 153.4624 | 152.8399 | 199.8963 | 217.2738 | 3777.1387 | 3625.937 | 3785.2273 | 3743.0737 | 3642.4895 | 3538.2996 | 323.5141 | -1080.5968
2030-03-19 | 13 | 153.4624 | 153.4624 | 407.0459 | 266.4163 | 266.4163 | 3777.1387 | 3625.937 | 3785.2273 | 3743.0737 | 3642.4895 | 3538.2996 | 0 | -1080.5968
2030-03-19 | 14 | 460.3872 | 460.3872 | 0 | 133.2642 | 121.0792 | 3777.1387 | 3625.937 | 3743.2678 | 3743.0737 | 3642.4895 | 3538.2996 | 249.3973 | -1080.5968
2030-03-19 | 15 | 460.3872 | 460.3872 | 0 | 242.2043 | 199.8963 | 3777.1387 | 3625.937 | 2859.5042 | 3743.0737 | 3642.4895 | 3538.2996 | 271.2917 | -1080.5968
2030-03-19 | 16 | 407.8032 | 460.3872 | 0 | 199.8963 | 199.8963 | 3777.1387 | 3625.937 | 2179.0962 | 3123.6284 | 3642.4895 | 3538.2996 | 475.0032 | -1080.5968
2030-03-19 | 17 | 318.7733 | 460.3872 | 0 | 199.8963 | 199.8963 | 3777.1387 | 3625.937 | 1555.4803 | 2244.0605 | 3642.4895 | 3538.2996 | 0 | -1080.5968
2030-03-19 | 18 | 321.2112 | 460.3872 | 0 | 133.2642 | 133.2642 | 3777.1387 | 3625.937 | 1552.2751 | 2366.0654 | 3642.4895 | 3538.2996 | 476.4073 | -1080.5968
2030-03-19 | 19 | 333.7648 | 306.9248 | 582.8255 | 199.8963 | 199.8963 | 3777.1387 | 3625.937 | 1421.8296 | 2119.6682 | 3642.4895 | 3538.2996 | 0 | -1080.5968
2030-03-19 | 20 | 282.1162 | 306.9248 | 646.4664 | 199.8963 | 199.8963 | 3777.1387 | 3625.937 | 1582.4933 | 2539.7361 | 3642.4895 | 3538.2996 | 167.7757 | -1080.5968
2030-03-19 | 21 | 350.8965 | 306.9248 | 0 | 133.2642 | 151.6202 | 3777.1387 | 3625.937 | 2206.5049 | 3743.0737 | 3642.4895 | 3538.2996 | 64.7783 | -1080.5968
2030-03-19 | 22 | 306.9248 | 450.1082 | 54.2436 | 133.2642 | 133.2642 | 3777.1387 | 3625.937 | 3785.2273 | 3743.0737 | 3642.4895 | 3538.2996 | 342.435 | -1080.5968
2030-03-19 | 23 | 460.3872 | 460.3872 | 0 | 66.6321 | 96.3068 | 3777.1387 | 3625.937 | 3785.2273 | 3743.0737 | 3642.4895 | 3538.2996 | 0 | -1080.5968
2030-03-19 | 24 | 153.4624 | 153.4624 | 506.1332 | 266.4163 | 266.4163 | 3777.1387 | 3625.937 | 3785.2273 | 3743.0737 | 3642.4895 | 3538.2996 | 0 | -1080.5968
2030-03-20 | 1 | 153.4624 | 153.4624 | 317.6457 | 266.4163 | 208.5962 | 3777.1387 | 3625.937 | 3785.2273 | 3743.0737 | 3642.4895 | 3538.2996 | 0 | -1080.5968
2030-03-20 | 2 | 153.4624 | 153.4624 | 439.9052 | 199.8963 | 199.8963 | 3777.1387 | 3625.937 | 3785.2273 | 3743.0737 | 3642.4895 | 3538.2996 | 0 | -1080.5968
2030-03-20 | 3 | 153.4624 | 153.4624 | 20.5375 | 0 | 0 | 3777.1387 | 3625.937 | 3785.2273 | 3743.0737 | 3642.4895 | 3538.2996 | 0 | -1080.5968
2030-03-20 | 4 | 153.4624 | 153.4624 | 0 | 231.4452 | 266.4163 | 3777.1387 | 3625.937 | 3785.2273 | 3743.0737 | 3642.4895 | 3538.2996 | 0 | -1080.5968
2030-03-20 | 5 | 44.9092 | 0 | 0 | 0 | 0 | 3777.1387 | 3625.937 | 3785.2273 | 3743.0737 | 3642.4895 | 3538.2996 | 0 | -1080.5968
2030-03-20 | 6 | 0 | 0 | 399.9855 | 212.793 | 199.8963 | 3777.1387 | 3625.937 | 3785.2273 | 3743.0737 | 3642.4895 | 3538.2996 | 0 | -1080.5968
2030-03-20 | 7 | 153.4624 | 153.4624 | 0 | 199.8963 | 209.4767 | 3777.1387 | 3625.937 | 3785.2273 | 3743.0737 | 3642.4895 | 3538.2996 | 0 | -1080.5968
2030-03-20 | 8 | 153.4624 | 153.4624 | 0 | 199.8963 | 199.8963 | 3777.1387 | 3625.937 | 3785.2273 | 3743.0737 | 3642.4895 | 3538.2996 | 0 | -1080.5968
2030-03-20 | 9 | 153.4624 | 153.4624 | 0 | 150.2329 | 199.8963 | 3777.1387 | 3625.937 | 3785.2273 | 3743.0737 | 3642.4895 | 3538.2996 | 0 | -1080.5968
2030-03-20 | 10 | 412.5062 | 460.3872 | 0 | 0 | 0 | 3777.1387 | 3625.937 | 3352.9543 | 3743.0737 | 3642.4895 | 3538.2996 | 0 | -1080.5968
2030-03-20 | 11 | 306.9248 | 318.0638 | 0 | 133.2642 | 133.2642 | 3777.1387 | 3625.937 | 2626.6768 | 3743.0737 | 3642.4895 | 3538.2996 | 0 | -1080.5968
2030-03-20 | 12 | 153.4624 | 153.4624 | 0 | 133.2642 | 172.3484 | 3777.1387 | 3625.937 | 2440.9849 | 3743.0737 | 3642.4895 | 3538.2996 | 0 | -1080.5968
2030-03-20 | 13 | 153.4624 | 153.4624 | 0 | 0 | 0 | 3777.1387 | 3625.937 | 3785.2273 | 3743.0737 | 3642.4895 | 3538.2996 | 0 | -1080.5968
2030-03-20 | 14 | 153.4624 | 153.4624 | 0 | 0 | 0 | 3777.1387 | 3625.937 | 3785.2273 | 3743.0737 | 3642.4895 | 3538.2996 | 0 | -1080.5968
2030-03-20 | 15 | 153.4624 | 153.4624 | 0 | 0 | 0 | 3777.1387 | 3625.937 | 3785.2273 | 3743.0737 | 3642.4895 | 3538.2983 | 0 | -1080.5968
2030-03-20 | 16 | 153.4624 | 153.4624 | 0 | 0 | 0 | 3777.1387 | 3625.937 | 3785.2273 | 3743.0737 | 3642.4895 | 3538.2996 | 0 | -1080.5968
2030-03-20 | 17 | 153.4624 | 153.4624 | 0 | 0 | 0 | 3777.1387 | 3625.937 | 3785.2273 | 3743.0737 | 3642.4895 | 3538.2996 | 0 | -1080.5968
2030-03-20 | 18 | 0 | 0 | 0 | 0 | 0 | 3777.1399 | 3625.937 | 3785.2273 | 3743.0737 | 3642.4895 | 3538.2996 | 0 | -1080.5968
2030-03-20 | 19 | 153.4624 | 153.4624 | 0 | 0 | 0 | 3777.1387 | 3625.937 | 3785.2273 | 3743.0737 | 3642.4895 | 3538.2983 | 0 | -1080.5968
2030-03-20 | 20 | 153.4624 | 153.4624 | 40.6454 | 0 | 0 | 3777.1387 | 3625.937 | 3785.2273 | 3743.0737 | 3642.4895 | 3538.2996 | 0 | -1080.5968
2030-03-20 | 21 | 153.4624 | 153.4624 | 0 | 0 | 0 | 3777.1387 | 3625.937 | 3785.2273 | 3743.0737 | 3642.4895 | 3538.2996 | 251.3982 | -1080.5968
2030-03-20 | 22 | 0 | 0 | 0 | 0 | 0 | 3777.1387 | 3625.937 | 3785.2261 | 3743.0737 | 3642.4895 | 3538.2996 | 20.3305 | -1080.5968
2030-03-20 | 23 | 0 | 0 | 0 | 0 | 0 | 3777.1387 | 3625.937 | 3785.2273 | 3743.0737 | 3642.4895 | 3538.2996 | 0 | -1080.5968
2030-03-20 | 24 | 0 | 0 | 0 | 0 | 0 | 3777.1387 | 3625.937 | 3785.2273 | 3743.0737 | 3642.4895 | 3538.2996 | 298.8222 | -1080.5968
2030-03-21 | 1 | 0 | 0 | 0 | 66.6321 | 14.244 | 3777.1387 | 3625.937 | 3785.2273 | 3743.0737 | 3642.4895 | 3538.2996 | 0 | -4.53e-06
2030-03-21 | 2 | 0 | 0 | 0 | 266.4163 | 266.4163 | 3777.1387 | 3625.937 | 3785.2273 | 3743.0737 | 3642.4895 | 3538.2996 | 0 | -4.53e-06
2030-03-21 | 3 | 0 | 0 | 351.4546 | 266.4163 | 266.4163 | 3777.1387 | 3625.937 | 3785.2273 | 3743.0737 | 3642.4895 | 3538.2996 | 0 | -4.53e-06
2030-03-21 | 4 | 0 | 0 | 0 | 266.4163 | 266.4163 | 3777.1387 | 3625.937 | 3785.2273 | 3743.0737 | 3642.4895 | 3538.2996 | 0 | -4.53e-06
2030-03-21 | 5 | 0 | 0 | 0 | 92.6468 | 133.2642 | 3777.1387 | 3625.937 | 3785.2273 | 3743.0737 | 3642.4895 | 3538.2996 | 0 | -1080.5968
2030-03-21 | 6 | 0 | 0 | 0 | 0 | 0 | 3777.1387 | 3625.937 | 3785.2273 | 3743.0737 | 3642.4895 | 3538.2996 | 0 | -1080.5968
2030-03-21 | 7 | 0 | 0 | 0 | 0 | 0 | 3738.1663 | 3625.937 | 3785.2273 | 3743.0737 | 3642.4895 | 3538.2996 | 0 | -1080.5968
2030-03-21 | 8 | 153.4624 | 64.8244 | 0 | 0 | 0 | 3709.9717 | 3625.937 | 3785.2273 | 3743.0737 | 3642.4895 | 3538.2996 | 0 | -1080.5968
2030-03-21 | 9 | 153.4624 | 135.2588 | 0 | 0 | 0 | 3777.1387 | 3625.937 | 3785.2273 | 3743.0737 | 3642.4895 | 3538.2996 | 0 | -1080.5968
2030-03-21 | 10 | 153.4624 | 153.4624 | 0 | 0 | 0 | 3777.1387 | 3625.937 | 3785.2273 | 3743.0737 | 3642.4895 | 3538.2996 | 0 | -1080.5968
2030-03-21 | 11 | 153.4624 | 153.4624 | 0 | 0 | 0 | 3777.1387 | 3625.937 | 3785.2273 | 3743.0737 | 3642.4895 | 3538.2996 | 0 | -1080.5968
2030-03-21 | 12 | 153.4624 | 153.4624 | 0 | 0 | 0 | 3777.1387 | 3625.937 | 3785.2273 | 3743.0737 | 3642.4895 | 3538.2996 | 0 | -1080.5968
2030-03-21 | 13 | 153.4624 | 153.4624 | 0 | 0 | 0 | 3777.1387 | 3625.937 | 56.2794 | 3743.0737 | 3642.4895 | 3538.2996 | 315.2946 | -1080.5968
2030-03-21 | 14 | 153.4624 | 153.4624 | 0 | 0 | 0 | 3777.1387 | 3625.937 | -2534.4543 | 3743.0737 | 3642.4895 | 3538.2996 | 203.6663 | -1080.5968
2030-03-21 | 15 | 153.4624 | 153.4624 | 0 | 0 | 0 | 3777.1387 | 3625.937 | -3188.0112 | 3743.0737 | 3642.4895 | 3538.2996 | 0 | -1080.5968
2030-03-21 | 16 | 153.4624 | 153.4624 | 0 | 0 | 0 | 3777.1387 | 3625.937 | -2867.9832 | -227.155 | 1821.2448 | 3538.2996 | 0 | -1080.5968
2030-03-21 | 17 | 153.4624 | 153.4624 | 433.5796 | 0 | 0 | 3777.1387 | 215.9529 | -2480.4082 | -1047.8229 | -4.53e-06 | 3538.2996 | 0 | -1080.5968
2030-03-21 | 18 | 153.4624 | 153.4624 | 484.8498 | 0 | 0 | 3777.1387 | 215.9524 | -2124.4814 | -1494.515 | 1821.2448 | 3538.2996 | 0 | -1080.5968
2030-03-21 | 19 | 153.4624 | 153.4624 | 458.8564 | 0 | 0 | 3777.1387 | 670.9675 | -1523.1628 | -1724.777 | 1821.2448 | 3538.2996 | 0 | -1080.5968
2030-03-21 | 20 | 153.4624 | 153.4624 | 427.0815 | 0 | 0 | 3129.4744 | 168.9817 | -714.8417 | 386.6091 | 1821.2448 | 3538.2996 | 0 | -1080.5968
2030-03-21 | 21 | 153.4624 | 153.4624 | 646.4664 | 133.2642 | 133.2642 | 1888.5693 | 168.9801 | -661.2493 | 0 | 1821.2448 | 2673.0386 | 0 | -1080.5968
2030-03-21 | 22 | 153.4624 | 153.4624 | 646.4664 | 133.2642 | 133.2642 | 1888.5693 | 168.9813 | -107.4519 | 0 | 1821.2448 | 2060.5806 | 0 | -1080.5968
2030-03-21 | 23 | 153.4624 | 153.4624 | 646.4664 | 0 | 0 | 1888.5693 | 166.9223 | -134.9714 | -903.6413 | 1821.2448 | 449.8654 | 0 | -1080.5968
2030-03-21 | 24 | 153.4624 | 153.4624 | 533.8333 | 0 | 0 | 1888.5693 | 0 | -391.9964 | -1871.5369 | 1821.2448 | 0 | 0 | -1080.5968
2030-03-22 | 1 | 153.4624 | 153.4624 | 646.4664 | 0 | 0 | 3752.5654 | 166.9227 | 185.386 | -1871.5369 | 653.2303 | 1818.085 | 0 | -1080.5968
2030-03-22 | 2 | 153.4624 | 153.4624 | 0 | 0 | 0 | 3777.1387 | 382.1679 | -70.3227 | -2886.3186 | 1821.2448 | 3538.2996 | 0 | -1080.5968
2030-03-22 | 3 | 153.4624 | 153.4624 | 0 | 0 | 0 | 3777.1387 | 913.5026 | 180.3838 | -3083.5735 | 1821.2448 | 3538.2996 | 0 | -1080.5968
2030-03-22 | 4 | 153.4624 | 153.4624 | 0 | 0 | 0 | 3777.1387 | 1812.9685 | 0 | -2861.2148 | 2196.8779 | 3538.2996 | 0 | -1080.5968
2030-03-22 | 5 | 153.4624 | 153.4624 | 227.9395 | 0 | 0 | 3003.4158 | 168.9801 | -538.6771 | -353.9848 | 3642.4895 | 3538.2996 | 0 | -1080.5968
2030-03-22 | 6 | 153.4624 | 153.4624 | 646.4664 | 0 | 0 | 3777.1387 | 168.9822 | 21.8029 | 0 | 2087.5444 | 3538.2996 | 0 | -1080.5968
2030-03-22 | 7 | 153.4624 | 153.4624 | 646.4664 | 0 | 0 | 1888.5693 | 460.5031 | -483.2068 | 1553.8676 | 3642.4895 | 3538.2996 | 0 | -1080.5968
2030-03-22 | 8 | 153.4624 | 153.4624 | 646.4664 | 0 | 0 | 1888.5693 | 168.981 | -158.263 | 0 | 1895.1379 | 3538.2996 | 0 | -1080.5968
2030-03-22 | 9 | 153.4624 | 153.4624 | 646.4664 | 0 | 0 | 1888.5693 | 168.9827 | -85.3105 | 0 | 1821.2448 | 2488.6882 | 0 | -1080.5968
2030-03-22 | 10 | 153.4624 | 153.4624 | 646.4664 | 0 | 0 | 1888.5693 | 168.9807 | -244.9339 | 0 | 1821.2448 | 1769.1498 | 0 | -1080.5968
2030-03-22 | 11 | 153.4624 | 153.4624 | 646.4664 | 0 | 0 | 1888.5693 | 168.981 | -283.1962 | -886.8808 | 1821.2448 | 1769.1498 | 31.344 | -1080.5968
2030-03-22 | 12 | 153.4624 | 153.4624 | 323.2332 | 0 | 0 | 1888.5693 | 166.9223 | -222.6819 | -983.5059 | 1821.2448 | 433.5275 | 476.6565 | -1080.5968
2030-03-22 | 13 | 153.4624 | 153.4624 | 484.8498 | 0 | 0 | 1888.5693 | 166.9228 | -345.472 | -878.0409 | 1821.2448 | 221.0139 | 481.9079 | -1080.5968
2030-03-22 | 14 | 153.4624 | 153.4624 | 484.8498 | 0 | 0 | 1888.5693 | 166.9222 | -712.9945 | -522.9293 | 1821.2448 | 221.0139 | 485.2712 | -1080.5968
2030-03-22 | 15 | 153.4624 | 153.4624 | 542.1306 | 0 | 0 | 1888.5693 | 168.9812 | -702.2759 | -198.0007 | 1821.2448 | 1641.2277 | 323.5141 | -1080.5968
2030-03-22 | 16 | 153.4624 | 153.4624 | 646.4664 | 0 | 0 | 1888.5693 | 168.9814 | -1012.6868 | -40.2147 | 1821.2448 | 1769.1498 | 0 | -1080.5968
2030-03-22 | 17 | 153.4624 | 153.4624 | 646.4664 | 0 | 0 | 1888.5693 | 168.9815 | -1104.4856 | 0 | 1821.2448 | 1769.1498 | 391.2623 | -1080.5968
2030-03-22 | 18 | 153.4624 | 153.4624 | 646.4664 | 0 | 0 | 1888.5693 | 168.9813 | -1287.0393 | 97.7198 | 1821.2448 | 1769.1498 | 0 | -1080.5968
2030-03-22 | 19 | 153.4624 | 153.4624 | 646.4664 | 0 | 0 | 1888.5693 | 168.9812 | -1432.0431 | 107.9267 | 1821.2448 | 2357.0962 | 0 | -1080.5968
2030-03-22 | 20 | 153.4624 | 153.4624 | 646.4664 | 0 | 0 | 1888.5693 | 168.9813 | -1892.6125 | 850.2413 | 3579.7004 | 2333.4189 | 0 | -1080.5968
2030-03-22 | 21 | 153.4624 | 153.4624 | 646.4664 | 0 | 0 | 1888.5693 | 168.982 | -1524.7736 | 1607.2584 | 1821.2448 | 1769.1498 | 6.9097 | -1080.5968
2030-03-22 | 22 | 153.4624 | 153.4624 | 646.4664 | 0 | 0 | 1888.5693 | 168.9813 | -2267.8958 | 743.7683 | 1821.2448 | 2583.2471 | 0 | -1080.5968
2030-03-22 | 23 | 153.4624 | 153.4624 | 484.8498 | 0 | 0 | 1888.5693 | 168.9809 | -2546.9917 | 841.5684 | 1821.2448 | 1769.1498 | 62.269 | -1080.5968
2030-03-22 | 24 | 153.4624 | 153.4624 | 484.8498 | 0 | 0 | 1888.5693 | 168.9811 | -2125.6082 | 1871.5369 | 1821.2448 | 618.6742 | 323.5141 | -1080.5968
2030-03-23 | 1 | 153.4624 | 153.4624 | 646.4664 | 0 | 0 | 1888.5693 | 166.9245 | -1126.7048 | 0 | 1821.2448 | 221.0167 | 0 | -1080.5968
2030-03-23 | 2 | 153.4624 | 153.4624 | 646.4664 | 0 | 0 | 2596.6392 | 166.9225 | -535.0148 | 0 | 0 | 221.0143 | 0 | -1080.5968
2030-03-23 | 3 | 153.4624 | 153.4624 | 276.4902 | 0 | 0 | 1888.5693 | 166.9227 | -543.6353 | 0 | 0 | 221.0145 | 0 | -1080.5968
2030-03-23 | 4 | 153.4624 | 153.4624 | 325.4684 | 0 | 0 | 1523.2759 | 0 | -891.0612 | -482.2244 | 0 | 106.813 | 0 | -1080.5968
2030-03-23 | 5 | 153.4624 | 153.4624 | 428.464 | 0 | 0 | 1888.5693 | 23.9826 | -891.098 | -286.9035 | 0 | 221.0141 | 0 | -1080.5968
2030-03-23 | 6 | 153.4624 | 153.4624 | 534.6029 | 18.3486 | 66.6321 | 1888.5693 | 0 | -1790.7559 | 0 | 1821.2448 | 63.0672 | 0 | -1080.5968
2030-03-23 | 7 | 153.4624 | 153.4624 | 0 | 66.6321 | 82.227 | 1888.5693 | 166.9223 | -1686.9072 | 545.8163 | 1821.2448 | 1711.7167 | 0 | -1080.5968
2030-03-23 | 8 | 153.4624 | 153.4624 | 0 | 42.3373 | 0 | 1888.5693 | 166.9217 | -1440.1681 | 200.9605 | 1821.2448 | 1769.1498 | 0 | -1080.5968
2030-03-23 | 9 | 306.9248 | 306.9248 | 311.5534 | 74.1757 | 133.2642 | 1888.5693 | 168.9818 | -1045.4495 | 872.5042 | 1821.2448 | 3118.009 | 0 | -1080.5968
2030-03-23 | 10 | 293.5607 | 306.9248 | 646.4664 | 133.2642 | 133.2642 | 2286.2102 | 168.9812 | -1673.0986 | 0 | 1821.2448 | 3538.2996 | 0 | -1080.5968
2030-03-23 | 11 | 153.4624 | 153.4624 | 646.4664 | 133.2642 | 175.2257 | 1888.5693 | 168.9812 | -1301.894 | 1430.9707 | 1821.2448 | 1769.1498 | 0 | -1080.5968
2030-03-23 | 12 | 153.4624 | 153.4624 | 646.4664 | 31.6601 | 66.6321 | 1888.5693 | 166.9224 | -1388.7179 | 1815.0234 | 1821.2448 | 773.6906 | 0 | -1080.5968
2030-03-23 | 13 | 153.4624 | 153.4624 | 543.9496 | 133.2642 | 127.7383 | 3073.1746 | 166.9222 | -1398.8685 | 1871.5369 | 1792.0767 | 1769.1498 | 0 | -1080.5968
2030-03-23 | 14 | 153.4624 | 160.6115 | 646.4664 | 66.6321 | 66.6321 | 3777.1387 | 166.9225 | -1360.4597 | 1595.0679 | 586.2158 | 1346.5736 | 0 | -1080.5968
2030-03-23 | 15 | 153.4624 | 153.4624 | 555.1592 | 0 | 0 | 3777.1387 | 166.9222 | -1491.0665 | 1705.1764 | 0 | 221.0145 | 0 | -1080.5968
2030-03-23 | 16 | 153.4624 | 153.4624 | 484.8498 | 0 | 0 | 1888.5693 | 166.9221 | -1254.2301 | 1580.4749 | 1447.3542 | 221.014 | 42.2216 | -1080.5968
2030-03-23 | 17 | 153.4624 | 153.4624 | 646.4664 | 0 | 0 | 1888.5693 | 166.9225 | 0 | 1871.5369 | 406.5583 | 221.0143 | 0 | -1080.5968
2030-03-23 | 18 | 153.4624 | 153.4624 | 646.4664 | 0 | 0 | 3517.9668 | 166.9221 | -1772.0955 | 1871.5369 | 1821.2448 | 221.0135 | 0 | -1080.5968
2030-03-23 | 19 | 153.4624 | 153.4624 | 323.2332 | 0 | 0 | 3777.1387 | 168.9807 | -305.1037 | 1871.5369 | 1821.2448 | 1769.1498 | 155.6995 | -1080.5968
2030-03-23 | 20 | 153.4624 | 153.4624 | 646.4664 | 0 | 0 | 3777.1387 | 168.9814 | -1323.8511 | 1871.5369 | 1821.2448 | 2471.4062 | 0 | -1080.5968
2030-03-23 | 21 | 153.4624 | 153.4624 | 646.4664 | 0 | 0 | 3777.1387 | 168.9797 | -1204.8199 | 1871.5369 | 1821.2448 | 2662.6794 | 0 | -1080.5968
2030-03-23 | 22 | 153.4624 | 153.4624 | 646.4664 | 0 | 0 | 3777.1387 | 672.1392 | -1319.8168 | 500.2067 | 1821.2448 | 3538.2996 | 0 | -1080.5968
2030-03-23 | 23 | 153.4624 | 153.4624 | 641.2878 | 0 | 60.523 | 3777.1387 | 1443.3998 | -1470.4734 | 312.2993 | 1821.2448 | 3538.2996 | 0 | -1080.5968
2030-03-23 | 24 | 153.4624 | 153.4624 | 0 | 0 | 0 | 3717.845 | 215.955 | -1805.7673 | 418.1645 | 549.4958 | 3538.2996 | 485.2712 | -1080.5968
2030-03-24 | 1 | 153.4624 | 153.4624 | 0 | 0 | 0 | 3777.1387 | 215.952 | -1892.6147 | 1361.0885 | 163.4017 | 3538.2996 | 391.2776 | -1080.5968
2030-03-24 | 2 | 153.4624 | 153.4624 | 0 | 0 | 0 | 3777.1387 | 215.9511 | -1892.6136 | 1357.8018 | 264.4382 | 2837.6589 | 323.5141 | -1080.5968
2030-03-24 | 3 | 153.4624 | 153.4624 | 356.751 | 0 | 0 | 3777.1387 | 168.9805 | -1844.1525 | 1441.9509 | 0 | 1769.1498 | 0 | -1080.5968
2030-03-24 | 4 | 153.4624 | 153.4624 | 373.3524 | 0 | 0 | 3777.1387 | 168.979 | -2214.6423 | 889.3436 | 0 | 2084.6814 | 0 | -1080.5968
2030-03-24 | 5 | 153.4624 | 153.4624 | 323.2332 | 0 | 0 | 3777.1387 | 168.9801 | -2306.2344 | 262.7262 | 0 | 2714.8257 | 0 | -1080.5968
2030-03-24 | 6 | 153.4624 | 153.4624 | 0 | 0 | 0 | 3777.1387 | 168.9805 | -2194.4741 | 505.5654 | 0 | 3538.2996 | 0 | -1080.5968
2030-03-24 | 7 | 153.4624 | 153.4624 | 0 | 0 | 0 | 3777.1387 | 1412.1345 | -2333.562 | 94.9792 | 0 | 3538.2996 | 0 | -1080.5968
2030-03-24 | 8 | 153.4624 | 153.4624 | 187.3367 | 0 | 0 | 3777.1387 | 1812.9685 | -1786.8167 | 702.4823 | 252.7875 | 3538.2996 | 0 | -1080.5968
2030-03-24 | 9 | 153.4624 | 153.4624 | 447.9925 | 0 | 0 | 3777.1387 | 371.6881 | -1762.8179 | 1871.5369 | 1821.2448 | 3538.2996 | 0 | -1080.5968
2030-03-24 | 10 | 153.4624 | 153.4624 | 128.0261 | 0 | 0 | 3777.1387 | 1641.1893 | -1892.6147 | 1871.5369 | 945.5575 | 1769.1498 | 323.5141 | -1080.5968
2030-03-24 | 11 | 153.4624 | 153.4624 | 263.0552 | 0 | 0 | 3777.1387 | 1655.392 | -1503.0824 | 1871.5369 | 0 | 1769.1498 | 323.5141 | -1080.5968
2030-03-24 | 12 | 153.4624 | 153.4624 | 191.2434 | 0 | 0 | 3777.1387 | 633.0828 | -1245.1898 | 1810.204 | 0 | 2123.1523 | 323.5141 | -1080.5968
2030-03-24 | 13 | 153.4624 | 153.4624 | 484.8498 | 0 | 0 | 3777.1387 | 168.9815 | -880.9492 | 1543.9738 | 0 | 1616.8795 | 0 | -1080.5968
2030-03-24 | 14 | 153.4624 | 153.4624 | 484.8498 | 0 | 0 | 3761.272 | 168.9805 | -859.6715 | 1705.4249 | 0 | 234.2246 | 0 | -1080.5968
2030-03-24 | 15 | 153.4624 | 153.4624 | 323.2332 | 0 | 0 | 3777.1387 | 168.9813 | -725.5948 | 0 | 0 | 440.6799 | 179.7786 | -1080.5968
2030-03-24 | 16 | 153.4624 | 153.4624 | 476.3802 | 0 | 0 | 1888.5693 | 166.9222 | 0 | 1871.5369 | 1167.6282 | 221.0148 | 0 | -1080.5968
2030-03-24 | 17 | 153.4624 | 153.4624 | 484.8498 | 0 | 0 | 1888.5693 | 166.9225 | 0 | 1871.5369 | 1628.8564 | 221.013 | 0 | -1080.5968
2030-03-24 | 18 | 153.4624 | 153.4624 | 646.4664 | 0 | 0 | 2280.1624 | 168.9814 | -650.5247 | 1871.5369 | 835.916 | 221.0151 | 0 | -1080.5968
2030-03-24 | 19 | 153.4624 | 153.4624 | 323.2332 | 0 | 0 | 3777.1387 | 168.9815 | -845.916 | 1206.0332 | 1238.0579 | 3208.2332 | 0 | -1080.5968
2030-03-24 | 20 | 153.4624 | 153.4624 | 646.4664 | 0 | 0 | 3777.1387 | 1812.9685 | -1039.1282 | 0 | 1821.2448 | 3538.2996 | 0 | -1080.5968
2030-03-24 | 21 | 153.4624 | 153.4624 | 584.3785 | 0 | 0 | 3261.1553 | 168.9818 | -979.6177 | 0 | 1821.2448 | 3538.2996 | 0 | -1080.5968
2030-03-24 | 22 | 153.4624 | 153.4624 | 561.3409 | 0 | 0 | 3777.1387 | 168.9814 | -616.9053 | 0 | 756.41 | 1769.1498 | 0 | -1080.5968
2030-03-24 | 23 | 153.4624 | 153.4624 | 646.4664 | 0 | 0 | 1888.5693 | 168.9812 | 0 | 587.3619 | 0 | 1769.1498 | 0 | -1080.5968
2030-03-24 | 24 | 153.4624 | 153.4624 | 646.4664 | 0 | 0 | 1888.5693 | 166.9224 | 0 | 1871.5369 | 885.7483 | 221.0143 | 0 | -1080.5968
2030-03-25 | 1 | 153.4624 | 153.4624 | 416.0863 | 0 | 0 | 3777.1387 | 181.922 | -260.4665 | -713.303 | -1821.2448 | 265.246 | 0 | -1080.5968
2030-03-25 | 2 | 153.4624 | 153.4624 | 51.212 | 0 | 0 | 3777.1387 | 215.9534 | -681.5726 | -331.3081 | -4.53e-06 | 3538.2996 | 0 | -1080.5968
2030-03-25 | 3 | 153.4624 | 153.4624 | 0 | 0 | 0 | 3777.1387 | 1906.2882 | -735.0197 | -1871.5369 | 735.7289 | 3538.2996 | 0 | -1080.5968
2030-03-25 | 4 | 153.4624 | 153.4624 | 0 | 0 | 0 | 3777.1387 | 3625.937 | -455.237 | -1961.2366 | 153.9869 | 3538.2996 | 0 | -1080.5968
2030-03-25 | 5 | 153.4624 | 153.4624 | 0 | 0 | 0 | 3777.1387 | 3625.937 | -152.8568 | -814.368 | -4.53e-06 | 3538.2996 | 0 | -1080.5968
2030-03-25 | 6 | 153.4624 | 153.4624 | 0 | 0 | 0 | 3777.1387 | 3625.937 | 18.6877 | -1498.0038 | -4.53e-06 | 3538.2996 | 0 | -1080.5968
2030-03-25 | 7 | 153.4624 | 153.4624 | 0 | 0 | 0 | 2531.7227 | 3625.937 | -192.3717 | 4.53e-05 | 1821.2448 | 3538.2996 | 0 | -1080.5968
2030-03-25 | 8 | 153.4624 | 153.4624 | 0 | 0 | 0 | 2631.9644 | 1812.9685 | 119.9371 | 4.53e-05 | 1954.4221 | 3538.2996 | 0 | -1080.5968
2030-03-25 | 9 | 153.4624 | 153.4624 | 406.5814 | 0 | 0 | 3777.1387 | 1812.9685 | 794.21 | -1094.3999 | 57.4719 | 3538.2996 | 0 | -1080.5968
2030-03-25 | 10 | 153.4624 | 153.4624 | 434.3601 | 0 | 0 | 3777.1387 | 988.0286 | 710.5603 | -1443.0729 | -4.53e-06 | 3538.2996 | 0 | -1080.5968
2030-03-25 | 11 | 153.4624 | 153.4624 | 586.3952 | 0 | 0 | 3777.1387 | 1371.6879 | 246.3253 | -1603.1392 | -0.00098109 | 3538.2996 | 0 | -1080.5968
2030-03-25 | 12 | 153.4624 | 153.4624 | 646.4664 | 0 | 0 | 3777.1387 | 215.9536 | 576.5427 | -1290.4095 | -4.53e-06 | 3538.2996 | 0 | -1080.5968
2030-03-25 | 13 | 153.4624 | 153.4624 | 646.4664 | 0 | 0 | 3777.1387 | 215.9484 | 1570.6024 | -1714.719 | -1821.2448 | 3529.2488 | 0 | -1080.5968
2030-03-25 | 14 | 153.4624 | 153.4624 | 646.4664 | 0 | 0 | 3777.1387 | 213.9516 | 1710.214 | -1845.1466 | -1821.2448 | 1769.1498 | 0 | -1080.5968
2030-03-25 | 15 | 153.4624 | 153.4624 | 592.4617 | 0 | 0 | 3777.1387 | 166.9221 | 1892.6136 | -1871.5369 | -1821.2457 | 1119.1534 | 0 | -1080.5968
2030-03-25 | 16 | 153.4624 | 153.4624 | 484.8498 | 0 | 0 | 3490.1072 | 166.9226 | 1663.7572 | -1871.5369 | -1821.2448 | 221.0139 | 0 | -1080.5968
2030-03-25 | 17 | 153.4624 | 153.4624 | 323.2332 | 0 | 0 | 3777.1387 | 169.8085 | 1578.4332 | -1225.6411 | -1821.2448 | 265.2469 | 0 | -1080.5968
2030-03-25 | 18 | 153.4624 | 153.4624 | 484.8498 | 133.2642 | 133.2642 | 3240.1379 | 213.9514 | 908.255 | -1871.5369 | -110.0965 | 456.2691 | 0 | -1080.5968
2030-03-25 | 19 | 306.9248 | 306.9248 | 0 | 66.6321 | 118.6174 | 1888.5693 | 215.9519 | 918.1249 | -846.1025 | -4.53e-06 | 1769.1498 | 0 | -1080.5968
2030-03-25 | 20 | 306.9248 | 209.5758 | 464.9533 | 199.8963 | 199.8963 | 2577.4202 | 215.9531 | 321.1043 | -1871.538 | 1821.2448 | 3538.2996 | 0 | -1080.5968
2030-03-25 | 21 | 306.9248 | 248.5683 | 312.0959 | 199.8963 | 199.8963 | 3117.8687 | 215.9512 | 1074.3339 | -1871.5369 | -4.53e-06 | 3538.2996 | 0 | -1080.5968
2030-03-25 | 22 | 261.3123 | 306.9248 | 323.2332 | 199.8963 | 199.8963 | 3247.5818 | 215.9541 | 1213.5587 | -1871.5369 | -4.53e-06 | 2741.75 | 0 | -1080.5968
2030-03-25 | 23 | 253.4982 | 306.9248 | 478.9756 | 199.8963 | 199.8963 | 3151.8867 | 215.9535 | 342.8117 | -1871.5369 | 1821.2448 | 1987.1923 | 0 | -1080.5968
2030-03-25 | 24 | 334.9316 | 460.3872 | 0 | 179.0394 | 133.2642 | 3777.1387 | 213.9517 | 1332.8462 | -3317.269 | -4.53e-06 | 2579.6321 | 0 | -1080.5968
2030-03-26 | 1 | 460.3872 | 373.3244 | 0 | 133.2642 | 133.2642 | 3777.1387 | 2473.5747 | 775.5174 | -3743.0737 | 747.1506 | 3538.2996 | 0 | -1080.5968
2030-03-26 | 2 | 373.2873 | 306.9248 | 0 | 133.2642 | 133.2642 | 3777.1387 | 3625.937 | 319.5853 | 4.53e-05 | 1970.9155 | 3538.2996 | 0 | -1080.5968
2030-03-26 | 3 | 306.9248 | 436.0268 | 0 | 133.2642 | 133.2642 | 3777.1387 | 3625.937 | -27.5236 | 3743.0737 | 3642.4895 | 3538.2996 | 0 | -1080.5968
2030-03-26 | 4 | 460.3872 | 436.7426 | 0 | 133.2642 | 133.2642 | 3777.1387 | 3625.937 | 936.4935 | 3743.0737 | 3642.4895 | 3538.2996 | 0 | -1080.5968
2030-03-26 | 5 | 440.4735 | 460.3872 | 0 | 199.8963 | 199.8963 | 3777.1387 | 3625.937 | 2671.2251 | 3743.0737 | 3642.4895 | 3538.2996 | 0 | -1080.5968
2030-03-26 | 6 | 306.9248 | 406.8537 | 0 | 199.8963 | 199.8963 | 3777.1387 | 3625.937 | 2674.1492 | 3743.0737 | 3642.4895 | 3538.2996 | 0 | -1080.5968
2030-03-26 | 7 | 306.9248 | 306.9248 | 0 | 199.8963 | 167.211 | 3777.1387 | 3625.937 | 3158.6924 | 3743.0737 | 3642.4895 | 3538.2996 | 0 | 1080.5968
2030-03-26 | 8 | 306.9248 | 252.01 | 0 | 143.2735 | 199.8963 | 3777.1387 | 3625.937 | 3500.5195 | 3743.0737 | 3642.4895 | 3538.2996 | 0 | -1080.5968
2030-03-26 | 9 | 460.3872 | 460.3872 | 0 | 56.1102 | 0 | 3777.1387 | 3625.937 | 3785.2273 | 3743.0737 | 3642.4895 | 3538.2996 | 0 | -1080.5968
2030-03-26 | 10 | 153.4624 | 306.5831 | 0 | 199.8963 | 199.8963 | 3777.1387 | 3625.937 | 3785.2273 | 3743.0737 | 3642.4895 | 3538.2996 | 0 | -1080.5968
2030-03-26 | 11 | 153.4624 | 153.4624 | 0 | 199.8963 | 245.7047 | 3777.1387 | 3625.937 | 3785.2273 | 3743.0737 | 3642.4895 | 3538.2996 | 0 | -1080.5968
2030-03-26 | 12 | 153.4624 | 153.4624 | 0 | 199.8963 | 199.8963 | 3777.1387 | 3625.937 | 3785.2273 | 3743.0737 | 3642.4895 | 3538.2996 | 0 | -1080.5968
2030-03-26 | 13 | 153.4624 | 153.4624 | 0 | 199.8963 | 137.7438 | 3777.1387 | 3625.937 | 3785.2273 | 3743.0737 | 3642.4895 | 3538.2996 | 0 | -1080.5968
2030-03-26 | 14 | 153.4624 | 153.4624 | 0 | 199.8963 | 155.8315 | 3777.1387 | 3625.937 | 3785.2273 | 3743.0737 | 3642.4895 | 3538.2996 | 0 | -1080.5968
2030-03-26 | 15 | 153.4624 | 153.4624 | 0 | 199.8963 | 153.844 | 3777.1387 | 3625.937 | 3785.2273 | 3743.0737 | 3642.4895 | 3538.2996 | 0 | -1080.5968
2030-03-26 | 16 | 153.4624 | 153.4624 | 0 | 199.8963 | 197.1538 | 3777.1387 | 3625.937 | 3785.2273 | 3743.0737 | 3642.4895 | 3538.2996 | 0 | -1080.5968
2030-03-26 | 17 | 153.4624 | 153.4624 | 0 | 133.2642 | 133.2642 | 3777.1387 | 3625.937 | 3785.2273 | 3743.0737 | 3642.4895 | 3538.2996 | 0 | -1080.5968
2030-03-26 | 18 | 153.4624 | 153.4624 | 0 | 66.6321 | 66.6321 | 3777.1387 | 3625.937 | 3785.2273 | 3743.0737 | 3642.4895 | 3538.2996 | 0 | -1080.5968
2030-03-26 | 19 | 153.4624 | 153.4624 | 0 | 0 | 0 | 3777.1387 | 3625.937 | 3785.2273 | 3743.0737 | 3642.4895 | 3538.2996 | 0 | -1080.5968
2030-03-26 | 20 | 153.4624 | 153.4624 | 0 | 0 | 21.2591 | 3777.1387 | 3625.937 | 3785.2273 | 3743.0737 | 3642.4895 | 3538.2996 | 0 | -1080.5968
2030-03-26 | 21 | 153.4624 | 153.4624 | 0 | 66.6321 | 66.7465 | 3777.1387 | 3625.937 | 3785.2273 | 3743.0737 | 3642.4895 | 3538.2996 | 0 | -1080.5968
2030-03-26 | 22 | 153.4624 | 153.4624 | 0 | 66.6321 | 75.1843 | 3777.1387 | 3625.937 | 3785.2273 | 3743.0737 | 3642.4895 | 3538.2996 | 0 | -1080.5968
2030-03-26 | 23 | 153.4624 | 153.4624 | 0 | 133.2642 | 185.157 | 3777.1387 | 3625.937 | 3785.2273 | 3743.0737 | 3642.4895 | 3538.2996 | 0 | -1080.5968
2030-03-26 | 24 | 153.4624 | 153.4624 | 0 | 199.8963 | 199.8963 | 3777.1387 | 3625.937 | 3785.2273 | 3743.0737 | 3642.4895 | 3538.2996 | 0 | -263.5942
2030-03-27 | 1 | 153.4624 | 153.4624 | 0 | 133.2642 | 133.2642 | 3777.1387 | 3625.937 | 3785.2273 | 3743.0737 | 3642.4895 | 3538.2996 | 0 | -1080.5968
2030-03-27 | 2 | 153.4624 | 153.4624 | 0 | 0 | 0 | 3777.1387 | 3625.937 | 3785.2273 | 3743.0737 | 3642.4895 | 3538.2996 | 0 | -1080.5968
2030-03-27 | 3 | 153.4624 | 153.4624 | 0 | 186.7865 | 133.2642 | 3777.1387 | 3625.937 | 3785.2273 | 3743.0737 | 3642.4895 | 3538.2996 | 0 | -1080.5968
2030-03-27 | 4 | 153.4624 | 153.4624 | 0 | 145.3754 | 133.2642 | 3777.1387 | 3625.937 | 3785.2273 | 3743.0737 | 3642.4895 | 3538.2996 | 0 | -1080.5968
2030-03-27 | 5 | 153.4624 | 153.4624 | 0 | 133.2642 | 73.5443 | 3777.1387 | 3625.937 | 3785.2273 | 3743.0737 | 3642.4895 | 3538.2996 | 0 | -1080.5968
2030-03-27 | 6 | 153.4624 | 153.4624 | 0 | 133.2642 | 133.2642 | 3777.1387 | 3625.937 | 3785.2273 | 3743.0737 | 3642.4895 | 3538.2996 | 0 | -1080.5968
2030-03-27 | 7 | 153.4624 | 153.4624 | 0 | 168.7238 | 133.2642 | 3777.1387 | 3625.937 | 3785.2273 | 3743.0737 | 3642.4895 | 3538.2996 | 0 | -1080.5968
2030-03-27 | 8 | 153.4624 | 153.4624 | 0 | 0 | 0 | 3777.1387 | 3625.937 | 3785.2273 | 3743.0737 | 3642.4895 | 3538.2996 | 0 | -1080.5968
2030-03-27 | 9 | 153.4624 | 153.4624 | 0 | 199.8963 | 199.8963 | 3777.1387 | 3625.937 | 3785.2273 | 3743.0737 | 3642.4895 | 3538.2996 | 0 | -1080.5968
2030-03-27 | 10 | 153.4624 | 153.4624 | 0 | 133.2642 | 133.2642 | 3777.1387 | 3625.937 | 3785.2273 | 3743.0737 | 3642.4895 | 3538.2996 | 0 | -1080.5968
2030-03-27 | 11 | 153.4624 | 153.4624 | 0 | 199.8963 | 199.8963 | 3777.1387 | 3625.937 | 3785.2273 | 3743.0737 | 3642.4895 | 3538.2996 | 165.4054 | -1080.5968
2030-03-27 | 12 | 153.4624 | 153.4624 | 0 | 93.3315 | 66.6321 | 3777.1387 | 3625.937 | 3785.2273 | 3743.0737 | 3642.4895 | 3538.2996 | 0 | -1080.5968
2030-03-27 | 13 | 153.4624 | 153.4624 | 0 | 191.064 | 133.2642 | 3777.1387 | 3625.937 | 3785.2273 | 3743.0737 | 3642.4895 | 3538.2996 | 0 | -1080.5968
2030-03-27 | 14 | 153.4624 | 153.4624 | 0 | 0 | 0 | 3777.1387 | 3625.937 | 3785.2273 | 3743.0737 | 3642.4895 | 3538.2996 | 0 | -1080.5968
2030-03-27 | 15 | 153.4624 | 153.4624 | 0 | 0 | 0 | 3777.1387 | 3625.937 | 3785.2273 | 3743.0737 | 3642.4895 | 3538.2996 | 0 | -1080.5968
2030-03-27 | 16 | 153.4624 | 153.4624 | 0 | 0 | 0 | 3777.1387 | 3625.937 | 3785.2273 | 3743.0737 | 3642.4895 | 3538.2996 | 0 | -1080.5968
2030-03-27 | 17 | 169.0576 | 153.4624 | 0 | 199.8963 | 199.8963 | 3777.1387 | 3625.937 | 3785.2273 | 3743.0737 | 3642.4895 | 3538.2996 | 0 | -1080.5968
2030-03-27 | 18 | 153.4624 | 225.3754 | 0 | 0 | 0 | 3777.1387 | 3625.937 | 1556.3865 | 3743.0737 | 3642.4895 | 3538.2996 | 0 | -1080.5968
2030-03-27 | 19 | 153.4624 | 153.4624 | 0 | 0 | 0 | 3777.1387 | 3625.937 | 2193.2395 | 3743.0737 | 3642.4895 | 3538.2996 | 0 | -1080.5968
2030-03-27 | 20 | 153.4624 | 153.4624 | 0 | 0 | 0 | 3777.1387 | 3625.937 | -2012.9587 | 3743.0737 | 3642.4895 | 3538.2996 | 0 | -1080.5968
2030-03-27 | 21 | 153.4624 | 153.4624 | 0 | 0 | 0 | 3777.1387 | 3625.937 | -1384.5879 | 1519.6443 | 3642.4895 | 3538.2996 | 0 | -1080.5968
2030-03-27 | 22 | 153.4624 | 153.4624 | 0 | 0 | 0 | 3777.1387 | 3625.937 | -1466.6941 | 1005.4315 | 3642.4895 | 1729.3732 | 0 | -1080.5968
2030-03-27 | 23 | 153.4624 | 153.4624 | 0 | 0 | 0 | 3777.1387 | 3625.937 | -1536.6639 | 4.53e-05 | 2483.7839 | 265.248 | 248.8513 | -1080.5968
2030-03-27 | 24 | 153.4624 | 153.4624 | 0 | 0 | 0 | 3777.1387 | 2164.7275 | -1746.5748 | -289.9948 | 1821.2448 | 1036.9298 | 0 | -1080.5968
2030-03-28 | 1 | 153.4624 | 153.4624 | 299.0488 | 0 | 0 | 3777.1387 | 600.9419 | -2889.8198 | -930.1309 | 1821.2448 | 265.2455 | 0 | -1080.5968
2030-03-28 | 2 | 153.4624 | 153.4624 | 0 | 0 | 0 | 3777.1387 | 215.9534 | -2747.6169 | 128.9113 | 420.1824 | 3002.4199 | 0 | -1080.5968
2030-03-28 | 3 | 153.4624 | 153.4624 | 0 | 0 | 0 | 3777.1387 | 215.9529 | -2281.8206 | 66.0555 | -4.53e-06 | 3538.2996 | 0 | -1080.5968
2030-03-28 | 4 | 153.4624 | 153.4624 | 0 | 0 | 0 | 3777.1387 | 215.9524 | -1277.2642 | -249.7095 | -1821.2448 | 3538.2996 | 0 | -1080.5968
2030-03-28 | 5 | 153.4624 | 153.4624 | 0 | 0 | 0 | 3777.1387 | 215.9494 | -1091.7893 | -1701.9236 | -1821.2448 | 3538.2996 | 0 | -1080.5968
2030-03-28 | 6 | 153.4624 | 153.4624 | 0 | 0 | 0 | 3777.1387 | 213.9518 | -795.9075 | -1380.3545 | -1177.0227 | 3538.2996 | 0 | -1080.5968
2030-03-28 | 7 | 153.4624 | 153.4624 | 125.2721 | 0 | 0 | 3777.1387 | 213.9524 | -263.5684 | -1697.3743 | -4.53e-06 | 1664.8722 | 0 | -1080.5968
2030-03-28 | 8 | 153.4624 | 153.4624 | 349.0718 | 0 | 0 | 3777.1387 | 215.9519 | 229.8728 | -630.6179 | -4.53e-06 | 265.2449 | 0 | -1080.5968
2030-03-28 | 9 | 153.4624 | 153.4624 | 646.4664 | 0 | 0 | 3777.1387 | 213.9512 | 1245.3849 | -1404.8323 | -1821.2448 | 265.2469 | 0 | -1080.5968
2030-03-28 | 10 | 153.4624 | 153.4624 | 646.4664 | 0 | 0 | 3777.1387 | 213.952 | 1395.7924 | -1483.4243 | -1821.2448 | 265.2463 | 0 | -1080.5968
2030-03-28 | 11 | 153.4624 | 153.4624 | 484.8498 | 0 | 0 | 3777.1387 | 213.9524 | 1529.166 | -620.0313 | -1821.2448 | 265.2463 | 0 | -1080.5968
2030-03-28 | 12 | 153.4624 | 153.4624 | 323.2332 | 0 | 0 | 3777.1387 | 213.9524 | 1661.1387 | -954.0461 | -1821.2448 | 265.2449 | 0 | -1080.5968
2030-03-28 | 13 | 153.4624 | 153.4624 | 323.2332 | 0 | 0 | 3777.1387 | 213.9538 | 1819.746 | -1871.5369 | -1821.2448 | -139.8114 | 0 | -1080.5968
2030-03-28 | 14 | 153.4624 | 153.4624 | 0 | 0 | 0 | 3717.4321 | 166.9224 | 1766.0669 | -1871.5369 | -1821.2448 | 0 | 43.1827 | -1080.5968
2030-03-28 | 15 | 153.4624 | 153.4624 | 476.5166 | 0 | 0 | 3630.9868 | 161.3925 | 1703.2662 | -1871.5369 | -1821.2448 | -5.5428 | 0 | -1080.5968
2030-03-28 | 16 | 153.4624 | 153.4624 | 484.8498 | 8.6138 | 66.6321 | 3352.1868 | 166.9224 | 1660.9988 | -1871.5369 | -2135.8867 | -1769.1498 | 0 | -1080.5968
2030-03-28 | 17 | 153.4624 | 153.4624 | 0 | 66.6321 | 66.6321 | 2957.5095 | 215.9533 | 1224.5618 | -1871.5369 | -1617.2253 | 1769.1498 | 0 | -1080.5968
2030-03-28 | 18 | 306.9248 | 306.9248 | 50.0312 | 80.721 | 66.6321 | 2156.2747 | 1151.7623 | 281.1906 | -1871.5369 | 918.9172 | 3538.2996 | 0 | -1080.5968
2030-03-28 | 19 | 460.3872 | 460.3872 | 0 | 133.2642 | 133.2642 | 1888.5693 | 3101.8083 | 500.1505 | -884.9247 | -4.53e-06 | 3538.2996 | 0 | -1080.5968
2030-03-28 | 20 | 460.3872 | 460.3872 | 0 | 199.8963 | 199.8963 | 3777.1387 | 3625.937 | 488.31 | -2104.4832 | -4.53e-06 | 3538.2996 | 0 | -1080.5968
2030-03-28 | 21 | 460.3872 | 460.3872 | 0 | 266.4163 | 266.4163 | 3777.1387 | 3625.937 | 637.8267 | -1328.0211 | -4.53e-06 | 3538.2996 | 0 | -1080.5968
2030-03-28 | 22 | 460.3872 | 460.3872 | 0 | 143.6655 | 199.8963 | 3777.1387 | 3625.937 | 519.5563 | -753.7919 | -4.53e-06 | 3538.2996 | 0 | -1080.5968
2030-03-28 | 23 | 460.3872 | 460.3872 | 0 | 199.8963 | 199.8963 | 3777.1387 | 3625.937 | 177.5099 | 4.53e-05 | 415.2814 | 3538.2996 | 0 | -1080.5968
2030-03-28 | 24 | 224.2547 | 306.9248 | 0 | 66.6321 | 4.9661 | 3777.1387 | 3625.937 | -98.5237 | 1229.8224 | 791.5237 | 3538.2996 | 0 | -1080.5968
2030-03-29 | 1 | 153.4624 | 153.4624 | 0 | 0 | 0 | 3777.1387 | 3625.937 | -119.7397 | 2605.3696 | -4.53e-06 | 3538.2996 | 0 | -1080.5968
2030-03-29 | 2 | 153.4624 | 153.4624 | 0 | 0 | 0 | 3777.1387 | 3625.937 | -735.2622 | 3743.0737 | 1441.6853 | 3538.2996 | 0 | -1080.5968
2030-03-29 | 3 | 287.5914 | 306.9248 | 0 | 199.8963 | 199.8963 | 3777.1387 | 3625.937 | 2630.363 | 3743.0737 | 3642.4895 | 3538.2996 | 0 | -1080.5968
2030-03-29 | 4 | 153.4624 | 153.4624 | 0 | 266.4163 | 266.4163 | 3777.1387 | 3625.937 | 3785.2273 | 3743.0737 | 3642.4895 | 3538.2996 | 0 | -1080.5968
2030-03-29 | 5 | 153.4624 | 153.4624 | 0 | 266.4163 | 266.4163 | 3777.1387 | 3625.937 | 3785.2273 | 3743.0737 | 3642.4895 | 3538.2996 | 0 | -1080.5968
2030-03-29 | 6 | 153.4624 | 153.4624 | 0 | 266.4163 | 266.4163 | 3777.1387 | 3625.937 | 3785.2273 | 3743.0737 | 3642.4895 | 3538.2996 | 0 | -1080.5968
2030-03-29 | 7 | 153.4624 | 153.4624 | 0 | 266.4163 | 226.6114 | 3777.1387 | 3625.937 | 3785.2273 | 3743.0737 | 3642.4895 | 3538.2996 | 0 | -1080.5968
2030-03-29 | 8 | 153.4624 | 153.4624 | 0 | 150.1749 | 199.8963 | 3777.1387 | 3625.937 | 3785.2273 | 3743.0737 | 3642.4895 | 3538.2996 | 0 | -1080.5968
2030-03-29 | 9 | 153.4624 | 153.4624 | 0 | 199.8963 | 226.3718 | 3777.1387 | 3625.937 | 3785.2273 | 3743.0737 | 3642.4895 | 3538.2996 | 0 | -1080.5968
2030-03-29 | 10 | 153.4624 | 153.4624 | 0 | 266.4163 | 266.4163 | 3777.1387 | 3625.937 | 3785.2273 | 3743.0737 | 3642.4895 | 3538.2996 | 0 | -1080.5968
2030-03-29 | 11 | 153.4624 | 153.4624 | 0 | 266.4163 | 266.4163 | 3777.1387 | 3625.937 | 3785.2273 | 3743.0737 | 3642.4895 | 3538.2996 | 0 | -1080.5968
2030-03-29 | 12 | 153.4624 | 153.4624 | 0 | 266.4163 | 266.4163 | 3777.1387 | 3625.937 | 3785.2273 | 3743.0737 | 3642.4895 | 3538.2996 | 0 | -1080.5968
2030-03-29 | 13 | 153.4624 | 153.4624 | 0 | 0 | 0 | 3777.1387 | 3625.937 | 3785.2273 | 3743.0737 | 3642.4905 | 3538.2996 | 0 | -1080.5968
2030-03-29 | 14 | 153.4624 | 153.4624 | 0 | 0 | 0 | 3777.1387 | 3625.937 | 3785.2273 | 3743.0737 | 3642.4895 | 3538.2996 | 0 | -1080.5968
2030-03-29 | 15 | 153.4624 | 153.4624 | 0 | 199.8963 | 199.8963 | 3777.1387 | 333.9566 | 3785.2273 | 3743.0737 | 3642.4895 | 3538.2996 | 0 | -1080.5968
2030-03-29 | 16 | 153.4624 | 87.5245 | 0 | 0 | 0 | 3777.1387 | 3625.937 | 3785.2273 | 3743.0737 | 3642.4895 | 3538.2996 | 0 | -1080.5968
2030-03-29 | 17 | 153.4624 | 27.5381 | 0 | 0 | 0 | 3777.1387 | 3625.937 | 3785.2273 | 3743.0737 | 3642.4895 | 3538.2996 | 0 | -1080.5968
2030-03-29 | 18 | 153.4624 | 153.4624 | 0 | 0 | 0 | 3777.1387 | 3625.937 | 3785.2273 | 3743.0737 | 3642.4895 | 3538.2996 | 0 | -1080.5968
2030-03-29 | 19 | 153.4624 | 153.4624 | 0 | 0 | 0 | 3777.1387 | 3625.937 | 3785.2273 | 3743.0737 | 3642.4895 | 3538.2996 | 0 | -1080.5968
2030-03-29 | 20 | 153.4624 | 153.4624 | 0 | 0 | 0 | 3777.1387 | 3625.937 | 3785.2273 | 3743.0737 | 3642.4895 | 3538.2996 | 0 | -1080.5968
2030-03-29 | 21 | 153.4624 | 153.4624 | 0 | 0 | 0 | 3777.1387 | 3625.937 | 3785.2273 | 3743.0737 | 3642.4895 | 3538.2996 | 0 | -1080.5968
2030-03-29 | 22 | 153.4624 | 153.4624 | 0 | 0 | 0 | 3777.1399 | 3625.937 | 3785.2273 | 3743.0737 | 3642.4895 | 3538.2996 | 0 | -1080.5968
2030-03-29 | 23 | 153.4624 | 153.4624 | 0 | 0 | 0 | 3777.1387 | 3625.937 | 3785.2273 | 3743.0737 | 3642.4895 | 3538.2996 | 0 | -1080.5968
2030-03-29 | 24 | 153.4624 | 153.4624 | 0 | 0 | 0 | 3777.1387 | 3625.937 | 3785.2273 | 3743.0737 | 3642.4895 | 3538.2983 | 0 | -1080.5968
2030-03-30 | 1 | 0 | 0 | 0 | 266.4163 | 266.4163 | 3777.1387 | 3625.937 | 3785.2273 | 3743.0737 | 3642.4895 | 3538.2996 | 0 | 1080.5968
2030-03-30 | 2 | 153.4624 | 153.4624 | 0 | 266.4163 | 266.4163 | 3777.1387 | 3625.937 | 3785.2273 | 3743.0737 | 3642.4895 | 3538.2996 | 0 | -1080.5968
2030-03-30 | 3 | 153.4624 | 124.2262 | 0 | 266.4163 | 266.4163 | 3777.1387 | 3625.937 | 3785.2273 | 3743.0737 | 3642.4895 | 3538.2996 | 0 | -1080.5968
2030-03-30 | 4 | 0 | 0 | 0 | 266.4163 | 266.4163 | 3777.1387 | 3625.937 | 3785.2273 | 3743.0737 | 3642.4895 | 3538.2996 | 0 | -1058.7627
2030-03-30 | 5 | 153.4624 | 26.3573 | 323.2332 | 266.4163 | 266.4163 | 3777.1387 | 3625.937 | 3785.2273 | 3743.0737 | 3642.4895 | 3538.2996 | 0 | -4.53e-06
2030-03-30 | 6 | 0 | 0 | 0 | 266.4163 | 266.4163 | 3777.1387 | 3625.937 | 3785.2273 | 3743.0737 | 3642.4895 | 3538.2996 | 0 | -4.53e-06
2030-03-30 | 7 | 0 | 0 | 0 | 266.4163 | 266.4163 | 3777.1387 | 3625.937 | 3785.2273 | 3743.0737 | 3642.4895 | 3538.2996 | 0 | -1080.5968
2030-03-30 | 8 | 0 | 0 | 0 | 199.8963 | 199.8963 | 3777.1387 | 3625.937 | 3785.2273 | 3743.0737 | 3642.4895 | 3538.2996 | 0 | -1080.5968
2030-03-30 | 9 | 0 | 0 | 0 | 66.6321 | 35.8416 | 3777.1387 | 3625.937 | 3785.2273 | 3743.0737 | 3642.4895 | 3538.2996 | 0 | -1080.5968
2030-03-30 | 10 | 0 | 0 | 0 | 0 | 0 | 3777.1387 | 3625.937 | 3785.2273 | 3743.0737 | 3642.4895 | 3538.2996 | 0 | -1080.5968
2030-03-30 | 11 | 153.4624 | 153.4624 | 0 | 0 | 0 | 3777.1387 | 3625.937 | 3785.2273 | 3743.0737 | 3642.4895 | 3538.2996 | 0 | -1080.5968
2030-03-30 | 12 | 153.4624 | 153.4624 | 0 | 0 | 0 | 3777.1387 | 3625.937 | 3785.2273 | 3743.0737 | 3642.4895 | 3538.2996 | 0 | -1080.5968
2030-03-30 | 13 | 153.4624 | 153.4624 | 0 | 0 | 0 | 3777.1387 | 3625.937 | 3785.2273 | 3743.0737 | 3642.4895 | 3538.2996 | 0 | -1080.5968
2030-03-30 | 14 | 153.4624 | 153.4624 | 0 | 0 | 0 | 3777.1387 | 3625.937 | 3785.2273 | 3743.0737 | 3642.4895 | 3538.2996 | 0 | -1080.5968
2030-03-30 | 15 | 153.4624 | 153.4624 | 0 | 0 | 0 | 3777.1387 | 3625.937 | 3785.2273 | 3743.075 | 3642.4895 | 3538.2996 | 0 | -1080.5968
2030-03-30 | 16 | 153.4624 | 153.4624 | 0 | 0 | 0 | 3777.1387 | 3625.937 | 3785.2273 | 3743.0737 | 3642.4895 | 3538.2996 | 0 | -1080.5968
2030-03-30 | 17 | 153.4624 | 153.4624 | 0 | 199.8963 | 169.9415 | 3777.1387 | 3625.937 | 3785.2273 | 3743.0737 | 3642.4895 | 3538.2996 | 0 | -1080.5968
2030-03-30 | 18 | 16.3496 | 153.4624 | 0 | 0 | 0 | 3777.1387 | 3625.937 | 3785.2273 | 3743.0737 | 3642.4895 | 3538.2996 | 0 | -1080.5968
2030-03-30 | 19 | 153.4624 | 153.4624 | 0 | 0 | 0 | 3777.1387 | 3625.937 | 3785.2273 | 3743.0737 | 3642.4895 | 3538.2996 | 0 | -1080.5968
2030-03-30 | 20 | 153.4624 | 153.4624 | 0 | 0 | 0 | 3777.1387 | 3625.937 | 3785.2273 | 3743.0737 | 3642.4895 | 3538.2996 | 0 | -1080.5968
2030-03-30 | 21 | 153.4624 | 153.4624 | 0 | 0 | 0 | 3777.1387 | 3625.937 | 3785.2273 | 3743.0737 | 3642.4895 | 3538.2996 | 0 | -1080.5968
2030-03-30 | 22 | 153.4624 | 153.4624 | 0 | 53.9533 | 0 | 3777.1387 | 3625.937 | 3785.2273 | 3743.0737 | 3642.4895 | 3538.2996 | 0 | -1080.5968
2030-03-30 | 23 | 0 | 0 | 0 | 177.5939 | 133.2642 | 3777.1387 | 3625.9382 | 3785.2273 | 3743.0737 | 3642.4895 | 3538.2996 | 0 | -1080.5968
2030-03-30 | 24 | 0 | 0 | 446.0609 | 199.8963 | 224.1944 | 3777.1387 | 3625.937 | 3785.2273 | 3743.0737 | 3642.4895 | 3538.2996 | 0 | -1080.5968
2030-03-31 | 1 | 0 | 0 | 0 | 266.4163 | 266.4163 | 3777.1387 | 3625.937 | -328.5981 | 3743.0737 | 3642.4895 | 3538.2996 | 0 | -1080.5968
2030-03-31 | 2 | 0 | 0 | 0 | 266.4163 | 266.4163 | 3777.1387 | 3625.937 | 855.7656 | 3023.8584 | -566.5826 | 3538.2996 | 0 | -1080.5968
2030-03-31 | 3 | 0 | 0 | 0 | 266.4163 | 266.4163 | 3777.1387 | 3625.937 | 762.1865 | 3743.0737 | -1006.8146 | 3538.2996 | 0 | -1080.5968
2030-03-31 | 4 | 0 | 0 | 0 | 266.4163 | 266.4163 | 3777.1387 | 3625.937 | 655.731 | 3743.0737 | -739.9353 | 3538.2996 | 0 | -1080.5968
2030-03-31 | 5 | 0 | 0 | 0 | 266.4163 | 266.4163 | 3777.1387 | 3625.937 | -235.3573 | 3743.0737 | -345.0187 | 3538.2996 | 0 | -4.53e-06
2030-03-31 | 6 | 0 | 0 | 0 | 266.4163 | 266.4163 | 3777.1387 | 3625.937 | 72.2195 | 3743.0737 | -842.2274 | 3538.2996 | 0 | -1080.5968
2030-03-31 | 7 | 0 | 0 | 0 | 266.4163 | 266.4163 | 3777.1387 | 3625.937 | -470.5643 | 3179.3401 | -3457.4382 | 3538.2996 | 0 | 1080.5968
2030-03-31 | 8 | 0 | 0 | 0 | 266.4163 | 266.4163 | 3777.1387 | 3588.4846 | -0.0010045 | 2019.4823 | 621.5623 | 3538.2996 | 0 | -1080.5968
2030-03-31 | 9 | 0 | 0 | 0 | 266.4163 | 266.4163 | 3777.1387 | 3625.937 | 86.302 | 1070.6864 | 2893.4866 | 2264.9456 | 0 | -1080.5968
2030-03-31 | 10 | 0 | 0 | 0 | 266.4163 | 266.4163 | 3318.2405 | 3625.937 | -113.3378 | 3522.8923 | 3642.4895 | 1186.0861 | 0 | -1080.5968
2030-03-31 | 11 | 0 | 0 | 0 | 266.4163 | 266.4163 | 2831.0867 | 3625.937 | 1892.6136 | 3743.0737 | 3642.4895 | 109.6267 | 0 | -1080.5968
2030-03-31 | 12 | 0 | 0 | 0 | 266.4163 | 266.4163 | 2433.2214 | 3625.937 | 1892.6136 | 3743.0737 | 3642.4895 | -311.9763 | 0 | -1080.5968
2030-03-31 | 13 | 0 | 0 | 0 | 266.4163 | 266.4163 | 3556.385 | 2390.501 | 1992.2283 | 3743.0737 | 3642.4895 | 221.0148 | 0 | -1080.5968
2030-03-31 | 14 | 0 | 0 | 0 | 266.4163 | 266.4163 | 3399.2295 | 2808.0762 | 1892.6136 | 3743.0737 | 3642.4895 | 265.2454 | 0 | -1080.5968
2030-03-31 | 15 | 0 | 0 | 0 | 266.4163 | 266.4163 | 2795.8938 | 2626.2407 | 1892.6136 | 3743.0737 | 3642.4895 | 612.7288 | 0 | -1080.5968
2030-03-31 | 16 | 0 | 0 | 0 | 266.4163 | 266.4163 | 3777.1387 | 1536.4298 | 3159.8035 | 3743.0737 | 3642.4895 | -116.5588 | 0 | -1080.5968
2030-03-31 | 17 | 0 | 0 | 0 | 266.4163 | 266.4163 | 3777.1387 | 2176.4321 | 3785.2273 | 3743.0737 | 3642.4895 | -0.0010109 | 0 | -1080.5968
2030-03-31 | 18 | 0 | 0 | 0 | 266.4163 | 266.4163 | 3777.1387 | 2218.5166 | 2972.2173 | 3743.0737 | 3642.4895 | 260.2899 | 0 | -1080.5968
2030-03-31 | 19 | 0 | 0 | 0 | 266.4163 | 266.4163 | 3777.1387 | 1992.6775 | 3785.2273 | 3743.0737 | 3642.4895 | 215.4345 | 0 | -1080.5968
2030-03-31 | 20 | 0 | 0 | 0 | 266.4163 | 266.4163 | 3777.1387 | 2091.5002 | 3785.2273 | 3743.0737 | 3642.4895 | -80.6548 | 0 | -1080.5968
2030-03-31 | 21 | 0 | 0 | 0 | 2.5183 | 66.6321 | 3777.1387 | 1946.8281 | 3785.2273 | 3743.0737 | 3642.4895 | -658.5784 | 0 | -1080.5968
2030-03-31 | 22 | 0 | 0 | 0 | 66.6321 | 85.9015 | 3777.1387 | 1812.9685 | 3667.3052 | 3743.0737 | 3642.4895 | -2547.0122 | 0 | -1080.5968
2030-03-31 | 23 | 0 | 0 | 0 | 133.2642 | 86.185 | 3777.1387 | 166.9229 | 3785.2273 | 3743.0737 | 3642.4895 | 0 | 0 | -1080.5968
2030-03-31 | 24 | 0 | 0 | 0 | 266.4163 | 266.4163 | 3020.8137 | 548.2343 | 2809.5242 | 3743.0737 | 3642.4895 | 265.2479 | 0 | -880.5842
2030-04-01 | 1 | 0 | 0 | 0 | 133.2642 | 195.9818 | 3240.332 | -381.4473 | -703.7316 | 3743.0737 | 3642.4895 | 0 | 0 | -1080.5968
2030-04-01 | 2 | 0 | 0 | 0 | 0 | 0 | 3777.1387 | 166.9203 | -1198.516 | 2645.7473 | -1234.0973 | 1629.0941 | 0 | -1080.5968
2030-04-01 | 3 | 0 | 0 | 0 | 0 | 0 | 3777.1387 | 166.9227 | 728.0837 | 1765.7567 | -3642.4885 | 3538.2996 | 0 | -1080.5968
2030-04-01 | 4 | 0 | 0 | 0 | 0 | 0 | 3777.1387 | 213.953 | 713.6297 | 1733.6666 | -3588.1628 | 3538.2996 | 0 | -1080.5968
2030-04-01 | 5 | 0 | 0 | 0 | 0 | 0 | 3777.1387 | 166.9225 | 1170.4166 | 1025.3755 | 2935.6501 | 1769.749 | 0 | 1080.5968
2030-04-01 | 6 | 0 | 0 | 0 | 0 | 0 | 3777.1387 | 230.9865 | 855.6731 | -669.883 | 2403.8774 | 3538.2996 | 0 | -1080.5968
2030-04-01 | 7 | 0 | 0 | 0 | 0 | 0 | 3777.1387 | 3625.937 | 311.6315 | 3743.0737 | 3642.4895 | 3538.2996 | 0 | -1080.5968
2030-04-01 | 8 | 153.4624 | 153.4624 | 0 | 0 | 0 | 3777.1387 | 3625.937 | 1892.6136 | 3743.0737 | 3642.4895 | 3538.2996 | 0 | -1080.5968
2030-04-01 | 9 | 153.4624 | 153.4624 | 0 | 0 | 19.6201 | 3777.1387 | 3625.937 | -161.362 | 3246.6279 | 3642.4895 | 3538.2996 | 0 | -1080.5968
2030-04-01 | 10 | 273.5143 | 153.4624 | 0 | 199.8963 | 199.8963 | 3777.1387 | 3625.937 | -55.1191 | 3559.2646 | 3642.4895 | 3538.2996 | 0 | -1080.5968
2030-04-01 | 11 | 306.9248 | 306.9248 | 0 | 199.8963 | 153.8689 | 3777.1387 | 3625.937 | 60.1665 | 3278.1992 | 3642.4895 | 3538.2996 | 0 | -1080.5968
2030-04-01 | 12 | 409.5755 | 306.9248 | 0 | 199.8963 | 199.8963 | 3777.1387 | 3625.937 | -115.5601 | 3325.9712 | 3642.4895 | 3538.2996 | 232.0554 | -1080.5968
2030-04-01 | 13 | 306.9248 | 305.1526 | 0 | 199.8963 | 199.8963 | 3777.1387 | 3625.937 | -692.8501 | 2090.5813 | 3642.4895 | 3538.2996 | 202.9441 | -1080.5968
2030-04-01 | 14 | 306.9248 | 335.5646 | 0 | 156.5274 | 199.8963 | 3777.1387 | 3625.937 | -649.7448 | 1387.8831 | 2595.9199 | 3538.2996 | 476.8344 | -1080.5968
2030-04-01 | 15 | 460.3872 | 398.3548 | 475.1063 | 199.8963 | 199.8963 | 3777.1387 | 3625.937 | 64.8006 | -1534.6609 | -4.53e-06 | 3538.2996 | 0 | -1080.5968
2030-04-01 | 16 | 460.3872 | 460.3872 | 440.6421 | 199.8963 | 235.1759 | 3777.1387 | 1165.1582 | 322.3102 | -1969.7963 | -474.893 | 3538.2996 | 0 | -1080.5968
2030-04-01 | 17 | 460.3872 | 403.8849 | 607.0668 | 199.8963 | 194.7735 | 3777.1387 | 351.6064 | 265.1065 | -1871.5369 | -479.7173 | 3538.2996 | 0 | -1080.5968
2030-04-01 | 18 | 460.3872 | 460.3872 | 605.5067 | 199.8963 | 199.8963 | 3777.1387 | 708.9086 | 275.3343 | -992.7646 | -278.2889 | 3538.2996 | 0 | -1080.5968
2030-04-01 | 19 | 460.3872 | 460.3872 | 484.8498 | 199.8963 | 199.8963 | 3777.1387 | 2555.3245 | 126.6095 | -339.2902 | -4.53e-06 | 3538.2996 | 0 | -1080.5968
2030-04-01 | 20 | 460.3872 | 460.3872 | 488.8593 | 133.2642 | 133.2642 | 3777.1387 | 3625.937 | -2.7895e-05 | 2457.552 | 305.119 | 3538.2996 | 0 | -1080.5968
2030-04-01 | 21 | 241.7488 | 153.4624 | 288.681 | 0 | 10.5199 | 3777.1387 | 3625.937 | 231.8141 | 3743.0737 | 3642.4895 | 3538.2996 | 0 | -1080.5968
2030-04-01 | 22 | 153.4624 | 153.4624 | 0 | 0 | 0 | 3777.1387 | 3625.937 | 1892.6136 | 3743.0737 | 3642.4895 | 3538.2996 | 0 | -992.4467
2030-04-01 | 23 | 153.4624 | 153.4624 | 0 | 0 | 0 | 3777.1387 | 3625.937 | 3785.2273 | 3743.0737 | 3642.4895 | 3538.2996 | 0 | -992.8537
2030-04-01 | 24 | 153.4624 | 153.4624 | 0 | 0 | 0 | 3777.1387 | 3625.937 | 3785.2273 | 3743.0737 | 3642.4895 | 3538.2996 | 0 | -1080.5968
2030-04-02 | 1 | 153.4624 | 153.4624 | 0 | 0 | 0 | 3777.1387 | 3625.937 | 3785.2273 | 3743.0737 | 3642.4895 | 3538.2996 | 0 | -1080.5968
2030-04-02 | 2 | 153.4624 | 153.4624 | 0 | 0 | 0 | 3777.1387 | 3625.937 | 3785.2273 | 3743.0737 | 3642.4895 | 3538.2996 | 0 | -1080.5968
2030-04-02 | 3 | 153.4624 | 153.4624 | 0 | 0 | 0 | 3777.1387 | 3625.937 | 3785.2273 | 3743.0737 | 3642.4895 | 3538.2996 | 0 | -1080.5968
2030-04-02 | 4 | 153.4624 | 153.4624 | 0 | 0 | 0 | 3777.1387 | 3625.937 | 3785.2283 | 3743.0737 | 3642.4895 | 3538.2996 | 0 | -1080.5968
2030-04-02 | 5 | 153.4624 | 153.4624 | 0 | 0 | 0 | 3777.1387 | 3625.937 | 3785.2273 | 3743.0737 | 3642.4895 | 3538.2996 | 0 | -1080.5968
2030-04-02 | 6 | 153.4624 | 153.4624 | 0 | 0 | 0 | 3777.1387 | 3625.937 | 3785.2273 | 3743.0737 | 3642.4895 | 3538.2996 | 0 | -1080.5968
2030-04-02 | 7 | 153.4624 | 153.4624 | 0 | 0 | 0 | 3777.1387 | 3625.937 | 3785.2273 | 3743.0737 | 3642.4895 | 3538.2996 | 0 | -1080.5968
2030-04-02 | 8 | 153.4624 | 153.4624 | 0 | 0 | 0 | 3777.1387 | 3625.937 | 3785.2273 | 3743.0737 | 3642.4895 | 3538.2996 | 0 | -1080.5968
2030-04-02 | 9 | 153.4624 | 153.4624 | 0 | 0 | 0 | 3777.1387 | 3625.937 | 3785.2273 | 3743.0737 | 3642.4895 | 3538.2996 | 0 | -1080.5968
2030-04-02 | 10 | 153.4624 | 153.4624 | 0 | 0 | 0 | 3777.1377 | 3625.937 | 3785.2273 | 3743.0737 | 3642.4895 | 3538.2996 | 0 | -1080.5968
2030-04-02 | 11 | 153.4624 | 153.4624 | 0 | 0 | 0 | 3777.1387 | 3625.937 | 3785.2273 | 3743.0737 | 3642.4895 | 3538.2996 | 0 | -1080.5968
2030-04-02 | 12 | 153.4624 | 153.4624 | 0 | 0 | 0 | 3777.1387 | 3625.937 | 3785.2273 | 3743.0737 | 3642.4895 | 3538.2996 | 0 | -1080.5968
2030-04-02 | 13 | 153.4624 | 153.4624 | 0 | 0 | 0 | 3777.1387 | 3625.937 | 3785.2273 | 3743.0737 | 3642.4895 | 3538.2996 | 0 | -1080.5968
2030-04-02 | 14 | 153.4624 | 153.4624 | 0 | 0 | 0 | 3777.1387 | 3625.937 | 3785.2273 | 3743.0737 | 3642.4895 | 3538.2996 | 0 | -1080.5968
2030-04-02 | 15 | 153.4624 | 153.4624 | 0 | 0 | 0 | 3777.1387 | 3625.937 | 3434.2954 | 3743.0737 | 3642.4895 | 3538.2996 | 0 | -1080.5968
2030-04-02 | 16 | 153.4624 | 153.4624 | 0 | 0 | 0 | 3777.1387 | 3625.937 | 3124.5574 | 3743.0737 | 3642.4895 | 3538.2996 | 0 | -1080.5968
2030-04-02 | 17 | 198.7121 | 153.4624 | 0 | 0 | 0 | 3777.1387 | 3625.937 | 2525.8589 | 3743.0737 | 3642.4895 | 3538.2996 | 0 | -1080.5968
2030-04-02 | 18 | 153.4624 | 153.4624 | 0 | 0 | 0 | 3777.1387 | 3625.937 | 887.0255 | 3743.0737 | 3642.4895 | 3538.2996 | 0 | -1080.5968
2030-04-02 | 19 | 243.8547 | 306.9248 | 0 | 0 | 0 | 3777.1387 | 3625.937 | -2.7895e-05 | 3743.0737 | 3642.4895 | 3538.2996 | 0 | -1080.5968
2030-04-02 | 20 | 460.3872 | 460.3872 | 0 | 104.6959 | 66.6321 | 3777.1387 | 3625.937 | -129.8087 | 3743.0737 | 3642.4895 | 3538.2996 | 0 | -1080.5968
2030-04-02 | 21 | 460.3872 | 460.3872 | 0 | 244.443 | 199.8963 | 3777.1387 | 3625.937 | 772.4525 | 3743.0737 | 3642.4895 | 3538.2996 | 0 | -1080.5968
2030-04-02 | 22 | 460.3872 | 460.3872 | 0 | 133.2642 | 112.6485 | 3777.1387 | 3625.937 | 1554.8535 | 3743.0737 | 3642.4895 | 3538.2996 | 0 | -1080.5968
2030-04-02 | 23 | 327.3947 | 306.9248 | 0 | 133.2642 | 133.2642 | 3777.1387 | 3625.937 | 3257.7581 | 3743.0737 | 3642.4895 | 3538.2996 | 0 | -1080.5968
2030-04-02 | 24 | 153.4624 | 153.4624 | 0 | 0 | 0 | 3777.1387 | 3625.937 | 3785.2273 | 3743.0737 | 3642.4895 | 3538.2996 | 0 | -1080.5968
2030-04-03 | 1 | 153.4624 | 153.4624 | 0 | 0 | 0 | 3777.1387 | 3625.937 | 3785.2273 | 3743.0737 | 3642.4895 | 3538.2996 | 0 | -1080.5968
2030-04-03 | 2 | 153.4624 | 153.4624 | 0 | 0 | 0 | 3777.1387 | 3625.937 | 3785.2273 | 3743.0737 | 3642.4895 | 3538.2996 | 0 | -1080.5968
2030-04-03 | 3 | 153.4624 | 153.4624 | 0 | 0 | 0 | 3777.1399 | 3625.9382 | 2900.4985 | 3743.0737 | 3642.4895 | 3538.2996 | 0 | -4.53e-06
2030-04-03 | 4 | 153.4624 | 153.4624 | 0 | 0 | 0 | 3777.1387 | 3625.936 | 1806.2545 | 3743.0737 | 3642.4895 | 3538.2996 | 0 | -4.53e-06
2030-04-03 | 5 | 153.4624 | 153.4624 | 0 | 0 | 0 | 3777.1387 | 3625.937 | 3785.2273 | 3743.0737 | 3642.4895 | 3538.2996 | 0 | 540.2984
2030-04-03 | 6 | 153.4624 | 153.4624 | 0 | 0 | 0 | 3551.2336 | 3625.937 | 3785.2273 | 3743.0737 | 3642.4895 | 3538.2996 | 0 | -419.4825
2030-04-03 | 7 | 153.4624 | 153.4624 | 0 | 0 | 0 | 3677.9753 | 3625.937 | 3785.2273 | 3743.0737 | 3642.4895 | 3538.2996 | 0 | -1080.5968
2030-04-03 | 8 | 153.4624 | 153.4624 | 0 | 0 | 0 | 3777.1387 | 3625.937 | 3785.2273 | 3743.0737 | 3642.4895 | 3538.2996 | 0 | -1080.5968
2030-04-03 | 9 | 153.4624 | 153.4624 | 0 | 0.40467 | 0 | 3777.1387 | 3625.937 | 3785.2273 | 3743.0737 | 3642.4895 | 3538.2996 | 0 | -1080.5968
2030-04-03 | 10 | 153.4624 | 153.4624 | 0 | 0 | 0 | 3777.1387 | 3625.937 | 3785.2273 | 3743.0737 | 3642.4895 | 3538.2996 | 0 | -1080.5968
2030-04-03 | 11 | 153.4624 | 153.4624 | 119.8959 | 0 | 0 | 3777.1387 | 3625.937 | 3785.2273 | 3743.0737 | 3642.4895 | 3538.2996 | 0 | -1080.5968
2030-04-03 | 12 | 153.4624 | 153.4624 | 225.9388 | 0 | 31.1202 | 3777.1387 | 3625.937 | 3785.2273 | 3743.0737 | 3642.4895 | 3538.2996 | 0 | -1080.5968
2030-04-03 | 13 | 153.4624 | 153.4624 | 0 | 5.9283 | 0 | 3777.1387 | 3625.937 | 3785.2273 | 3743.0737 | 3642.4895 | 3538.2996 | 0 | -1080.5968
2030-04-03 | 14 | 153.4624 | 153.4624 | 0 | 0 | 0 | 3777.1387 | 3625.937 | 3420.9607 | 3743.0737 | 3642.4895 | 3538.2996 | 0 | -1080.5968
2030-04-03 | 15 | 153.4624 | 153.4624 | 0 | 0 | 0 | 3777.1387 | 3352.2844 | -150.0896 | 3743.0737 | 3642.4895 | 3538.2996 | 0 | -1080.5968
2030-04-03 | 16 | 153.4624 | 153.4624 | 0 | 0 | 0 | 3777.1387 | 230.9854 | -1820.8085 | 3743.0737 | 3642.4895 | 2924.093 | 178.7989 | -1080.5968
2030-04-03 | 17 | 153.4624 | 153.4624 | 244.4972 | 0 | 0 | 3777.1387 | 215.9522 | -3741.7866 | -30.4665 | 3642.4895 | 1005.6003 | 0 | -1080.5968
2030-04-03 | 18 | 153.4624 | 153.4624 | 228.2978 | 0 | 0 | 3650.5403 | 213.9522 | -3488.803 | 4.53e-05 | 3531.4673 | 265.2458 | 0 | -1080.5968
2030-04-03 | 19 | 153.4624 | 153.4624 | 75.2572 | 0 | 0 | 3777.1387 | 213.9525 | -3317.2131 | 604.8268 | 3642.4895 | 265.2463 | 0 | -1080.5968
2030-04-03 | 20 | 153.4624 | 153.4624 | 175.3404 | 0 | 0 | 3455.8933 | 213.9534 | -3338.3767 | 215.8042 | 3517.0403 | 125.7542 | 0 | -1080.5968
2030-04-03 | 21 | 153.4624 | 153.4624 | 167.7963 | 0 | 0 | 3561.1418 | 1.6451e-05 | -2232.0818 | 358.7423 | 254.1071 | -238.853 | 0 | -1080.5968
2030-04-03 | 22 | 153.4624 | 153.4624 | 0 | 0 | 0 | 3777.1387 | -1812.9685 | -1892.6136 | -655.1466 | -1808.6829 | -378.474 | 0 | -1080.5968
2030-04-03 | 23 | 153.4624 | 153.4624 | 236.5188 | 0 | 0 | 1483.6233 | 0 | -3273.4409 | -3600.7546 | 1821.2448 | 221.0139 | 0 | -1080.5968
2030-04-03 | 24 | 153.4624 | 153.4624 | 0 | 0 | 0 | 2325.8594 | 213.9524 | -2781.6897 | -3743.0737 | 1686.7898 | 265.2463 | 0 | -1080.5968
2030-04-04 | 1 | 153.4624 | 153.4624 | 0 | 0 | 0 | 3777.1387 | 166.9223 | -1602.8865 | -1865.6707 | 0 | 221.0142 | 0 | -1080.5968
2030-04-04 | 2 | 153.4624 | 153.4624 | 0 | 0 | 0 | 3777.1387 | 166.9222 | -1274.0327 | -3505.6565 | 0 | 3350.3416 | 0 | -1080.5968
2030-04-04 | 3 | 153.4624 | 153.4624 | 0 | 0 | 0 | 3777.1387 | 2659.7493 | -824.3593 | -1079.2649 | -4.53e-06 | 3538.2996 | 0 | -1080.5968
2030-04-04 | 4 | 153.4624 | 153.4624 | 0 | 0 | 0 | 3777.1387 | 3625.937 | -1769.7155 | 1957.2999 | 3642.4895 | 3538.2996 | 0 | -1080.5968
2030-04-04 | 5 | 153.4624 | 153.4624 | 0 | 0 | 0 | 3777.1387 | 3625.937 | -1335.818 | 2594.3894 | 3642.4895 | 3538.2996 | 0 | -1080.5968
2030-04-04 | 6 | 153.4624 | 153.4624 | 0 | 0 | 0 | 3777.1387 | 3625.937 | -1030.2379 | 3718.6492 | 3642.4895 | 3538.2996 | 0 | -1080.5968
2030-04-04 | 7 | 153.4624 | 153.4624 | 0 | 0 | 0 | 3777.1387 | 3625.937 | -766.255 | 3743.0737 | 3642.4895 | 3538.2996 | 0 | -1080.5968
2030-04-04 | 8 | 306.9248 | 297.8198 | 0 | 0 | 0 | 3777.1387 | 3625.937 | -686.821 | 3743.0737 | 3642.4895 | 3538.2996 | 0 | -1080.5968
2030-04-04 | 9 | 153.4624 | 179.7558 | 0 | 0 | 0 | 3777.1387 | 3625.937 | -699.4756 | 3096.895 | 3642.4895 | 3538.2996 | 0 | -1053.4594
2030-04-04 | 10 | 153.4624 | 153.4624 | 0 | 0 | 0 | 3777.1387 | 3625.937 | -619.3555 | 3365.3799 | 3642.4895 | 3538.2996 | 0 | -1080.5968
2030-04-04 | 11 | 153.4624 | 153.4624 | 0 | 0 | 0 | 3777.1387 | 3625.937 | -412.3783 | 3743.0737 | 3642.4895 | 3538.2996 | 0 | -1080.5968
2030-04-04 | 12 | 153.4624 | 153.4624 | 0 | 0 | 0 | 3777.1387 | 3625.937 | 0.0010707 | 3743.0737 | 3642.4895 | 3538.2996 | 558.6656 | -1080.5968
2030-04-04 | 13 | 153.4624 | 153.4624 | 0 | 0 | 0 | 3777.1387 | 3625.937 | -690.6048 | 3743.0737 | 3635.0317 | 3538.2996 | 604.1782 | -1080.5968
2030-04-04 | 14 | 153.4624 | 153.4624 | 646.4664 | 0 | 0 | 3777.1387 | 3625.937 | -614.65 | 3743.0737 | 2626.3816 | 3538.2996 | 0 | -1023.1003
2030-04-04 | 15 | 153.4624 | 153.4624 | 0 | 0 | 0 | 3777.1387 | 3625.937 | -468.8784 | 3049.5957 | -4.53e-06 | 3538.2996 | 485.2712 | -1080.5968
2030-04-04 | 16 | 153.4624 | 153.4624 | 0 | 0 | 0 | 3777.1387 | 3625.937 | -1594 | 1877.64 | 2699.3564 | 3538.2996 | 485.2712 | -1080.5968
2030-04-04 | 17 | 153.4624 | 153.4624 | 0 | 0 | 0 | 3777.1387 | 3625.937 | -2186.0566 | 1385.8937 | 3013.5598 | 3538.2996 | 485.2712 | -1080.5968
2030-04-04 | 18 | 153.4624 | 153.4624 | 0 | 0 | 0 | 3777.1387 | 3625.937 | -2194.9507 | 1960.0848 | 1886.7778 | 3538.2996 | 0 | -1080.5968
2030-04-04 | 19 | 153.4624 | 153.4624 | 0 | 0 | 0 | 3777.1387 | 3625.937 | -1669.6802 | 3743.0737 | 924.187 | 3538.2996 | 0 | -1080.5968
2030-04-04 | 20 | 153.4624 | 153.4624 | 0 | 0 | 0 | 3777.1387 | 3625.937 | -1783.4354 | 3743.0737 | 1628.6156 | 3538.2996 | 15.6225 | -1080.5968
2030-04-04 | 21 | 153.4624 | 153.4624 | 0 | 0 | 0 | 3777.1387 | 3625.937 | -1659.0916 | 2800.5112 | 1981.7092 | 3538.2996 | 0 | -1080.5968
2030-04-04 | 22 | 153.4624 | 153.4624 | 0 | 0 | 0 | 3777.1387 | 3625.937 | -1952.5179 | 1358.2937 | 2159.3645 | 3538.2996 | 0 | -1080.5968
2030-04-04 | 23 | 153.4624 | 153.4624 | 0 | 0 | 0 | 3777.1387 | 3625.937 | -2031.3029 | 421.5587 | 1821.2448 | 3538.2996 | 0 | -1080.5968
2030-04-04 | 24 | 153.4624 | 153.4624 | 0 | 0 | 0 | 3777.1387 | 3625.937 | -2099.5977 | -760.5915 | 1821.2448 | 3538.2996 | 0 | -1080.5968
2030-04-05 | 1 | 153.4624 | 153.4624 | 0 | 0 | 0 | 3777.1387 | 3625.937 | -1298.2875 | 1871.537 | 1060.9865 | 3538.2996 | 0 | -1080.5968
2030-04-05 | 2 | 153.4624 | 153.4624 | 0 | 0 | 0 | 3777.1387 | 3625.937 | -7.104 | 2310.1304 | 1821.2448 | 3538.2996 | 0 | 1080.5968
2030-04-05 | 3 | 153.4624 | 153.4624 | 0 | 0 | 0 | 3777.1387 | 3625.937 | 1899.066 | 3504.4502 | 2761.197 | 3538.2996 | 0 | 1009.2266
2030-04-05 | 4 | 153.4624 | 153.4624 | 0 | 0 | 0 | 3777.1387 | 3625.937 | 2855.731 | 3743.0737 | 3642.4895 | 3538.2996 | 0 | -1080.5968
2030-04-05 | 5 | 153.4624 | 153.4624 | 49.0862 | 0 | 0 | 3777.1387 | 3625.937 | 3242.1343 | 3743.0737 | 3642.4895 | 3538.2996 | 0 | -4.53e-06
2030-04-05 | 6 | 153.4624 | 153.4624 | 0 | 0 | 0 | 3777.1387 | 3625.937 | 3785.2273 | 3743.0737 | 3642.4895 | 3538.2996 | 0 | -540.2984
2030-04-05 | 7 | 153.4624 | 153.4624 | 0 | 0 | 0 | 3777.1387 | 3625.937 | 3785.2273 | 3743.0737 | 3642.4895 | 3538.2996 | 0 | -4.53e-06
2030-04-05 | 8 | 153.4624 | 153.4624 | 0 | 0 | 0 | 3777.1387 | 3625.937 | 3785.2273 | 3743.0737 | 3642.4895 | 3538.2996 | 0 | -1080.5968
2030-04-05 | 9 | 153.4624 | 153.4624 | 0 | 199.8963 | 199.8963 | 3777.1387 | 3625.937 | 3785.2273 | 3743.0737 | 3642.4895 | 3538.2996 | 0 | -1080.5968
2030-04-05 | 10 | 153.4624 | 153.4624 | 0 | 133.2642 | 174.1118 | 3777.1387 | 3625.937 | 3785.2273 | 3743.0737 | 3642.4895 | 3538.2996 | 0 | -1080.5968
2030-04-05 | 11 | 153.4624 | 153.4624 | 0 | 0 | 0 | 3777.1387 | 3625.937 | 3785.2273 | 3743.0737 | 3642.4895 | 3538.2996 | 0 | -1080.5968
2030-04-05 | 12 | 153.4624 | 153.4624 | 0 | 0 | 0 | 3777.1387 | 3625.937 | 3785.2273 | 3743.0737 | 3642.4895 | 3538.2996 | 0 | -1080.5968
2030-04-05 | 13 | 153.4624 | 153.4624 | 0 | 0 | 0 | 3777.1387 | 3625.937 | 3785.2273 | 3743.0737 | 3642.4895 | 3538.2996 | 0 | -1080.5968
2030-04-05 | 14 | 153.4624 | 153.4624 | 0 | 0 | 0 | 3777.1387 | 3625.937 | 3785.2273 | 3743.0737 | 3642.4895 | 3538.2983 | 0 | -1080.5968
2030-04-05 | 15 | 153.4624 | 153.4624 | 0 | 0 | 0 | 3777.1387 | 3625.937 | 3785.2273 | 3743.0737 | 3642.4895 | 3538.2996 | 0 | -1080.5968
2030-04-05 | 16 | 153.4624 | 153.4624 | 0 | 0 | 0 | 3777.1387 | 3625.937 | 461.9145 | 3743.0737 | 3642.4895 | 3538.2996 | 0 | -1080.5968
2030-04-05 | 17 | 153.4624 | 153.4624 | 0 | 133.2642 | 133.2642 | 3777.1387 | 3625.937 | -1247.0911 | 3743.0737 | 577.7485 | 3538.2996 | 0 | -1080.5968
2030-04-05 | 18 | 153.4624 | 153.4624 | 336.2232 | 199.8963 | 199.8963 | 3777.1387 | 3625.937 | -2044.2782 | 1871.5369 | -1608.2231 | 3538.2996 | 0 | -1080.5968
2030-04-05 | 19 | 153.4624 | 153.4624 | 100.6142 | 199.8963 | 136.5318 | 3777.1387 | 3625.937 | -2386.907 | 2078.3796 | 0 | 3538.2996 | 0 | -1080.5968
2030-04-05 | 20 | 153.4624 | 153.4624 | 0 | 66.6321 | 66.6321 | 3777.1387 | 3625.937 | 524.1066 | 3743.0737 | 3642.4895 | 3538.2996 | 329.6401 | -1080.5968
2030-04-05 | 21 | 153.4624 | 153.4624 | 0 | 0 | 0 | 3777.1387 | 3625.937 | 3785.2273 | 3743.0737 | 3642.4895 | 3538.2996 | 92.2923 | -1080.5968
2030-04-05 | 22 | 153.4624 | 153.4624 | 0 | 0 | 0 | 3777.1387 | 3625.937 | 3785.2273 | 3743.0737 | 3642.4895 | 3538.2996 | 0.30321 | -1080.5968
2030-04-05 | 23 | 153.4624 | 153.4624 | 0 | 0 | 0 | 3777.1399 | 3625.937 | 3785.2273 | 3743.0737 | 3642.4895 | 3538.2996 | 0 | -1080.5968
2030-04-05 | 24 | 153.4624 | 153.4624 | 0 | 0 | 0 | 3777.1387 | 3625.937 | 3785.2273 | 3743.0737 | 3642.4895 | 3538.2996 | 0 | -1080.5968
2030-04-06 | 1 | 153.4624 | 153.4624 | 0 | 199.8963 | 199.8963 | 3777.1387 | 3625.937 | 3785.2273 | 3743.0737 | 3642.4895 | 3538.2996 | 0 | -1080.5968
2030-04-06 | 2 | 153.4624 | 153.4624 | 0 | 199.8963 | 199.8963 | 3777.1387 | 3625.937 | 3785.2273 | 3743.0737 | 3642.4895 | 3538.2996 | 0 | -1080.5968
2030-04-06 | 3 | 153.4624 | 153.4624 | 0 | 0 | 0 | 3777.1387 | 3625.937 | 3785.2273 | 3743.0737 | 3642.4895 | 3538.2996 | 0 | -1080.5968
2030-04-06 | 4 | 153.4624 | 153.4624 | 0 | 0 | 0 | 3777.1387 | 3625.937 | 3785.2273 | 3743.0737 | 3642.4895 | 3538.2996 | 0 | -4.53e-06
2030-04-06 | 5 | 153.4624 | 153.4624 | 0 | 0 | 0 | 3777.1387 | 3625.937 | 3785.2273 | 3743.0737 | 3642.4895 | 3538.2996 | 0 | -1080.5968
2030-04-06 | 6 | 153.4624 | 153.4624 | 0 | 0 | 0 | 3777.1387 | 3625.937 | 3785.2273 | 3743.0737 | 3642.4895 | 3538.2996 | 0 | -1080.5968
2030-04-06 | 7 | 153.4624 | 153.4624 | 0 | 0 | 0 | 3777.1387 | 3625.937 | 3785.2273 | 3743.0728 | 3642.4895 | 3538.2996 | 0 | -1080.5968
2030-04-06 | 8 | 153.4624 | 153.4624 | 0 | 0 | 0 | 3777.1387 | 3625.937 | 3785.2273 | 3743.0737 | 3642.4895 | 3538.2996 | 0 | -1080.5968
2030-04-06 | 9 | 153.4624 | 153.4624 | 0 | 0 | 0 | 3777.1399 | 3625.937 | 3785.2273 | 3743.0737 | 3642.4895 | 3538.2996 | 0 | -1080.5968
2030-04-06 | 10 | 153.4624 | 153.4624 | 0 | 133.2642 | 133.2642 | 3777.1387 | 3625.937 | 3785.2273 | 3743.0737 | 3642.4895 | 3538.2996 | 0 | -1080.5968
2030-04-06 | 11 | 153.4624 | 153.4624 | 0 | 21.9798 | 0 | 3777.1387 | 3625.937 | 3785.2273 | 3743.0737 | 3642.4895 | 3538.2996 | 0 | -1080.5968
2030-04-06 | 12 | 153.4624 | 153.4624 | 0 | 199.8963 | 199.8963 | 3777.1387 | 3625.937 | 3785.2273 | 3743.0737 | 3642.4895 | 3538.2996 | 0 | -1080.5968
2030-04-06 | 13 | 153.4624 | 153.4624 | 0 | 199.8963 | 170.3834 | 3777.1387 | 3625.937 | 3785.2273 | 3743.0737 | 3642.4895 | 3538.2996 | 0 | -1080.5968
2030-04-06 | 14 | 153.4624 | 153.4624 | 0 | 133.2642 | 133.2642 | 3777.1387 | 3625.937 | 3785.2273 | 3743.0737 | 3642.4895 | 3538.2996 | 0 | -1080.5968
2030-04-06 | 15 | 153.4624 | 153.4624 | 0 | 133.2642 | 133.2642 | 3777.1387 | 3625.937 | 3785.2273 | 3743.0737 | 3642.4895 | 3538.2996 | 0 | -1080.5968
2030-04-06 | 16 | 153.4624 | 153.4624 | 0 | 66.6321 | 26.9318 | 3777.1387 | 3625.937 | 3785.2273 | 3743.0737 | 3642.4895 | 3538.2996 | 0 | -1080.5968
2030-04-06 | 17 | 153.4624 | 153.4624 | 0 | 0 | 0 | 3777.1387 | 3625.937 | 3785.2273 | 3743.0737 | 3642.4895 | 3538.2996 | 0 | -1080.5968
2030-04-06 | 18 | 153.4624 | 153.4624 | 0 | 133.2642 | 199.7811 | 3777.1387 | 3625.937 | 3785.2273 | 3743.0737 | 3642.4895 | 3538.2996 | 0 | -1080.5968
2030-04-06 | 19 | 153.4624 | 153.4624 | 0 | 133.2642 | 143.2216 | 3777.1387 | 3625.937 | 3785.2273 | 3743.0737 | 3642.4895 | 3538.2996 | 119.548 | -1080.5968
2030-04-06 | 20 | 153.4624 | 153.4624 | 0 | 78.4097 | 66.6321 | 3777.1387 | 3625.937 | 3785.2273 | 3743.0737 | 3642.4895 | 3538.2996 | 0 | -1080.5968
2030-04-06 | 21 | 153.4624 | 153.4624 | 0 | 34.7246 | 66.6321 | 3777.1387 | 3625.937 | 3785.2273 | 3743.0737 | 3642.4895 | 3538.2996 | 0 | -1080.5968
2030-04-06 | 22 | 153.4624 | 153.4624 | 0 | 66.6321 | 52.2821 | 3777.1387 | 3625.937 | 3785.2273 | 3743.0737 | 3642.4895 | 3538.2996 | 0 | -1080.5968
2030-04-06 | 23 | 153.4624 | 153.4624 | 0 | 66.6321 | 35.8222 | 3777.1387 | 3625.937 | 3785.2273 | 3743.0737 | 3642.4895 | 3538.2996 | 0 | -1080.5968
2030-04-06 | 24 | 153.4624 | 153.4624 | 0 | 0 | 0 | 3777.1387 | 3625.937 | 3785.2273 | 3743.0737 | 3642.4895 | 3538.2996 | 0 | -1080.5968
2030-04-07 | 1 | 153.4624 | 153.4624 | 0 | 0 | 0 | 3777.1387 | 3625.937 | 3785.2283 | 3743.0737 | 3642.4895 | 3538.2996 | 0 | -1080.5968
2030-04-07 | 2 | 153.4624 | 153.4624 | 0 | 0 | 0 | 3777.1387 | 3625.937 | 3785.2273 | 3743.0737 | 3642.4895 | 3538.2996 | 0 | -1080.5968
2030-04-07 | 3 | 153.4624 | 153.4624 | 0 | 0 | 0 | 3777.1387 | 3625.937 | 3785.2273 | 3743.0737 | 3642.4895 | 3538.2996 | 0 | -4.53e-06
2030-04-07 | 4 | 153.4624 | 153.4624 | 0 | 0 | 0 | 3777.1387 | 3625.937 | 2188.98 | 3743.0737 | 3642.4895 | 3538.2996 | 0 | -4.53e-06
2030-04-07 | 5 | 153.4624 | 153.4624 | 323.2332 | 0 | 0 | 3777.1387 | 3625.937 | 2561.2852 | 3743.0737 | 3642.4895 | 3538.2996 | 24.4005 | -4.53e-06
2030-04-07 | 6 | 153.4624 | 153.4624 | 0 | 0 | 0 | 3777.1387 | 3625.937 | 3785.2273 | 3743.0737 | 3642.4895 | 3538.2996 | 0 | -4.53e-06
2030-04-07 | 7 | 153.4624 | 153.4624 | 0 | 0 | 0 | 3777.1387 | 3625.937 | 3785.2273 | 3743.0737 | 3642.4895 | 3538.2996 | 0 | -4.53e-06
2030-04-07 | 8 | 153.4624 | 153.4624 | 0 | 0 | 0 | 3777.1387 | 3625.937 | 3785.2273 | 3743.0737 | 3642.4895 | 3538.2996 | 0 | -1080.5968
2030-04-07 | 9 | 153.4624 | 153.4624 | 0 | 0 | 0 | 3777.1387 | 3625.937 | 3785.2261 | 3743.0737 | 3642.4895 | 3538.2996 | 0 | -1080.5968
2030-04-07 | 10 | 153.4624 | 153.4624 | 0 | 0 | 0 | 3777.1387 | 3625.937 | 3785.2273 | 3743.0737 | 3642.4895 | 3538.2996 | 0 | -1080.5968
2030-04-07 | 11 | 153.4624 | 153.4624 | 0 | 0 | 0 | 3777.1387 | 3625.937 | 3785.2261 | 3743.0737 | 3642.4895 | 3538.2996 | 0 | -1080.5968
2030-04-07 | 12 | 153.4624 | 153.4624 | 0 | 0 | 0 | 3777.1387 | 3625.937 | 3785.2273 | 3743.0737 | 3642.4895 | 3538.2996 | 0 | -1080.5968
2030-04-07 | 13 | 0 | 0 | 0 | 0 | 0 | 3777.1387 | 3625.937 | 2324.2444 | 3743.0737 | 3642.4895 | 3538.2996 | 0 | -1080.5968
2030-04-07 | 14 | 0 | 0 | 0 | 0 | 0 | 3777.1387 | 3625.937 | 3785.2273 | 3743.0737 | 3642.4895 | 3538.2996 | 0 | -1080.5968
2030-04-07 | 15 | 0 | 0 | 0 | 0 | 0 | 3777.1387 | 3625.937 | 3785.2273 | 3743.0737 | 3642.4895 | 3538.2996 | 0 | -1080.5968
2030-04-07 | 16 | 0 | 0 | 0 | 0 | 0 | 3777.1387 | 3625.937 | 3785.2278 | 3743.0737 | 3642.4895 | 3538.2996 | 0 | -1080.5968
2030-04-07 | 17 | 0 | 0 | 0 | 0 | 0 | 3777.1387 | 3625.937 | 3785.2283 | 3743.0737 | 3642.4895 | 3538.2996 | 0 | -1080.5968
2030-04-07 | 18 | 0 | 0 | 0 | 0 | 0 | 3777.1387 | 3625.937 | 3785.2273 | 3743.0737 | 3642.4895 | 3538.2996 | 0 | -1080.5968
2030-04-07 | 19 | 0 | 0 | 0 | 0 | 0 | 3777.1387 | 3625.937 | 3785.2273 | 3743.0737 | 3642.4895 | 3538.2996 | 0 | -1080.5968
2030-04-07 | 20 | 0 | 0 | 0 | 0 | 0 | 3777.1387 | 3625.937 | 3785.2273 | 3743.0737 | 3642.4895 | 3538.2996 | 0 | -1080.5968
2030-04-07 | 21 | 153.4624 | 153.4624 | 0 | 0 | 0 | 3777.1387 | 3625.937 | 3785.2273 | 3743.0737 | 3642.4895 | 3538.2996 | 0 | -1080.5968
2030-04-07 | 22 | 0 | 0 | 0 | 0 | 0 | 3777.1387 | 3625.937 | 3785.2273 | 3743.0737 | 3642.4895 | 3538.2996 | 0 | -1080.5968
2030-04-07 | 23 | 0 | 0 | 0 | 0 | 0 | 3777.1387 | 3625.937 | 3253.3096 | 3743.0737 | 3642.4895 | 3538.2996 | 0 | -1080.5968
2030-04-07 | 24 | 0 | 0 | 0 | 0 | 0 | 3777.1387 | 3625.937 | 2551.488 | 3743.0737 | 3642.4895 | 3538.2996 | 0 | -1080.5968
2030-04-08 | 1 | 0 | 0 | 0 | 0 | 0 | 3777.1387 | 333.9502 | 20.6867 | 3743.0737 | 3642.4895 | 3538.2996 | 0 | 1080.5968
2030-04-08 | 2 | 0 | 0 | 0 | 0 | 0 | 3777.1387 | 333.9524 | -1563.6396 | 3324.7346 | 3642.4895 | 3538.2996 | 0 | 1080.5968
2030-04-08 | 3 | 0 | 0 | 0 | 0 | 0 | 3777.1387 | 333.9502 | -1560.1991 | 1983.2642 | 3642.4895 | 3538.2996 | 0 | 1080.5968
2030-04-08 | 4 | 0 | 0 | 0 | 0 | 0 | 3777.1387 | 333.9514 | -366.4614 | 2278.4709 | 3642.4895 | 3538.2996 | 0 | 316.3676
2030-04-08 | 5 | 0 | 0 | 0 | 0 | 0 | 3777.1387 | 749.0977 | 116.7695 | 3235.054 | 3642.4895 | 3538.2996 | 0 | -1080.5968
2030-04-08 | 6 | 0 | 0 | 0 | 0 | 0 | 3777.1387 | 3625.937 | 2344.8396 | 3743.0737 | 3642.4895 | 3538.2996 | 0 | -1080.5968
2030-04-08 | 7 | 153.4624 | 153.4624 | 0 | 0 | 0 | 3777.1387 | 3625.937 | 3785.2273 | 3743.0737 | 3642.4895 | 3538.2996 | 0 | -1080.5968
2030-04-08 | 8 | 153.4624 | 153.4624 | 0 | 0 | 0 | 3777.1387 | 3625.937 | 3785.2273 | 3743.0737 | 3642.4895 | 3538.2996 | 0 | -1080.5968
2030-04-08 | 9 | 153.4624 | 153.4624 | 0 | 0 | 0 | 3777.1387 | 3625.937 | 871.0091 | 3743.0737 | 3642.4895 | 3538.2996 | 0 | -1080.5968
2030-04-08 | 10 | 153.4624 | 153.4624 | 0 | 0 | 0 | 3777.1387 | 3625.937 | -62.5932 | 3743.0737 | 3642.4895 | 3538.2996 | 0 | -1080.5968
2030-04-08 | 11 | 153.4624 | 153.4624 | 0 | 199.8963 | 199.8963 | 3777.1387 | 3625.937 | 332.4316 | 3743.0737 | 152.6472 | 3538.2996 | 0 | -1080.5968
2030-04-08 | 12 | 460.3872 | 460.3872 | 0 | 199.8963 | 199.8963 | 3777.1387 | 2455.4421 | 781.6184 | -1307.4385 | -4.53e-06 | 3538.2996 | 95.788 | -1080.5968
2030-04-08 | 13 | 460.3872 | 460.3872 | 0 | 199.8963 | 199.8963 | 3777.1387 | 213.9523 | 1389.5763 | -965.6673 | -1821.2448 | 2370.9277 | 415.1311 | -1080.5968
2030-04-08 | 14 | 460.3872 | 460.3872 | 0 | 199.8963 | 199.8963 | 3777.1387 | 213.9525 | 1164.145 | -1302.5267 | -1821.2448 | 265.2459 | 241.1573 | -1080.5968
2030-04-08 | 15 | 460.3872 | 460.3872 | 0 | 199.8963 | 199.8963 | 3777.1387 | 213.9533 | 1892.6136 | -1220.6492 | -2724.5012 | 265.2476 | 485.2712 | -1080.5968
2030-04-08 | 16 | 460.3872 | 460.3872 | 502.1603 | 199.8963 | 199.8963 | 1888.5693 | 166.9223 | 1185.562 | 0 | -1155.7004 | 0 | 0 | -1080.5968
2030-04-08 | 17 | 460.3872 | 460.3872 | 646.4664 | 199.8963 | 199.8963 | 1888.5693 | -0.001036 | 1201.923 | 0 | -1690.1653 | -797.213 | 0 | -1080.5968
2030-04-08 | 18 | 460.3872 | 460.3872 | 584.1997 | 199.8963 | 199.8963 | 1888.5693 | 0 | 367.3065 | 0 | -423.471 | -1955.9585 | 0 | -1080.5968
2030-04-08 | 19 | 460.3872 | 460.3872 | 503.7135 | 266.4163 | 266.4163 | 1888.5693 | 0 | 720.6924 | 0 | 0 | -2589.5359 | 0 | -1080.5968
2030-04-08 | 20 | 460.3872 | 460.3872 | 646.4664 | 199.8963 | 199.8963 | 228.5513 | 0 | 263.8493 | 0 | 0 | 0 | 0 | -1080.5968
2030-04-08 | 21 | 460.3872 | 460.3872 | 484.8498 | 199.8963 | 228.0384 | 1888.5693 | 166.9225 | 653.0254 | 571.7455 | 0 | 221.0134 | 0 | -1080.5968
2030-04-08 | 22 | 460.3872 | 460.3872 | 602.5082 | 199.8963 | 199.8963 | 1888.5693 | 0 | 1094.433 | 0 | -405.2503 | -209.7572 | 0 | -1080.5968
2030-04-08 | 23 | 460.3872 | 460.3872 | 0 | 199.8963 | 199.8963 | 2151.3508 | 166.9224 | 1630.5463 | 1043.4219 | -1821.2448 | -43.678 | 0 | -1080.5968
2030-04-08 | 24 | 460.3872 | 460.3872 | 0 | 266.4163 | 217.2625 | 1849.2473 | 213.953 | 526.8392 | 4.53e-05 | 1821.2448 | 265.2455 | 0 | -1080.5968
2030-04-09 | 1 | 460.3872 | 460.3872 | 0 | 266.4163 | 266.4163 | 1888.5693 | 213.953 | -353.8573 | 1418.2019 | 1821.2448 | 892.3822 | 0 | -1080.5968
2030-04-09 | 2 | 460.3872 | 460.3872 | 0 | 266.4163 | 266.4163 | 2462.5852 | 3625.937 | 308.9369 | 4.53e-05 | 3642.4895 | 3538.2996 | 0 | -1080.5968
2030-04-09 | 3 | 460.3872 | 460.3872 | 0 | 138.2831 | 199.8963 | 3777.1387 | 3625.937 | 1129.7621 | 3743.0737 | 3642.4895 | 3538.2996 | 0 | -1080.5968
2030-04-09 | 4 | 153.4624 | 153.4624 | 0 | 133.2642 | 133.2642 | 3777.1387 | 3625.937 | 3785.2273 | 3743.0737 | 3642.4895 | 3538.2996 | 0 | -1080.5968
2030-04-09 | 5 | 153.4624 | 153.4624 | 0 | 172.3467 | 199.8963 | 3777.1387 | 3625.937 | 3785.2273 | 3743.0737 | 3642.4895 | 3538.2996 | 0 | -1080.5968
2030-04-09 | 6 | 153.4624 | 153.4624 | 0 | 137.0998 | 199.8963 | 3777.1387 | 3625.937 | 3785.2273 | 3743.0737 | 3642.4895 | 3538.2996 | 0 | -1080.5968
2030-04-09 | 7 | 153.4624 | 153.4624 | 0 | 133.2642 | 133.2642 | 3777.1387 | 3625.937 | 3785.2273 | 3743.0737 | 3642.4895 | 3538.2996 | 0 | -1080.5968
2030-04-09 | 8 | 153.4624 | 153.4624 | 0 | 133.2642 | 133.2642 | 3777.1387 | 3625.937 | 3785.2273 | 3743.0737 | 3642.4895 | 3538.2996 | 0 | -1080.5968
2030-04-09 | 9 | 153.4624 | 153.4624 | 0 | 133.2642 | 198.7014 | 3777.1387 | 3625.937 | 3785.2273 | 3743.0737 | 3642.4895 | 3538.2996 | 0 | -1080.5968
2030-04-09 | 10 | 153.4624 | 153.4624 | 0 | 187.1259 | 133.2642 | 3777.1387 | 3625.937 | 3785.2273 | 3743.0737 | 3642.4895 | 3538.2996 | 0 | -1080.5968
2030-04-09 | 11 | 153.4624 | 153.4624 | 0 | 170.7344 | 133.2642 | 3777.1387 | 3625.937 | 3785.2273 | 3743.0737 | 3642.4895 | 3538.2996 | 0 | -1080.5968
2030-04-09 | 12 | 153.4624 | 153.4624 | 0 | 66.6321 | 29.6401 | 3777.1387 | 3625.937 | 3785.2273 | 3743.0737 | 3642.4895 | 3538.2996 | 0 | -1080.5968
2030-04-09 | 13 | 153.4624 | 153.4624 | 0 | 199.8963 | 199.8963 | 3777.1387 | 3625.937 | 3785.2273 | 3743.0737 | 3642.4895 | 3538.2996 | 0 | -1080.5968
2030-04-09 | 14 | 153.4624 | 153.4624 | 0 | 66.6321 | 82.2111 | 3777.1387 | 3625.937 | 3785.2273 | 3743.0737 | 3642.4895 | 3538.2996 | 0 | -1080.5968
2030-04-09 | 15 | 153.4624 | 153.4624 | 0 | 66.6321 | 66.6321 | 3777.1387 | 3625.937 | 3785.2273 | 3743.0737 | 3642.4895 | 3538.2996 | 0 | -1080.5968
2030-04-09 | 16 | 153.4624 | 153.4624 | 0 | 0 | 0 | 3777.1387 | 3625.937 | 3785.2273 | 3743.0737 | 3642.4895 | 3538.2996 | 0 | -1080.5968
2030-04-09 | 17 | 153.4624 | 153.4624 | 0 | 0 | 0 | 3777.1387 | 3625.937 | 3785.2273 | 3743.0737 | 3642.4895 | 3538.2996 | 0 | -1080.5968
2030-04-09 | 18 | 153.4624 | 153.4624 | 0 | 0 | 0 | 3777.1387 | 3625.937 | 3785.2273 | 3743.0737 | 3642.4895 | 3538.2996 | 0 | -1080.5968
2030-04-09 | 19 | 153.4624 | 153.4624 | 0 | 0 | 0 | 3777.1387 | 3625.937 | 3107.3044 | 3743.0737 | 3642.4895 | 3538.2983 | 0 | -1080.5968
2030-04-09 | 20 | 153.4624 | 153.4624 | 0 | 0 | 0 | 3777.1387 | 3625.937 | 2757.3564 | 3743.0737 | 3642.4895 | 3538.2996 | 0 | -1080.5968
2030-04-09 | 21 | 153.4624 | 153.4624 | 0 | 66.6321 | 66.6321 | 3777.1387 | 3625.937 | 1749.5476 | 3743.0737 | 3642.4895 | 3538.2996 | 0 | -1080.5968
2030-04-09 | 22 | 153.4624 | 153.4624 | 0 | 0 | 0 | 3777.1387 | 3625.937 | 1604.0955 | 3743.0737 | 3642.4895 | 3538.2996 | 0 | -1080.5968
2030-04-09 | 23 | 153.4624 | 153.4624 | 0 | 0 | 0 | 3777.1387 | 3625.937 | 3785.2273 | 3743.0737 | 3642.4895 | 3538.2996 | 0 | -1080.5968
2030-04-09 | 24 | 153.4624 | 153.4624 | 0 | 0 | 0 | 3777.1387 | 3625.937 | 3785.2273 | 3743.0737 | 3642.4895 | 3538.2996 | 0 | -1080.5968
2030-04-10 | 1 | 153.4624 | 153.4624 | 0 | 0 | 0 | 3777.1387 | 3625.937 | 1892.6147 | 3743.0737 | 3642.4895 | 3538.2996 | 0 | -1080.5968
2030-04-10 | 2 | 153.4624 | 153.4624 | 0 | 0 | 0 | 3777.1387 | 3625.937 | 3785.2273 | 3743.0737 | 3642.4895 | 3538.2996 | 0 | -1080.5968
2030-04-10 | 3 | 153.4624 | 153.4624 | 0 | 0 | 0 | 3777.1387 | 3625.937 | 3785.2273 | 3743.0737 | 3642.4895 | 3538.2983 | 0 | -1080.5968
2030-04-10 | 4 | 153.4624 | 153.4624 | 0 | 0 | 0 | 3777.1387 | 3625.937 | 3785.2273 | 3743.0737 | 3642.4895 | 3538.2996 | 0 | -4.53e-06
2030-04-10 | 5 | 153.4624 | 153.4624 | 0 | 0 | 0 | 3777.1387 | 3625.937 | 3785.2273 | 3743.0737 | 3642.4895 | 3538.2996 | 0 | -1080.5968
2030-04-10 | 6 | 153.4624 | 153.4624 | 0 | 0 | 0 | 3777.1387 | 3625.937 | 3785.2273 | 3743.0737 | 3642.4895 | 3538.2996 | 0 | -1080.5968
2030-04-10 | 7 | 153.4624 | 153.4624 | 0 | 0 | 0 | 3777.1387 | 3625.937 | 3785.2273 | 3743.0737 | 3642.4895 | 3538.2996 | 0 | -1080.5968
2030-04-10 | 8 | 153.4624 | 153.4624 | 0 | 0 | 0 | 3777.1387 | 3625.937 | 3785.2273 | 3743.0737 | 3642.4895 | 3538.2996 | 0 | -1080.5968
2030-04-10 | 9 | 153.4624 | 153.4624 | 0 | 0 | 0 | 3777.1387 | 3625.937 | 3785.2273 | 3743.0737 | 3642.4895 | 3538.2996 | 0 | -1080.5968
2030-04-10 | 10 | 153.4624 | 153.4624 | 0 | 0 | 0 | 3777.1387 | 3625.937 | 3785.2273 | 3743.0737 | 3642.4895 | 3538.2996 | 0 | -1080.5968
2030-04-10 | 11 | 153.4624 | 153.4624 | 0 | 0 | 0 | 3777.1387 | 3625.937 | 3785.2273 | 3743.0737 | 3642.4895 | 3538.2996 | 0 | -1080.5968
2030-04-10 | 12 | 153.4624 | 153.4624 | 0 | 0 | 0 | 3777.1387 | 3625.937 | 3785.2273 | 3743.0737 | 3642.4895 | 3538.2996 | 0 | -1080.5968
2030-04-10 | 13 | 153.4624 | 153.4624 | 0 | 0 | 0 | 3777.1387 | 3625.937 | 3785.2273 | 3743.0737 | 3642.4895 | 3538.2996 | 0 | -1080.5968
2030-04-10 | 14 | 153.4624 | 153.4624 | 0 | 0 | 0 | 3777.1387 | 3625.937 | 3785.2273 | 3743.0737 | 3642.4895 | 3538.2996 | 0 | -4.53e-06
2030-04-10 | 15 | 153.4624 | 153.4624 | 0 | 0 | 0 | 3777.1387 | 3625.937 | 3785.2273 | 3743.0737 | 3642.4895 | 3538.2996 | 0 | -947.2069
2030-04-10 | 16 | 153.4624 | 153.4624 | 0 | 0 | 0 | 3777.1387 | 3625.937 | 3785.2273 | 3743.0737 | 3642.4895 | 3538.2996 | 0 | -829.7836
2030-04-10 | 17 | 153.4624 | 153.4624 | 0 | 0 | 0 | 3777.1387 | 3625.937 | 3785.2273 | 3743.0737 | 3642.4895 | 3538.2996 | 0 | -1080.5968
2030-04-10 | 18 | 153.4624 | 153.4624 | 0 | 0 | 0 | 3777.1387 | 3625.937 | 3785.2273 | 3743.0737 | 3642.4895 | 3538.2996 | 0 | -1080.5968
2030-04-10 | 19 | 153.4624 | 153.4624 | 0 | 0 | 0 | 3777.1387 | 3625.937 | 3785.2273 | 3743.0737 | 3642.4895 | 3538.2996 | 0 | -1080.5968
2030-04-10 | 20 | 153.4624 | 153.4624 | 0 | 0 | 0 | 3777.1387 | 3625.937 | 3785.2273 | 3743.0737 | 3642.4895 | 3538.2996 | 0 | -1080.5968
2030-04-10 | 21 | 153.4624 | 153.4624 | 0 | 0 | 0 | 3777.1387 | 3625.937 | 3785.2273 | 3743.0737 | 3642.4895 | 3538.2996 | 0 | -1080.5968
2030-04-10 | 22 | 153.4624 | 153.4624 | 0 | 0 | 0 | 3777.1387 | 3625.937 | 3785.2273 | 3743.0737 | 3642.4895 | 3538.2996 | 0 | -1080.5968
2030-04-10 | 23 | 153.4624 | 153.4624 | 0 | 0 | 0 | 3777.1387 | 3625.937 | 3785.2273 | 3743.0737 | 3642.4895 | 3538.2996 | 0 | -1080.5968
2030-04-10 | 24 | 153.4624 | 153.4624 | 0 | 0 | 0 | 3777.1387 | 3625.937 | 3785.2273 | 3743.0737 | 3642.4895 | 3538.2996 | 0 | -1080.5968
2030-04-11 | 1 | 153.4624 | 153.4624 | 0 | 0 | 0 | 3777.1387 | 3625.937 | 3785.2273 | 3743.0737 | 3642.4895 | 3538.2996 | 0 | -1080.5968
2030-04-11 | 2 | 128.6303 | 0 | 0 | 0 | 0 | 3777.1387 | 3625.937 | 3785.2273 | 3743.0737 | 3642.4895 | 3538.2996 | 0 | -1080.5968
2030-04-11 | 3 | 153.4624 | 153.4624 | 0 | 0 | 0 | 3777.1387 | 3625.936 | 3785.2273 | 3743.0737 | 3642.4895 | 3538.2996 | 0 | -1080.5968
2030-04-11 | 4 | 153.4624 | 153.4624 | 0 | 0 | 0 | 3777.1387 | 3625.937 | 3785.2273 | 3743.0737 | 3642.4895 | 3538.2996 | 0 | -1080.5968
2030-04-11 | 5 | 153.4624 | 153.4624 | 0 | 0 | 0 | 3777.1387 | 3625.937 | 3785.2273 | 3743.0737 | 3642.4895 | 3538.2996 | 0 | -1080.5968
2030-04-11 | 6 | 153.4624 | 153.4624 | 0 | 0 | 0 | 3777.1387 | 3625.936 | 3785.2251 | 3743.0737 | 3642.4895 | 3538.2996 | 0 | -424.3632
2030-04-11 | 7 | 153.4624 | 153.4624 | 0 | 0 | 0 | 3777.1387 | 3625.937 | 3785.2273 | 3743.0737 | 3642.4895 | 3538.2996 | 0 | -1080.5968
2030-04-11 | 8 | 153.4624 | 153.4624 | 0 | 0 | 0 | 3777.1387 | 3625.937 | 3785.2273 | 3743.0737 | 3642.4895 | 3538.2996 | 0 | -4.53e-06
2030-04-11 | 9 | 153.4624 | 153.4624 | 0 | 0 | 0 | 3777.1387 | 3625.937 | 3785.2273 | 3743.0737 | 3642.4895 | 3538.2996 | 0 | -4.53e-06
2030-04-11 | 10 | 153.4624 | 153.4624 | 0 | 0 | 0 | 3777.1387 | 3625.937 | 3785.2273 | 3743.0737 | 3642.4895 | 3538.2996 | 0 | -4.53e-06
2030-04-11 | 11 | 153.4624 | 153.4624 | 237.992 | 0 | 0 | 3777.1387 | 3625.937 | 3785.2273 | 3743.0737 | 3642.4895 | 3538.2996 | 0 | -4.53e-06
2030-04-11 | 12 | 153.4624 | 153.4624 | 323.2332 | 0 | 0 | 3777.1387 | 3625.937 | 3785.2273 | 3743.0737 | 3642.4895 | 3538.2996 | 0 | -4.53e-06
2030-04-11 | 13 | 153.4624 | 153.4624 | 0 | 0 | 0 | 3777.1387 | 3625.937 | 3785.2273 | 3743.0737 | 3642.4895 | 3538.2996 | 0 | -540.2984
2030-04-11 | 14 | 153.4624 | 153.4624 | 0 | 0 | 0 | 3777.1387 | 3625.937 | 3785.2273 | 3743.0737 | 3642.4895 | 3538.2996 | 0 | -540.2984
2030-04-11 | 15 | 153.4624 | 153.4624 | 0 | 0 | 0 | 3777.1387 | 3625.937 | 3785.2273 | 3743.0737 | 3642.4895 | 3538.2996 | 0 | -1080.5968
2030-04-11 | 16 | 153.4624 | 153.4624 | 0 | 0 | 0 | 3777.1387 | 3625.937 | 3785.2273 | 3743.0737 | 3642.4895 | 3538.2996 | 0 | -1080.5968
2030-04-11 | 17 | 153.4624 | 153.4624 | 0 | 0 | 0 | 3777.1387 | 3625.937 | 3785.2273 | 3743.0737 | 3642.4895 | 3538.2996 | 0 | -1080.5968
2030-04-11 | 18 | 153.4624 | 153.4624 | 0 | 0 | 0 | 3777.1387 | 3625.937 | 3785.2273 | 3743.0737 | 3642.4895 | 3538.2996 | 0 | -577.158
2030-04-11 | 19 | 153.4624 | 153.4624 | 0 | 0 | 0 | 3777.1387 | 3625.937 | 2220.9807 | 3743.0737 | 3642.4895 | 3538.2996 | 0 | -1080.5968
2030-04-11 | 20 | 153.4624 | 153.4624 | 0 | 0 | 0 | 3777.1387 | 3625.937 | 1805.8246 | 3743.0737 | 3642.4895 | 3538.2996 | 0 | -1080.5968
2030-04-11 | 21 | 153.4624 | 153.4624 | 0 | 0 | 0 | 3777.1387 | 3625.937 | 3097.1077 | 3743.0737 | 3642.4895 | 3538.2996 | 0 | -1080.5968
2030-04-11 | 22 | 153.4624 | 153.4624 | 0 | 0 | 0 | 3777.1387 | 3625.937 | 2186.5151 | 3743.0737 | 3642.4895 | 3538.2996 | 0 | -1080.5968
2030-04-11 | 23 | 153.4624 | 153.4624 | 0 | 0 | 0 | 3777.1387 | 3625.937 | 2163.177 | 3743.0737 | 3642.4895 | 3538.2996 | 0 | -1080.5968
2030-04-11 | 24 | 153.4624 | 153.4624 | 0 | 0 | 0 | 3777.1387 | 3625.937 | 3785.2273 | 3743.0728 | 3642.4895 | 3538.2996 | 0 | -4.53e-06
2030-04-12 | 1 | 0 | 0 | 0 | 0 | 0 | 3777.1387 | 3625.9382 | -340.0045 | 3743.0737 | 3642.4895 | 3538.2996 | 0 | 1080.5968
2030-04-12 | 2 | 0 | 0 | 0 | 0 | 0 | 3777.1387 | 2152.5093 | -302.977 | 3190.458 | 3642.4895 | 3538.2996 | 0 | 1080.5968
2030-04-12 | 3 | 0 | 0 | 0 | 0 | 0 | 3777.1387 | 333.9512 | -673.0069 | 3080.6646 | 3642.4895 | 3538.2996 | 0 | 1080.5968
2030-04-12 | 4 | 0 | 0 | 0 | 0 | 0 | 3777.1387 | 333.9519 | -1393.1671 | 3704.3003 | 3025.4358 | 3538.2996 | 0 | 1080.5968
2030-04-12 | 5 | 0 | 0 | 0 | 0 | 0 | 3777.1387 | 333.9517 | -1625.7068 | -0.99578 | 3063.4663 | 3538.2996 | 162.9032 | 1080.5968
2030-04-12 | 6 | 0 | 0 | 0 | 0 | 0 | 3777.1387 | 230.9866 | -1022.9808 | -915.9689 | 1821.2448 | 3538.2996 | 0 | -1080.5968
2030-04-12 | 7 | 0 | 0 | 0 | 0 | 0 | 3777.1387 | 333.9517 | -1223.4823 | -408.5276 | 2581.6152 | 3538.2996 | 0 | -544.9252
2030-04-12 | 8 | 0 | 0 | 0 | 0 | 0 | 3777.1387 | 230.9857 | -1718.4257 | 2497.7441 | 3642.4895 | 3538.2996 | 0 | -1080.5968
2030-04-12 | 9 | 0 | 0 | 0 | 0 | 0 | 3777.1387 | 230.9876 | -1533.7686 | 3048.0996 | 3642.4895 | 3538.2996 | 0 | -1080.5968
2030-04-12 | 10 | 153.4624 | 153.4624 | 0 | 0 | 0 | 3777.1387 | 1778.0813 | -871.2806 | 1871.537 | 3642.4895 | 3538.2996 | 0 | -1080.5968
2030-04-12 | 11 | 153.4624 | 153.4624 | 0 | 0 | 0 | 3777.1387 | 1503.1342 | -1270.4283 | 2533.4512 | 3642.4895 | 3538.2996 | 0 | -1080.5968
2030-04-12 | 12 | 153.4624 | 153.4624 | 0 | 0 | 0 | 3777.1387 | 230.9857 | -2052.0486 | -2060.4092 | 3642.4895 | 1906.9462 | 0 | -1080.5968
2030-04-12 | 13 | 153.4624 | 153.4624 | 0 | 0 | 0 | 3777.1387 | 215.9529 | -2098.9736 | -3125.1787 | 3642.4895 | 422.6049 | 0 | -1080.5968
2030-04-12 | 14 | 153.4624 | 153.4624 | 0 | 0 | 0 | 3777.1387 | 1.6451e-05 | -1003.6152 | -2382.3809 | 1821.2448 | -117.3623 | 231.7425 | -1080.5968
2030-04-12 | 15 | 153.4624 | 153.4624 | 125.8188 | 0 | 0 | 3777.1387 | -1013.3369 | -1158.0688 | -3417.6169 | 1821.2448 | -446.831 | 0 | -1080.5968
2030-04-12 | 16 | 153.4624 | 153.4624 | 646.4664 | 0 | 0 | 1888.5693 | 0 | -1114.1649 | -3743.0737 | 973.7787 | -1769.1498 | 0 | -1080.5968
2030-04-12 | 17 | 153.4624 | 153.4624 | 615.4841 | 0 | 0 | 1888.5693 | -466.5593 | -908.1052 | -1574.3032 | 1821.2448 | -3492.8911 | 0 | -1080.5968
2030-04-12 | 18 | 153.4624 | 153.4624 | 646.4664 | 100.1209 | 66.6321 | 1610.3776 | -1906.7255 | 0 | 0 | 1821.2448 | -3538.2996 | 0 | -1080.5968
2030-04-12 | 19 | 153.4624 | 153.4624 | 646.4664 | 0 | 0 | 1888.5693 | -597.3726 | -1223.2561 | -3398.5144 | 1821.2448 | -3538.2996 | 0 | -1080.5968
2030-04-12 | 20 | 153.4624 | 153.4624 | 646.4664 | 0 | 0 | 1888.5693 | 0 | -1610.3776 | -3024.6309 | 1821.2448 | -3538.2996 | 0 | -1080.5968
2030-04-12 | 21 | 153.4624 | 153.4624 | 629.3298 | 0 | 0 | 1888.5693 | 0 | -1460.0439 | -1595.0581 | 1821.2448 | -2609.3684 | 0 | -1080.5968
2030-04-12 | 22 | 153.4624 | 153.4624 | 348.3704 | 0 | 0 | 1888.5693 | -833.1708 | -1342.7089 | -1925.6696 | 0 | -2365.5701 | 0 | -1080.5968
2030-04-12 | 23 | 153.4624 | 153.4624 | 0 | 0 | 0 | 1225.5653 | 0 | -1825.1306 | -2249.9441 | 0 | -1769.1498 | 0 | -1080.5968
2030-04-12 | 24 | 153.4624 | 153.4624 | 0 | 0 | 0 | 1888.5693 | 166.9224 | -2269.7773 | -2293.9189 | -4.53e-06 | -1391.1117 | 0 | -1080.5968
2030-04-13 | 1 | 153.4624 | 153.4624 | 342.6689 | 0 | 0 | 1964.6548 | 166.9223 | -2358.8157 | -2605.531 | 0 | 1105.6204 | 0 | -1080.5968
2030-04-13 | 2 | 153.4624 | 153.4624 | 0 | 0 | 0 | 3777.1387 | 166.9224 | -2554.6348 | -2772.3794 | -146.843 | 3267.8672 | 0 | -1080.5968
2030-04-13 | 3 | 153.4624 | 153.4624 | 0 | 0 | 0 | 3777.1387 | 2047.1973 | -2468.2585 | 4.53e-05 | 737.6293 | 3538.2996 | 0 | 1080.5968
2030-04-13 | 4 | 0 | 0 | 0 | 0 | 0 | 3777.1387 | 3625.937 | -1562.1383 | -57.3273 | -4.53e-06 | 3538.2996 | 0 | -650.8069
2030-04-13 | 5 | 153.4624 | 153.4624 | 0 | 0 | 0 | 3777.1387 | 3625.937 | -1540.9327 | -995.2204 | 3642.4895 | 3538.2996 | 0 | -402.0109
2030-04-13 | 6 | 153.4624 | 153.4624 | 0 | 19.9548 | 0 | 3777.1387 | 3625.937 | -262.776 | 4.53e-05 | 2378.7878 | 3538.2996 | 0 | -1080.5968
2030-04-13 | 7 | 153.4624 | 153.4624 | 0 | 266.4163 | 213.804 | 3777.1387 | 3625.937 | -624.0404 | 1332.0482 | 3642.4895 | 3538.2996 | 0 | -1080.5968
2030-04-13 | 8 | 153.4624 | 153.4624 | 0 | 266.4163 | 266.4163 | 3777.1387 | 3625.937 | -438.4186 | 3653.8225 | 3642.4895 | 3538.2996 | 0 | 496.7279
2030-04-13 | 9 | 460.3872 | 460.3872 | 0 | 199.8963 | 199.8963 | 3777.1387 | 3625.937 | 3785.2273 | 3743.0737 | 3642.4895 | 3538.2996 | 0 | -1024.1974
2030-04-13 | 10 | 318.2898 | 460.3872 | 0 | 199.8963 | 219.7212 | 3777.1387 | 3625.937 | 3785.2273 | 3743.0737 | 3642.4895 | 3538.2996 | 0 | -1013.245
2030-04-13 | 11 | 153.4624 | 214.7333 | 0 | 266.4163 | 214.773 | 3777.1387 | 3625.937 | 3785.2273 | 3743.0737 | 3642.4895 | 3538.2996 | 0 | -1080.5968
2030-04-13 | 12 | 153.4624 | 153.4624 | 0 | 199.8963 | 138.7337 | 3777.1387 | 3625.937 | 3785.2273 | 3743.0737 | 3642.4895 | 3538.2996 | 0 | -1080.5968
2030-04-13 | 13 | 153.4624 | 302.8839 | 0 | 199.8963 | 199.8963 | 3777.1387 | 3625.937 | 3785.2273 | 3743.0737 | 3642.4895 | 3538.2996 | 0 | -1080.5968
2030-04-13 | 14 | 460.3872 | 460.3872 | 0 | 125.566 | 66.6321 | 3777.1387 | 3625.937 | 3785.2273 | 3743.0737 | 3642.4895 | 3538.2996 | 0 | -1080.5968
2030-04-13 | 15 | 261.2079 | 306.9248 | 0 | 133.2642 | 133.2642 | 3777.1387 | 3625.937 | 3785.2273 | 3743.0737 | 3642.4895 | 3538.2996 | 0 | -1080.5968
2030-04-13 | 16 | 153.4624 | 296.2698 | 0 | 133.2642 | 111.8015 | 3777.1387 | 3062.8464 | 3785.2273 | 3743.0737 | 3642.4895 | 3538.2996 | 0 | -1080.5968
2030-04-13 | 17 | 153.4624 | 153.6796 | 0 | 133.2642 | 176.3994 | 3777.1387 | 3625.937 | 3785.2273 | 3743.0737 | 3642.4895 | 3318.3538 | 0 | -1080.5968
2030-04-13 | 18 | 153.4624 | 153.4624 | 0 | 199.8963 | 172.734 | 3777.1387 | 3625.937 | 3785.2273 | 3743.0737 | 3642.4895 | 3538.2996 | 0 | -1080.5968
2030-04-13 | 19 | 153.4624 | 153.4624 | 0 | 200.5638 | 266.4163 | 3777.1387 | 3625.937 | 3785.2273 | 3743.0737 | 3642.4895 | 3538.2996 | 0 | -1080.5968
2030-04-13 | 20 | 153.4624 | 153.4624 | 0 | 133.2642 | 133.2642 | 3777.1387 | 3625.937 | 3785.2273 | 3743.0737 | 3642.4895 | 3538.2996 | 0 | -1080.5968
2030-04-13 | 21 | 306.9248 | 370.3355 | 0 | 0 | 0 | 3777.1387 | 3625.937 | 1710.9254 | 3743.0737 | 3642.4895 | 3538.2996 | 0 | -1080.5968
2030-04-13 | 22 | 306.9248 | 342.0924 | 0 | 0 | 0 | 3777.1387 | 3625.937 | 39.9911 | 3743.0737 | 3642.4895 | 3538.2996 | 0 | -1080.5968
2030-04-13 | 23 | 153.4624 | 153.4624 | 0 | 0 | 0 | 3777.1387 | 3625.937 | -135.2281 | 3743.0737 | 3642.4895 | 3538.2996 | 0 | -1080.5968
2030-04-13 | 24 | 153.4624 | 153.4624 | 0 | 0 | 0 | 3777.1387 | 3625.937 | 909.5759 | 3743.0737 | 3642.4895 | 3538.2996 | 0 | -1080.5968
2030-04-14 | 1 | 153.4624 | 113.3432 | 0 | 0 | 0 | 3777.1387 | 3625.937 | -520.2981 | -1058.1901 | 2324.6052 | 3538.2996 | 0 | -1080.5968
2030-04-14 | 2 | 153.4624 | 153.4624 | 0 | 49.1755 | 0 | 3777.1387 | 3625.937 | -721.4843 | 595.1703 | 682.2585 | 3538.2996 | 0 | -1080.5968
2030-04-14 | 3 | 0 | 0 | 0 | 133.2642 | 133.2642 | 3777.1387 | 3625.937 | -1844.7047 | 62.6877 | 1821.2448 | 3538.2996 | 0 | -1080.5968
2030-04-14 | 4 | 0 | 0 | 0 | 133.2642 | 133.2642 | 3777.1387 | 3625.937 | -2052.3899 | 746.475 | 1705.2017 | 3538.2996 | 0 | -1080.5968
2030-04-14 | 5 | 0 | 0 | 0 | 66.6321 | 66.6321 | 3777.1387 | 2741.4795 | -2502.3586 | 1290.3319 | 3642.4895 | 3538.2996 | 0 | -4.53e-06
2030-04-14 | 6 | 0 | 0 | 0 | 0 | 0 | 3777.1399 | 2473.7876 | -1885.757 | 1114.6466 | 3642.4895 | 3538.2996 | 0 | -1080.5968
2030-04-14 | 7 | 0 | 0 | 0 | 0 | 0 | 3777.1387 | 3625.937 | -2023.689 | 1168.0502 | 3642.4895 | 3538.2996 | 0 | -1080.5968
2030-04-14 | 8 | 0 | 0 | 0 | 0 | 0 | 3777.1387 | 2901.9705 | -259.5862 | 1457.4874 | 3642.4895 | 3538.2996 | 0 | 1080.5968
2030-04-14 | 9 | 0 | 0 | 0 | 0 | 0 | 3777.1387 | 3625.937 | 190.3369 | 1459.2672 | 3642.4895 | 3538.2996 | 0 | -1080.5968
2030-04-14 | 10 | 153.4624 | 153.4624 | 0 | 0 | 0 | 3777.1387 | 3625.937 | 1118.3536 | 3743.0737 | 3642.4895 | 3538.2996 | 0 | -4.53e-06
2030-04-14 | 11 | 153.4624 | 153.4624 | 0 | 0 | 0 | 3777.1387 | 3625.937 | 3600.9231 | 3743.0737 | 3642.4895 | 3538.2996 | 0 | -4.53e-06
2030-04-14 | 12 | 0 | 0 | 0 | 0 | 0 | 3777.1387 | 3625.937 | 1066.6873 | 3743.0737 | 3642.4895 | 3538.2996 | 0 | -1080.5968
2030-04-14 | 13 | 0 | 0 | 0 | 0 | 0 | 3777.1387 | 3625.937 | -1502.922 | 3419.7014 | 3642.4895 | 3538.2996 | 0 | -1080.5968
2030-04-14 | 14 | 153.4624 | 153.4624 | 0 | 0 | 0 | 3777.1387 | 3625.937 | -2324.5811 | 3743.0737 | 3642.4895 | 3538.2996 | 0 | -1080.5968
2030-04-14 | 15 | 153.4624 | 153.4624 | 0 | 0 | 0 | 3777.1387 | 3625.937 | -3104.1445 | 1220.8219 | 3642.4895 | 3538.2996 | 0 | -1080.5968
2030-04-14 | 16 | 153.4624 | 153.4624 | 0 | 0 | 0 | 3777.1387 | 230.9868 | -3152.8284 | -1148.1698 | 3642.4895 | 2343.2104 | 0 | -1080.5968
2030-04-14 | 17 | 153.4624 | 153.4624 | 27.625 | 0 | 0 | 3777.1387 | 168.9805 | -2125.457 | 0 | 478.2912 | 1323.7332 | 4.0533 | -1080.5968
2030-04-14 | 18 | 153.4624 | 153.4624 | 0 | 0 | 0 | 3777.1387 | 166.9225 | -2574.5701 | 0 | 1040.4745 | 221.0145 | 0 | -1080.5968
2030-04-14 | 19 | 153.4624 | 153.4624 | 0 | 0 | 0 | 3777.1387 | 166.9224 | -1887.6812 | 0 | 313.3453 | 436.3621 | 0 | -1080.5968
2030-04-14 | 20 | 153.4624 | 153.4624 | 0 | 0 | 0 | 3777.1387 | 166.9226 | -1655.0222 | 86.7048 | 0 | 1723.1323 | 0 | -1080.5968
2030-04-14 | 21 | 153.4624 | 153.4624 | 61.2637 | 0 | 0 | 3777.1387 | 168.9805 | -1397.2388 | 244.1488 | 0 | 3538.2996 | 0 | -1080.5968
2030-04-14 | 22 | 153.4624 | 153.4624 | 0 | 0 | 0 | 3777.1387 | 225.3985 | -1057.4929 | 4.53e-05 | -714.6935 | 3538.2996 | 0 | -1080.5968
2030-04-14 | 23 | 153.4624 | 153.4624 | 0 | 0 | 0 | 3777.1387 | 213.9518 | -1143.3491 | -891.1532 | -4.53e-06 | 3538.2996 | 0 | -1080.5968
2030-04-14 | 24 | 153.4624 | 153.4624 | 0 | 0 | 0 | 3777.1387 | 2245.7847 | -1757.0874 | -1749.7172 | 1614.4935 | 3538.2996 | 0 | -1080.5968
2030-04-15 | 1 | 153.4624 | 153.4624 | 0 | 0 | 0 | 3777.1387 | 3625.937 | -1305.8417 | -1951.4319 | -4.53e-06 | 3538.2996 | 0 | -1080.5968
2030-04-15 | 2 | 153.4624 | 149.0361 | 0 | 0 | 0 | 3777.1387 | 3625.937 | -2032.7831 | -3157.8992 | 3642.4895 | 3538.2996 | 0 | -1080.5968
2030-04-15 | 3 | 0 | 107.7232 | 0 | 0 | 0 | 3777.1387 | 3625.937 | -710.1053 | 129.5281 | 3642.4895 | 3538.2996 | 0 | -1080.5968
2030-04-15 | 4 | 153.4624 | 153.4624 | 0 | 0 | 0 | 3777.1387 | 3625.937 | -872.7702 | 485.2276 | 3642.4895 | 3538.2996 | 0 | -1080.5968
2030-04-15 | 5 | 153.4624 | 153.4624 | 0 | 0 | 0 | 3777.1387 | 3625.937 | 468.7112 | 1615.5428 | 3642.4895 | 3538.2996 | 0 | -4.53e-06
2030-04-15 | 6 | 153.4624 | 153.4624 | 0 | 0 | 0 | 3777.1387 | 3625.937 | 3365.4353 | 3743.0737 | 3642.4895 | 3538.2996 | 0 | -1080.5968
2030-04-15 | 7 | 153.4624 | 153.4624 | 0 | 199.8963 | 157.8813 | 3777.1387 | 3625.937 | 3785.2273 | 3743.0737 | 3642.4895 | 3538.2996 | 0 | -1080.5968
2030-04-15 | 8 | 153.4624 | 153.4624 | 0 | 199.8963 | 195.9246 | 3777.1387 | 3625.937 | 2358.5327 | 3743.0737 | 3642.4895 | 3538.2996 | 0 | -1080.5968
2030-04-15 | 9 | 153.4624 | 153.4624 | 0 | 199.8963 | 194.654 | 3777.1387 | 3625.937 | 3785.2273 | 3743.0737 | 3642.4895 | 3538.2996 | 0 | -1080.5968
2030-04-15 | 10 | 153.4624 | 153.4624 | 0 | 234.7819 | 199.8963 | 3777.1387 | 3625.937 | 3785.2273 | 3743.0737 | 3642.4895 | 3538.2996 | 0 | -1080.5968
2030-04-15 | 11 | 153.4624 | 153.4624 | 0 | 199.8963 | 159.4046 | 3777.1387 | 3625.937 | 3785.2273 | 3743.0737 | 3642.4895 | 3538.2996 | 380.5916 | -1080.5968
2030-04-15 | 12 | 153.4624 | 153.4624 | 223.9391 | 199.8963 | 203.8867 | 3777.1387 | 3625.937 | 3785.2273 | 3743.0737 | 3642.4895 | 3538.2996 | 576.491 | -1080.5968
2030-04-15 | 13 | 153.4624 | 153.4624 | 0 | 199.8963 | 206.5931 | 3777.1387 | 3625.937 | 3785.2273 | 3743.0737 | 3642.4895 | 3538.2996 | 485.2712 | -1080.5968
2030-04-15 | 14 | 153.4624 | 153.4624 | 63.0147 | 133.2642 | 87.9355 | 3777.1387 | 3625.937 | 3785.2273 | 3743.0737 | 3642.4895 | 3538.2996 | 0 | -1080.5968
2030-04-15 | 15 | 153.4624 | 153.4624 | 63.3577 | 133.2642 | 133.2642 | 3777.1387 | 3625.937 | 3785.2273 | 3743.0737 | 3642.4895 | 3538.2983 | 0 | -1080.5968
2030-04-15 | 16 | 153.4624 | 153.4624 | 50.1084 | 127.9841 | 66.6321 | 3777.1387 | 3625.937 | 3785.2273 | 3743.0737 | 3642.4895 | 3538.2996 | 0 | -1080.5968
2030-04-15 | 17 | 153.4624 | 153.4624 | 107.8556 | 66.6321 | 125.9532 | 3777.1399 | 3625.937 | 3785.2273 | 3743.0737 | 3642.4895 | 3538.2996 | 0 | -1080.5968
2030-04-15 | 18 | 153.4624 | 153.4624 | 0 | 102.9994 | 133.2642 | 3777.1387 | 3625.937 | 3785.2273 | 3743.0737 | 3642.4895 | 3538.2996 | 0 | -1080.5968
2030-04-15 | 19 | 153.4624 | 153.4624 | 0 | 133.2642 | 108.0761 | 3777.1387 | 3625.937 | 3785.2273 | 3743.0737 | 3642.4895 | 3538.2996 | 0 | -1080.5968
2030-04-15 | 20 | 153.4624 | 153.4624 | 0 | 153.2072 | 133.2642 | 3777.1387 | 3625.937 | 3785.2273 | 3743.0737 | 3642.4895 | 3538.2996 | 0 | -1080.5968
2030-04-15 | 21 | 153.4624 | 153.4624 | 0 | 199.8963 | 180.6769 | 3777.1387 | 3625.937 | 3785.2273 | 3743.0737 | 3642.4895 | 3538.2996 | 0 | -1080.5968
2030-04-15 | 22 | 153.4624 | 153.4624 | 0 | 133.2642 | 143.7023 | 3777.1387 | 3625.937 | 3785.2273 | 3743.0737 | 3642.4895 | 3538.2996 | 0 | -1080.5968
2030-04-15 | 23 | 153.4624 | 153.4624 | 0 | 0 | 0 | 3777.1387 | 3625.937 | 3785.2273 | 3743.0737 | 3642.4895 | 3538.2996 | 0 | -1080.5968
2030-04-15 | 24 | 153.4624 | 153.4624 | 0 | 0 | 0 | 3777.1387 | 3625.937 | 3785.2273 | 3743.0737 | 3642.4895 | 3538.2996 | 0 | -1080.5968
2030-04-16 | 1 | 4.5846 | 153.4624 | 646.4664 | 46.3517 | 66.6321 | 3777.1387 | 3625.937 | 3785.2273 | 3743.0737 | 3642.4895 | 3538.2996 | 0 | -1080.5968
2030-04-16 | 2 | 153.4624 | 153.4624 | 0 | 0 | 0 | 3777.1387 | 3625.937 | 3785.2273 | 3743.0737 | 3642.4895 | 3538.2996 | 0 | -1080.5968
2030-04-16 | 3 | 153.4624 | 153.4624 | 0 | 0 | 0 | 3777.1387 | 3625.937 | 3785.2273 | 3743.0737 | 3642.4895 | 3538.2996 | 0 | -1080.5968
2030-04-16 | 4 | 153.4624 | 153.4624 | 0 | 0 | 0 | 3777.1387 | 3625.937 | 3785.2273 | 3743.0737 | 3642.4895 | 3538.2996 | 0 | -1080.5968
2030-04-16 | 5 | 153.4624 | 153.4624 | 0 | 0 | 0 | 3777.1387 | 3625.9382 | 3113.3777 | 3743.0737 | 3642.4895 | 3538.2996 | 0 | -1080.5968
2030-04-16 | 6 | 153.4624 | 153.4624 | 0 | 0 | 0 | 3777.1387 | 3625.937 | 3149.3113 | 3743.0737 | 3642.4895 | 3538.2996 | 0 | -1080.5968
2030-04-16 | 7 | 153.4624 | 153.4624 | 0 | 0 | 0 | 3777.1387 | 3625.937 | 3785.2273 | 3743.0737 | 3642.4895 | 3538.2996 | 0 | -1080.5968
2030-04-16 | 8 | 153.4624 | 153.4624 | 0 | 0 | 0 | 3777.1387 | 3625.937 | 3785.2273 | 3743.0737 | 3642.4895 | 3538.2996 | 0 | -1080.5968
2030-04-16 | 9 | 153.4624 | 153.4624 | 0 | 0 | 0 | 3777.1387 | 3625.937 | 3785.2273 | 3743.0737 | 3642.4895 | 3538.2996 | 0 | -1080.5968
2030-04-16 | 10 | 153.4624 | 153.4624 | 0 | 66.6321 | 59.8123 | 3777.1387 | 3625.937 | 3785.2273 | 3743.0737 | 3642.4895 | 3538.2996 | 280.5579 | -1080.5968
2030-04-16 | 11 | 153.4624 | 153.4624 | 0 | 133.2642 | 159.2016 | 3777.1387 | 3625.937 | 3785.2273 | 3743.0737 | 3642.4895 | 3538.2996 | 323.5141 | -1080.5968
2030-04-16 | 12 | 153.4624 | 153.4624 | 0 | 66.6321 | 42.2871 | 3777.1387 | 3625.937 | 3785.2273 | 3743.0737 | 3642.4895 | 3538.2996 | 334.7204 | -1080.5968
2030-04-16 | 13 | 153.4624 | 153.4624 | 0 | 0 | 0 | 3777.1387 | 3625.937 | 3785.2273 | 3743.0737 | 3642.4895 | 3538.2996 | 323.5141 | -1080.5968
2030-04-16 | 14 | 153.4624 | 166.1457 | 0 | 0 | 0 | 3777.1387 | 3625.937 | 2528.6677 | 3743.0737 | 3642.4895 | 2929.9377 | 0 | -1080.5968
2030-04-16 | 15 | 153.4624 | 153.4624 | 0 | 0 | 30.2692 | 3777.1387 | 2150.4368 | 3589.8064 | 3743.0737 | 3642.4895 | 265.2469 | 647.0283 | -1080.5968
2030-04-16 | 16 | 153.4624 | 153.4624 | 0 | 0 | 0 | 3777.1387 | 1181.5057 | 3306.9016 | 3743.0737 | 3642.4895 | -284.5085 | 0 | -1080.5968
2030-04-16 | 17 | 153.4624 | 153.4624 | 0 | 0 | 0 | 3777.1387 | 215.9534 | 2209.7292 | 3743.0737 | 3642.4895 | -888.4612 | 0 | -1080.5968
2030-04-16 | 18 | 153.4624 | 153.4624 | 0 | 0 | 0 | 3777.1387 | 215.9523 | 898.1641 | 3743.0737 | 3642.4895 | -262.7068 | 0 | -1080.5968
2030-04-16 | 19 | 153.4624 | 153.4624 | 0 | 0 | 0 | 3777.1387 | 3342.3342 | 283.1125 | 3743.0737 | 3642.4895 | 265.2466 | 0 | -1080.5968
2030-04-16 | 20 | 153.4624 | 153.4624 | 0 | 0 | 0 | 3777.1387 | 3625.937 | -497.4464 | 3743.0737 | 3642.4895 | 1582.4856 | 265.0777 | -1080.5968
2030-04-16 | 21 | 153.4624 | 153.4624 | 0 | 0 | 0 | 3777.1387 | 3625.937 | -851.5656 | 3743.0737 | 3642.4895 | 265.2471 | 199.9703 | -1080.5968
2030-04-16 | 22 | 153.4624 | 153.4624 | 0 | 0 | 0 | 3777.1387 | 3009.3623 | -926.3527 | 3743.0737 | 3642.4895 | 265.2471 | 0 | -1080.5968
2030-04-16 | 23 | 153.4624 | 153.4624 | 0 | 0 | 0 | 3777.1387 | 1219.1279 | -565.9769 | 3743.0737 | 3642.4895 | 265.247 | 0 | -1080.5968
2030-04-16 | 24 | 153.4624 | 153.4624 | 0 | 0 | 0 | 3777.1387 | 595.7349 | 1206.5551 | 3743.0737 | 3642.4895 | 265.246 | 0 | -1080.5968
2030-04-17 | 1 | 153.4624 | 153.4624 | 0 | 0 | 0 | 3777.1387 | 1304.2552 | 2615.2114 | 3743.0737 | 3642.4895 | 265.2463 | 0 | -1080.5968
2030-04-17 | 2 | 153.4624 | 153.4624 | 0 | 133.2642 | 165.1737 | 3777.1387 | 2809.4287 | 3785.2273 | 3743.0737 | 3642.4895 | 2207.8818 | 0 | -1080.5968
2030-04-17 | 3 | 153.4624 | 153.4624 | 0 | 0 | 0 | 3777.1387 | 3625.937 | 3785.2273 | 3743.0737 | 3642.4895 | 3538.2996 | 0 | -1080.5968
2030-04-17 | 4 | 153.4624 | 153.4624 | 0 | 0 | 0 | 3777.1387 | 3625.9392 | 2699.6616 | 3743.0737 | 3642.4895 | 3538.2996 | 0 | -1080.5968
2030-04-17 | 5 | 153.4624 | 153.4624 | 0 | 0 | 0 | 3777.1387 | 3625.937 | 3785.2261 | 3743.0737 | 3642.4895 | 3538.2996 | 0 | -1080.5968
2030-04-17 | 6 | 153.4624 | 153.4624 | 0 | 0 | 0 | 3777.1387 | 3625.937 | 3785.2273 | 3743.0737 | 3642.4895 | 3538.2996 | 0 | -1080.5968
2030-04-17 | 7 | 153.4624 | 153.4624 | 0 | 0 | 0 | 3777.1387 | 3625.937 | 3785.2273 | 3743.0737 | 3642.4895 | 3538.2996 | 0 | -1080.5968
2030-04-17 | 8 | 153.4624 | 153.4624 | 0 | 66.6321 | 104.302 | 3777.1387 | 3625.937 | 3785.2273 | 3743.0737 | 3642.4895 | 3538.2996 | 0 | -1080.5968
2030-04-17 | 9 | 306.9248 | 240.1624 | 0 | 66.6321 | 20.7468 | 3777.1387 | 3625.937 | 1554.7438 | 3743.0737 | 3642.4895 | 3538.2996 | 0 | -1080.5968
2030-04-17 | 10 | 306.9248 | 353.7732 | 0 | 0 | 0 | 3777.1387 | 3625.937 | 1028.2084 | 2088.6108 | 3642.4895 | 3538.2983 | 0 | -1080.5968
2030-04-17 | 11 | 460.3872 | 460.3872 | 0 | 0 | 5.0267 | 3777.1387 | 3625.937 | 686.6687 | 425.8969 | 3642.4895 | 3538.2996 | 0 | -1080.5968
2030-04-17 | 12 | 460.3872 | 460.3872 | 0 | 0 | 0 | 3777.1387 | 1222.0731 | 327.7271 | 494.417 | 3642.4895 | 3538.2996 | 41.1008 | -1080.5968
2030-04-17 | 13 | 460.3872 | 460.3872 | 0 | 42.8792 | 0 | 3777.1387 | 1252.3885 | 12.4366 | -2362.2476 | 3642.4895 | 3538.2996 | 0 | -1080.5968
2030-04-17 | 14 | 460.3872 | 460.3872 | 0 | 66.6321 | 53.6992 | 3103.0908 | 215.9516 | 480.1274 | -1871.5369 | 2575.781 | 3057.8635 | 0 | -1080.5968
2030-04-17 | 15 | 460.3872 | 460.3872 | 0 | 4.8646 | 66.6321 | 3777.1387 | 213.9523 | 862.0511 | -700.2747 | 1821.2448 | 265.2454 | 163.6351 | -1080.5968
2030-04-17 | 16 | 460.3872 | 460.3872 | 0 | 133.2642 | 94.1446 | 1888.5693 | 1.6451e-05 | 364.8289 | 0.0010219 | 2281.4648 | -5.9605e-05 | 14.5782 | -1080.5968
2030-04-17 | 17 | 460.3872 | 460.3872 | 0 | 0 | 28.3088 | 1888.5693 | 213.9522 | 1711.4418 | 4.53e-05 | 1821.2448 | 265.2451 | 0 | -1080.5968
2030-04-17 | 18 | 460.3872 | 316.0768 | 0 | 0 | 0 | 1888.5693 | 213.9527 | 1892.6136 | 1603.6278 | 1821.2448 | 265.248 | 0 | -1080.5968
2030-04-17 | 19 | 153.4624 | 255.2542 | 0 | 66.6321 | 66.6321 | 3777.1387 | 213.952 | 902.2786 | 2247.1575 | -4.53e-06 | 265.2463 | 0 | -1080.5968
2030-04-17 | 20 | 306.9248 | 367.3925 | 0 | 11.9404 | 0 | 3777.1387 | 215.9518 | 557.7136 | 3743.0737 | 1400.1401 | 2074.9375 | 0 | -1080.5968
2030-04-17 | 21 | 153.4624 | 167.0369 | 0 | 66.6321 | 41.8965 | 3777.1387 | 2231.6846 | 1282.7806 | 3743.0737 | 1725.2887 | 3538.2996 | 0 | -1080.5968
2030-04-17 | 22 | 372.5333 | 460.3872 | 0 | 66.6321 | 55.9131 | 3777.1387 | 3625.937 | 2062.6604 | 3307.4011 | 3642.4895 | 992.3054 | 0 | -1080.5968
2030-04-17 | 23 | 153.4624 | 182.5653 | 0 | 199.8963 | 199.8963 | 3777.1387 | 3625.937 | 3785.2273 | 3743.0737 | 3642.4895 | 3538.2996 | 0 | -1080.5968
2030-04-17 | 24 | 153.4624 | 153.4624 | 0 | 0 | 0 | 3777.1387 | 3625.937 | 3785.2273 | 3743.0737 | 3642.4895 | 3538.2996 | 0 | -1080.5968
2030-04-18 | 1 | 153.4624 | 153.4624 | 0 | 0 | 0 | 3777.1387 | 3625.937 | 3785.2273 | 3743.0737 | 3642.4895 | 3538.2996 | 0 | -1080.5968
2030-04-18 | 2 | 153.4624 | 153.4624 | 0 | 0 | 0 | 3777.1387 | 3625.937 | 3785.2273 | 3743.0737 | 3642.4895 | 3538.2996 | 0 | -1080.5968
2030-04-18 | 3 | 153.4624 | 153.4624 | 0 | 0 | 0 | 3777.1387 | 3625.937 | 3773.5706 | 3743.0737 | 3642.4895 | 3538.2996 | 0 | -1080.5968
2030-04-18 | 4 | 153.4624 | 153.4624 | 0 | 0 | 0 | 3777.1387 | 3625.9382 | 3785.2273 | 3743.0737 | 3642.4895 | 3538.2996 | 0 | -1080.5968
2030-04-18 | 5 | 153.4624 | 153.4624 | 0 | 0 | 0 | 3777.1387 | 3625.9376 | 3785.2273 | 3743.0737 | 3642.4895 | 3538.2996 | 0 | -1080.5968
2030-04-18 | 6 | 153.4624 | 153.4624 | 0 | 0 | 0 | 3777.1387 | 3625.937 | 3785.2273 | 3743.0737 | 3642.4895 | 3538.2996 | 0 | -1080.5968
2030-04-18 | 7 | 153.4624 | 153.4624 | 0 | 0 | 0 | 3777.1387 | 3625.937 | 3785.2273 | 3743.0737 | 3642.4895 | 3538.2996 | 0 | -1080.5968
2030-04-18 | 8 | 153.4624 | 153.4624 | 0 | 0 | 0 | 3777.1387 | 3625.937 | 3785.2273 | 3743.0737 | 3642.4895 | 3538.2996 | 0 | -1080.5968
2030-04-18 | 9 | 153.4624 | 153.4624 | 0 | 0 | 0 | 3777.1387 | 3625.937 | 3785.2273 | 3743.0737 | 3642.4895 | 3538.2996 | 0 | -1080.5968
2030-04-18 | 10 | 153.4624 | 153.4624 | 0 | 59.3618 | 0 | 3777.1387 | 3625.937 | 3785.2273 | 3743.0737 | 3642.4895 | 3538.2996 | 0 | -1080.5968
2030-04-18 | 11 | 153.4624 | 153.4624 | 0 | 199.8963 | 172.7998 | 3777.1387 | 3625.937 | 3785.2273 | 3743.0737 | 3642.4895 | 3538.2996 | 0 | -1080.5968
2030-04-18 | 12 | 153.4624 | 153.4624 | 0 | 133.2642 | 74.531 | 3777.1387 | 3625.937 | 3785.2273 | 3743.0737 | 3642.4895 | 3538.2996 | 0 | -1080.5968
2030-04-18 | 13 | 153.4624 | 153.4624 | 0 | 133.2642 | 133.2642 | 3777.1387 | 3625.937 | 3785.2273 | 3743.0737 | 3642.4895 | 3538.2996 | 0 | -1080.5968
2030-04-18 | 14 | 153.4624 | 153.4624 | 0 | 66.6321 | 33.7821 | 3777.1387 | 3625.937 | 3785.2273 | 3743.0728 | 3642.4895 | 3538.2996 | 0 | -1080.5968
2030-04-18 | 15 | 153.4624 | 153.4624 | 0 | 108.333 | 66.6321 | 3777.1387 | 3625.937 | 3785.2273 | 3743.0737 | 3642.4895 | 3538.2996 | 0 | -1080.5968
2030-04-18 | 16 | 153.4624 | 153.4624 | 0 | 0 | 0 | 3777.1387 | 3625.937 | 3785.2273 | 3743.0737 | 3642.4895 | 3538.2996 | 0 | -1080.5968
2030-04-18 | 17 | 153.4624 | 153.4624 | 0 | 133.2642 | 159.0478 | 3777.1387 | 3625.937 | 3785.2273 | 3743.0737 | 3642.4895 | 3538.2996 | 0 | -1080.5968
2030-04-18 | 18 | 153.4624 | 153.4624 | 0 | 66.6321 | 66.6321 | 3777.1387 | 3625.937 | 3785.2273 | 3743.0737 | 3642.4895 | 3538.2996 | 0 | -1080.5968
2030-04-18 | 19 | 153.4624 | 153.4624 | 0 | 66.6321 | 101.9357 | 3777.1387 | 3625.937 | 3785.2273 | 3743.0737 | 3642.4895 | 3538.2996 | 0 | -1080.5968
2030-04-18 | 20 | 153.4624 | 153.4624 | 0 | 182.4238 | 133.2642 | 3777.1387 | 3625.937 | 3785.2273 | 3743.0737 | 3642.4895 | 3538.2996 | 0 | -1080.5968
2030-04-18 | 21 | 153.4624 | 153.4624 | 0 | 199.8963 | 236.6456 | 3777.1387 | 3625.937 | 3785.2273 | 3743.0737 | 3642.4895 | 3538.2996 | 0 | -1080.5968
2030-04-18 | 22 | 153.4624 | 153.4624 | 0 | 199.8963 | 207.0998 | 3777.1387 | 3625.937 | 3785.2273 | 3743.0737 | 3642.4895 | 3538.2996 | 55.2791 | -1080.5968
2030-04-18 | 23 | 153.4624 | 153.4624 | 0 | 133.2642 | 186.2594 | 3777.1387 | 3625.937 | 3785.2273 | 3743.0737 | 3642.4895 | 3538.2996 | 0 | -1080.5968
2030-04-18 | 24 | 153.4624 | 153.4624 | 0 | 71.4767 | 133.2642 | 3777.1387 | 3625.937 | 3785.2273 | 3743.0737 | 3642.4895 | 3538.2996 | 0 | -1080.5968
2030-04-19 | 1 | 153.4624 | 153.4624 | 0 | 0 | 0 | 3777.1387 | 3625.937 | 3785.2273 | 3743.0737 | 3642.4895 | 3538.2996 | 0 | -1080.5968
2030-04-19 | 2 | 153.4624 | 153.4624 | 0 | 0 | 0 | 3777.1387 | 3625.937 | 3785.2273 | 3743.0737 | 3642.4895 | 3538.2996 | 0 | -1080.5968
2030-04-19 | 3 | 153.4624 | 153.4624 | 0 | 0 | 0 | 3777.1387 | 3625.937 | 3413.5076 | 3743.0737 | 3642.4895 | 3538.2996 | 0 | -1080.5968
2030-04-19 | 4 | 153.4624 | 153.4624 | 0 | 0 | 0 | 3777.1387 | 3625.937 | 2275.1111 | 3743.0737 | 3642.4895 | 3538.2996 | 0 | -1080.5968
2030-04-19 | 5 | 153.4624 | 153.4624 | 0 | 0 | 0 | 3777.1387 | 3625.937 | 1892.6136 | 3743.0737 | 3642.4895 | 3538.2996 | 0 | -1080.5968
2030-04-19 | 6 | 153.4624 | 153.4624 | 0 | 0 | 0 | 3777.1387 | 3625.937 | 3785.2273 | 3743.0737 | 3642.4895 | 3538.2996 | 0 | -1080.5968
2030-04-19 | 7 | 153.4624 | 153.4624 | 0 | 199.8963 | 199.8963 | 3777.1387 | 3625.937 | 3785.2273 | 3743.0737 | 3642.4895 | 3538.2996 | 0 | -1080.5968
2030-04-19 | 8 | 153.4624 | 153.4624 | 0 | 199.8963 | 199.8963 | 3777.1387 | 3625.937 | 3785.2273 | 3743.0737 | 3642.4895 | 3538.2996 | 0 | -1080.5968
2030-04-19 | 9 | 153.4624 | 153.4624 | 0 | 199.8963 | 230.6197 | 3777.1387 | 3625.937 | 3785.2273 | 3743.0737 | 3642.4895 | 3538.2996 | 0 | -1080.5968
2030-04-19 | 10 | 153.4624 | 205.6183 | 0 | 266.4163 | 266.4163 | 3777.1387 | 3625.937 | 3785.2273 | 3743.0737 | 3642.4895 | 3538.2996 | 0 | -1080.5968
2030-04-19 | 11 | 153.4624 | 181.0897 | 0 | 266.4163 | 266.4163 | 3777.1387 | 3625.937 | 3785.2273 | 3743.0737 | 3642.4895 | 3538.2996 | 0 | -1080.5968
2030-04-19 | 12 | 153.4624 | 153.4624 | 0 | 236.4459 | 266.4163 | 3777.1387 | 3625.937 | 3785.2273 | 3743.0737 | 3642.4895 | 3538.2996 | 0 | -1080.5968
2030-04-19 | 13 | 153.4624 | 153.4624 | 0 | 255.8564 | 266.4163 | 3777.1387 | 3625.937 | 3785.2273 | 3743.0737 | 3642.4895 | 2834.0552 | 564.4423 | -1080.5968
2030-04-19 | 14 | 153.4624 | 153.4624 | 0 | 266.4163 | 207.0424 | 3777.1387 | 3625.937 | 3785.2273 | 3743.0737 | 3642.4895 | 3328.407 | 0 | -1080.5968
2030-04-19 | 15 | 460.3872 | 460.3872 | 0 | 266.4163 | 266.4163 | 3777.1387 | 2483.6362 | 3785.2273 | 3743.0737 | 3642.4895 | 265.2474 | 0 | -1080.5968
2030-04-19 | 16 | 153.4624 | 297.4729 | 0 | 266.4163 | 266.4163 | 3777.1387 | 1737.3617 | 3785.2273 | 3743.0737 | 3642.4895 | 265.2462 | 0 | -1080.5968
2030-04-19 | 17 | 153.4624 | 153.4624 | 0 | 266.4163 | 266.4163 | 3777.1387 | 1918.4148 | 3785.2273 | 3743.0737 | 3642.4895 | 265.2464 | 0 | -1080.5968
2030-04-19 | 18 | 153.4624 | 153.4624 | 0 | 266.4163 | 218.0891 | 3777.1387 | 872.0156 | 3785.2273 | 3743.0737 | 3642.4895 | 3538.2983 | 0 | -1080.5968
2030-04-19 | 19 | 153.4624 | 153.4624 | 0 | 199.8963 | 212.568 | 3777.1387 | 1352.566 | 3785.2273 | 3743.0737 | 3642.4895 | 3538.2996 | 647.0283 | -1080.5968
2030-04-19 | 20 | 153.4624 | 153.4624 | 0 | 199.8963 | 214.0117 | 3777.1387 | 1638.9661 | 3785.2273 | 3743.0737 | 3642.4895 | 3538.2996 | 0 | -1080.5968
2030-04-19 | 21 | 153.4624 | 153.4624 | 0 | 266.4163 | 266.4163 | 3777.1387 | 2099.0974 | 3785.2273 | 3743.0737 | 3642.4895 | 3538.2996 | 0 | -1080.5968
2030-04-19 | 22 | 153.4624 | 153.4624 | 0 | 266.4163 | 263.0776 | 3777.1387 | 1665.3215 | 3785.2273 | 3743.0737 | 3642.4895 | 3398.999 | 0 | -1080.5968
2030-04-19 | 23 | 153.4624 | 153.4624 | 0 | 164.0583 | 199.8963 | 3777.1387 | 1692.4977 | 3785.2273 | 3743.0737 | 3642.4895 | 2556.7812 | 42.3585 | -1080.5968
2030-04-19 | 24 | 153.4624 | 153.4624 | 0 | 133.2642 | 167.9319 | 3777.1387 | 1895.8441 | 3785.2273 | 3743.0737 | 3642.4895 | 2965.5781 | 0 | -1080.5968
2030-04-20 | 1 | 153.4624 | 153.4624 | 0 | 266.4163 | 266.4163 | 3777.1387 | 1390.6799 | 3785.2273 | 3743.0737 | 3642.4895 | 3538.2996 | 0 | -1080.5968
2030-04-20 | 2 | 375.0651 | 460.3872 | 0 | 199.8963 | 199.8963 | 3777.1387 | 3625.937 | 3785.2273 | 3743.0737 | 3642.4895 | 2453.6135 | 0 | -1080.5968
2030-04-20 | 3 | 215.2082 | 306.9248 | 0 | 0 | 0 | 3777.1387 | 3625.937 | 2952.3699 | 3743.0737 | 3642.4895 | 3538.2996 | 0 | -1080.5968
2030-04-20 | 4 | 153.4624 | 153.4624 | 0 | 0 | 0 | 3777.1387 | 3625.937 | 2353.4851 | 3743.0737 | 3642.4895 | 3538.2983 | 0 | -1080.5968
2030-04-20 | 5 | 153.4624 | 153.4624 | 0 | 0 | 0 | 3777.1387 | 3625.937 | 1892.6136 | 3743.0737 | 3642.4895 | 3538.2996 | 0 | -1080.5968
2030-04-20 | 6 | 153.4624 | 208.8246 | 0 | 0 | 0 | 3777.1387 | 3625.937 | 3450.7515 | 3743.0737 | 3642.4895 | 3538.2996 | 0 | -1080.5968
2030-04-20 | 7 | 153.4624 | 153.4624 | 0 | 0 | 0 | 3777.1387 | 3625.937 | 1997.7338 | 3743.0737 | 3642.4895 | 3538.2996 | 0 | -1080.5968
2030-04-20 | 8 | 153.4624 | 153.4624 | 0 | 0 | 0 | 3777.1387 | 3625.937 | 1804.254 | 3743.0737 | 3642.4895 | 3538.2996 | 0 | -1080.5968
2030-04-20 | 9 | 153.4624 | 153.4624 | 0 | 0 | 0 | 3777.1387 | 3625.937 | 3163.7275 | 3743.0737 | 3642.4895 | 3538.2996 | 0 | -1080.5968
2030-04-20 | 10 | 153.4624 | 153.4624 | 0 | 0 | 0 | 3777.1387 | 3416.0769 | 978.9179 | 3743.0737 | 3642.4895 | 1769.1498 | 82.9091 | -1080.5968
2030-04-20 | 11 | 153.4624 | 153.4624 | 0 | 0 | 0 | 3777.1387 | 269.6126 | 1150.1428 | 3743.0737 | 3642.4895 | 1769.1498 | 32.5072 | -1080.5968
2030-04-20 | 12 | 153.4624 | 153.4624 | 0 | 0 | 0 | 3777.1387 | 215.9516 | 746.5785 | 3743.0737 | 3487.9697 | 265.2459 | 127.125 | -1080.5968
2030-04-20 | 13 | 153.4624 | 153.4624 | 0 | 0 | 0 | 3777.1387 | 213.9518 | -2.7895e-05 | 3743.0737 | 2010.1276 | -5.9605e-05 | 0 | -1080.5968
2030-04-20 | 14 | 153.4624 | 153.4624 | 0 | 0 | 0 | 3777.1387 | 215.9522 | -391.6215 | 3743.0737 | 3642.4895 | 265.2476 | 106.3588 | -1080.5968
2030-04-20 | 15 | 153.4624 | 153.4624 | 0 | 0 | 0 | 3777.1387 | 213.9524 | -606.903 | 3743.0737 | 1821.2448 | -34.3181 | 0 | -1080.5968
2030-04-20 | 16 | 153.4624 | 153.4624 | 0 | 0 | 0 | 3777.1387 | 213.9522 | 200.5395 | 2788.8052 | 3642.4895 | -1132.9546 | 0 | -1080.5968
2030-04-20 | 17 | 153.4624 | 153.4624 | 0 | 0 | 0 | 3777.1387 | -29.8939 | 1924.0309 | 3743.0737 | 3642.4895 | -1769.1508 | 0 | -1080.5968
2030-04-20 | 18 | 153.4624 | 153.4624 | 0 | 0 | 0 | 3777.1387 | 213.9512 | 3785.2273 | 3743.0737 | 3642.4895 | -2044.8168 | 0 | -1080.5968
2030-04-20 | 19 | 153.4624 | 153.4624 | 0 | 0 | 0 | 3777.1387 | 213.9529 | 3785.2273 | 3743.0737 | 3642.4895 | -214.05 | 0 | -1080.5968
2030-04-20 | 20 | 153.4624 | 153.4624 | 0 | 0 | 0 | 3777.1387 | 977.5786 | 3785.2273 | 3743.0737 | 3642.4895 | 265.2463 | 0 | -1080.5968
2030-04-20 | 21 | 153.4624 | 153.4624 | 0 | 0 | 0 | 3777.1387 | 1953.5562 | 3785.2273 | 3743.0737 | 3642.4895 | 265.2463 | 0 | -1080.5968
2030-04-20 | 22 | 153.4624 | 153.4624 | 0 | 0 | 0 | 3777.1387 | 2046.9384 | 3785.2273 | 3743.0737 | 3642.4895 | 265.2471 | 0 | -1080.5968
2030-04-20 | 23 | 153.4624 | 153.4624 | 0 | 0 | 0 | 3777.1387 | 2686.5417 | 3785.2273 | 3743.0737 | 3642.4895 | 265.246 | 31.234 | -1080.5968
2030-04-20 | 24 | 153.4624 | 153.4624 | 0 | 0 | 0 | 3777.1387 | 3041.896 | 3785.2273 | 3743.0737 | 3642.4895 | 265.2453 | 0 | -1080.5968
2030-04-21 | 1 | 153.4624 | 153.4624 | 0 | 0 | 0 | 3777.1387 | 2281.0835 | 3211.9717 | 3743.0737 | 3642.4895 | 1769.1498 | 0 | -1080.5968
2030-04-21 | 2 | 153.4624 | 153.4624 | 0 | 0 | 0 | 3777.1387 | 3625.937 | -2.7895e-05 | 3743.0737 | 3642.4895 | 3538.2996 | 0 | -1080.5968
2030-04-21 | 3 | 153.4624 | 153.4624 | 0 | 0 | 0 | 3777.1387 | 3625.937 | -996.8234 | 3743.0737 | 3598.0154 | 3538.2996 | 0 | -1080.5968
2030-04-21 | 4 | 153.4624 | 153.4624 | 0 | 0 | 0 | 3777.1387 | 3625.937 | -247.4418 | 3743.0737 | 3614.2473 | 3538.2996 | 0 | -1080.5968
2030-04-21 | 5 | 153.4624 | 153.4624 | 0 | 0 | 0 | 3777.1387 | 2049.0588 | 321.761 | 3743.0737 | 3104.0068 | 3538.2996 | 0 | -1080.5968
2030-04-21 | 6 | 153.4624 | 153.4624 | 0 | 0 | 0 | 3777.1387 | 399.0432 | 1104.5079 | 3743.0737 | 3642.4895 | 3538.2996 | 0 | -1080.5968
2030-04-21 | 7 | 153.4624 | 153.4624 | 0 | 0 | 0 | 3777.1387 | 230.9862 | 840.3275 | 3743.0737 | 2537.6238 | 3538.2996 | 0 | -1080.5968
2030-04-21 | 8 | 153.4624 | 153.4624 | 0 | 0 | 0 | 3777.1387 | 215.9522 | -2.7895e-05 | 2069.4429 | 2831.7012 | 1835.334 | 0 | -1080.5968
2030-04-21 | 9 | 153.4624 | 153.4624 | 0 | 0 | 0 | 3777.1387 | 215.9525 | -740.3622 | 3694.5542 | 1821.2448 | 507.2994 | 0 | -1080.5968
2030-04-21 | 10 | 153.4624 | 153.4624 | 0 | 0 | 0 | 3777.1387 | 215.9519 | -1042.4575 | 3409.8745 | 1821.2448 | 1010.9788 | 0 | -1080.5968
2030-04-21 | 11 | 153.4624 | 153.4624 | 0 | 0 | 0 | 3777.1387 | 215.9522 | -867.4276 | 3743.0737 | 326.7739 | 1769.1498 | 0 | -1080.5968
2030-04-21 | 12 | 153.4624 | 153.4624 | 0 | 0 | 0 | 3777.1387 | 215.9529 | -1269.2869 | 2705.7983 | 1450.1107 | 289.8409 | 152.3604 | -1080.5968
2030-04-21 | 13 | 153.4624 | 153.4624 | 0 | 0 | 0 | 3777.1387 | 213.9529 | -2.7895e-05 | 1871.5369 | 1606.1504 | -1571.1201 | 209.4917 | -1080.5968
2030-04-21 | 14 | 153.4624 | 153.4624 | 0 | 66.6321 | 53.7716 | 1888.5693 | 213.9516 | -435.8183 | 1871.5369 | 1647.3 | 253.4296 | 358.9169 | -1080.5968
2030-04-21 | 15 | 153.4624 | 153.4624 | 0 | 0 | 47.3401 | 1888.5693 | 104.0144 | 444.1043 | 1871.5369 | 1669.0273 | -1998.8788 | 647.0283 | -1080.5968
2030-04-21 | 16 | 306.9248 | 215.7985 | 0 | 0 | 0 | 1888.5693 | -1299.5995 | 1892.6136 | 1871.5369 | 1821.2448 | -3538.2996 | 485.2712 | -1080.5968
2030-04-21 | 17 | 306.9248 | 196.5312 | 0 | 0 | 0 | 1888.5693 | 0 | 1892.6136 | 1558.8243 | 1821.2448 | -3276.0552 | 0 | -1080.5968
2030-04-21 | 18 | 153.4624 | 153.4624 | 0 | 0 | 0 | 1888.5693 | -465.4468 | 416.4467 | 1871.5369 | 1821.2448 | -1769.1498 | 0 | -1080.5968
2030-04-21 | 19 | 153.4624 | 153.4624 | 0 | 0 | 0 | 3777.1387 | 213.9533 | -1063.3982 | 2204.7163 | 1821.2448 | -3288.5359 | 51.8157 | -1080.5968
2030-04-21 | 20 | 153.4624 | 153.4624 | 0 | 0 | 0 | 3438.5918 | 213.953 | -1400.1655 | 2308.9534 | 1821.2448 | -2248.575 | 323.5297 | -1080.5968
2030-04-21 | 21 | 153.4624 | 153.4624 | 0 | 0 | 0 | 3537.2422 | 213.9525 | -1760.1431 | 2069.3872 | 1821.2448 | -1769.1508 | 313.143 | -1080.5968
2030-04-21 | 22 | 153.4624 | 153.4624 | 0 | 0 | 0 | 3180.4985 | 213.9514 | -1388.7178 | 1871.5369 | 1159.2955 | -104.0133 | 0 | -1080.5968
2030-04-21 | 23 | 153.4624 | 153.4624 | 0 | 0 | 0 | 2677.2842 | 213.9522 | -1515.2598 | 1306.7524 | -4.53e-06 | -1089.087 | 0 | -1080.5968
2030-04-21 | 24 | 153.4624 | 153.4624 | 0 | 0 | 0 | 1888.5693 | 213.9523 | -2.7895e-05 | 1871.5369 | 171.2783 | -2172.7649 | 149.9728 | -1080.5968
2030-04-22 | 1 | 460.3872 | 460.3872 | 0 | 0 | 0 | 2989.6565 | 213.9519 | 1892.6136 | 1871.5369 | 1821.2448 | -909.0038 | 0 | -1080.5968
2030-04-22 | 2 | 153.4624 | 153.4624 | 0 | 0 | 0 | 3777.1387 | 213.9517 | 833.579 | 1871.5369 | 1821.2448 | 1769.1498 | 0 | -1080.5968
2030-04-22 | 3 | 153.4624 | 153.4624 | 0 | 0 | 0 | 3777.1387 | 3493.5405 | -1053.8475 | 1069.4058 | 1821.2448 | 3538.2996 | 0 | -1080.5968
2030-04-22 | 4 | 153.4624 | 153.4624 | 0 | 0 | 0 | 3777.1387 | 3625.937 | -443.0023 | 3254.261 | -4.53e-06 | 3538.2996 | 0 | -1080.5968
2030-04-22 | 5 | 153.4624 | 153.4624 | 0 | 0 | 0 | 3777.1387 | 3625.937 | -1264.6273 | 3743.0737 | 3288.1565 | 3538.2996 | 0 | -1080.5968
2030-04-22 | 6 | 153.4624 | 153.4624 | 0 | 0 | 0 | 3777.1387 | 3625.937 | -667.9781 | 3743.0737 | 2505.7126 | 3538.2996 | 0 | -1080.5968
2030-04-22 | 7 | 153.4624 | 153.4624 | 0 | 0 | 0 | 3777.1387 | 3625.937 | -2.7895e-05 | 3413.0837 | 896.3276 | 3538.2996 | 0 | -1080.5968
2030-04-22 | 8 | 153.4624 | 153.4624 | 0 | 0 | 0 | 3777.1387 | 3625.937 | 1892.6136 | 770.1505 | -4.53e-06 | 3538.2996 | 52.9078 | -1080.5968
2030-04-22 | 9 | 153.4624 | 153.4624 | 0 | 0 | 0 | 3777.1387 | 3625.937 | 1892.6136 | 4.53e-05 | -227.3385 | 3538.2996 | 647.0283 | -1080.5968
2030-04-22 | 10 | 153.4624 | 153.4624 | 0 | 0 | 0 | 3777.1387 | 3625.937 | 1892.6136 | 1648.6471 | -1821.2448 | 3538.2996 | 647.0283 | -1080.5968
2030-04-22 | 11 | 153.4624 | 153.4624 | 0 | 66.6321 | 34.6109 | 3777.1387 | 3625.937 | 2031.5493 | 1958.157 | -2047.0988 | 3538.2996 | 647.0283 | -1080.5968
2030-04-22 | 12 | 153.4624 | 153.4624 | 0 | 133.2642 | 67.8952 | 3777.1387 | 3625.937 | 2107.4761 | 2394.9375 | -1821.2438 | 3538.2996 | 647.0283 | -1080.5968
2030-04-22 | 13 | 153.4624 | 153.4624 | 0 | 66.6321 | 40.96 | 3777.1387 | 3625.937 | 1287.725 | 1051.8057 | -796.2419 | 3538.2996 | 647.0283 | -1080.5968
2030-04-22 | 14 | 460.3872 | 460.3872 | 0 | 199.8963 | 199.8963 | 1888.5693 | 2503.0444 | 1740.4436 | 1420.2483 | -1334.5253 | 3538.2996 | 474.0054 | -1080.5968
2030-04-22 | 15 | 460.3872 | 460.3872 | 484.8498 | 199.8963 | 199.8963 | 1888.5693 | 573.102 | 1193.0737 | 937.6749 | 0 | 2738.8052 | 0 | -1080.5968
2030-04-22 | 16 | 460.3872 | 460.3872 | 448.8756 | 199.8963 | 199.8963 | 1888.5693 | 168.9807 | 575.4829 | 1018.1995 | 410.0305 | 3389.7368 | 485.2712 | -1080.5968
2030-04-22 | 17 | 460.3872 | 460.3872 | 646.4664 | 199.8963 | 199.8963 | 1888.5693 | 441.731 | 100.2789 | 765.1501 | 1821.2448 | 3538.2996 | 0 | -1080.5968
2030-04-22 | 18 | 460.3872 | 460.3872 | 430.1597 | 79.7229 | 133.2642 | 2242.3755 | 2169.2915 | 31.5534 | 0 | 945.3369 | 3538.2996 | 0 | -1080.5968
2030-04-22 | 19 | 153.4624 | 153.4624 | 0 | 66.6321 | 44.6259 | 3270.7295 | 3625.937 | 12.0495 | -1871.5369 | -123.9533 | 3538.2996 | 485.2712 | -1080.5968
2030-04-22 | 20 | 153.4624 | 153.4624 | 0 | 0 | 0 | 3777.1387 | 3625.937 | -32.1425 | -2625.1597 | -4.53e-06 | 3538.2996 | 647.0283 | -1080.5968
2030-04-22 | 21 | 153.4624 | 153.4624 | 0 | 41.7468 | 66.6321 | 3777.1387 | 3625.937 | -2.7895e-05 | -2461.5222 | 824.4662 | 3538.2996 | 647.0283 | -1080.5968
2030-04-22 | 22 | 153.4624 | 153.4624 | 0 | 0 | 0 | 3777.1387 | 3625.937 | -30.8082 | -2467.5669 | -4.53e-06 | 3538.2996 | 647.0283 | -1080.5968
2030-04-22 | 23 | 460.3872 | 437.6498 | 0 | 30.8369 | 66.6321 | 3777.1387 | 3625.937 | 0.0010707 | -2072.7505 | 112.6881 | 3538.2996 | 272.9745 | -1080.5968
2030-04-22 | 24 | 153.4624 | 153.4624 | 0 | 0 | 0 | 3777.1387 | 3625.937 | -2.7895e-05 | -2233.7014 | 598.7736 | 3538.2996 | 0 | -1080.5968
2030-04-23 | 1 | 153.4624 | 153.4624 | 0 | 0 | 0 | 3777.1387 | 3625.937 | -2.7895e-05 | -401.6694 | -4.53e-06 | 3538.2996 | 0 | -1080.5968
2030-04-23 | 2 | 153.4624 | 153.4624 | 0 | 0 | 0 | 3777.1387 | 3625.937 | -601.9562 | 3743.0737 | 2942.8767 | 3538.2996 | 0 | -1080.5968
2030-04-23 | 3 | 306.9248 | 347.5418 | 0 | 0 | 0 | 3777.1387 | 3625.937 | 3155.603 | 3743.0737 | 3642.4883 | 3538.2996 | 0 | -1080.5968
2030-04-23 | 4 | 460.3872 | 460.3872 | 0 | 0 | 39.5564 | 3777.1387 | 3625.937 | 2567.0125 | 3743.0737 | 3642.4895 | 3538.2996 | 0 | -1080.5968
2030-04-23 | 5 | 460.3872 | 460.3872 | 0 | 66.6321 | 58.1308 | 3777.1387 | 3625.937 | 2424.8523 | 3743.0737 | 3642.4895 | 3538.2996 | 0 | -1080.5968
2030-04-23 | 6 | 460.3872 | 460.3872 | 0 | 120.8221 | 66.6321 | 3777.1387 | 3625.937 | 2486.7988 | 3743.0737 | 3642.4895 | 3538.2996 | 0 | -1080.5968
2030-04-23 | 7 | 460.3872 | 460.3872 | 0 | 52.8178 | 0 | 3777.1387 | 3625.937 | 2899.4507 | 3743.0737 | 3642.4895 | 3538.2996 | 0 | -1080.5968
2030-04-23 | 8 | 405.5106 | 460.3872 | 0 | 0 | 0 | 3777.1387 | 3625.937 | 3291.2542 | 3743.0737 | 3642.4895 | 3538.2996 | 0 | -1080.5968
2030-04-23 | 9 | 393.1893 | 460.3872 | 0 | 0 | 49.1015 | 3777.1387 | 3625.937 | 3551.2102 | 3743.0737 | 3642.4895 | 3538.2996 | 0 | -1080.5968
2030-04-23 | 10 | 460.3872 | 446.4412 | 0 | 0 | 0 | 3777.1387 | 3625.937 | 3698.6248 | 3743.0737 | 3642.4895 | 3538.2996 | 146.9952 | -1080.5968
2030-04-23 | 11 | 460.3872 | 460.3872 | 0 | 66.6321 | 11.9759 | 3777.1387 | 3625.937 | 3785.2273 | 3743.0737 | 3642.4895 | 3538.2996 | 196.0121 | -1080.5968
2030-04-23 | 12 | 444.8182 | 460.3872 | 0 | 0 | 0 | 3777.1387 | 3625.937 | 2401.7766 | 3743.0737 | 3642.4895 | 3538.2996 | 207.2051 | -1080.5968
2030-04-23 | 13 | 153.4624 | 153.4624 | 0 | 0 | 0 | 3777.1387 | 3625.937 | 191.3954 | 3260.4985 | 1821.2448 | 3538.2996 | 280.2303 | -1080.5968
2030-04-23 | 14 | 153.4624 | 285.0533 | 0 | 66.6321 | 57.0757 | 3777.1387 | 3625.937 | 895.4829 | 554.4825 | -815.9495 | 3538.2996 | 608.8373 | -1080.5968
2030-04-23 | 15 | 404.583 | 306.9248 | 0 | 133.2642 | 118.7981 | 1888.5693 | 2667.7358 | 75.2893 | 278.7546 | 548.8931 | 3538.2996 | 523.7142 | -1080.5968
2030-04-23 | 16 | 440.4569 | 306.9248 | 0 | 66.6321 | 84.691 | 3348.7444 | 2787.2886 | -459.8097 | -1871.538 | 1272.6318 | 3538.2996 | 485.2712 | -1080.5968
2030-04-23 | 17 | 460.3872 | 460.3872 | 484.8498 | 133.2642 | 133.2642 | 3458.6965 | 999.7875 | -419.9273 | -1871.5369 | 808.9717 | 3538.2996 | 485.2712 | -1080.5968
2030-04-23 | 18 | 168.46 | 306.9248 | 646.4664 | 133.2642 | 133.2642 | 1888.5693 | 168.981 | -379.4384 | 1076.4076 | 1821.2448 | 3207.1023 | 0 | -1055.3689
2030-04-23 | 19 | 153.4624 | 153.4624 | 0 | 66.6321 | 22.8391 | 1888.5693 | 168.9833 | 148.625 | 1720.6226 | 1821.2448 | 2227.6138 | 0 | -994.6497
2030-04-23 | 20 | 153.4624 | 153.4624 | 0 | 0 | 0 | 1888.5693 | 168.9813 | 503.6004 | 1871.5369 | 1821.2448 | 1842.1655 | 0 | -961.3665
2030-04-23 | 21 | 153.4624 | 271.2108 | 0 | 0 | 0 | 1888.5693 | 168.9798 | 704.444 | 1694.3992 | 1821.2448 | 3538.2996 | 0 | -948.1951
2030-04-23 | 22 | 460.3872 | 460.3872 | 0 | 199.8963 | 199.8963 | 1888.5693 | 215.9518 | 557.0868 | 1074.6315 | 1821.2448 | 2942.1152 | 104.0563 | -840.8661
2030-04-23 | 23 | 460.3872 | 460.3872 | 0 | 133.2642 | 125.6644 | 1888.5693 | 215.9516 | 1383.4764 | 64.3639 | 829.8603 | 1769.1498 | 323.5141 | -1080.5968
2030-04-23 | 24 | 153.4624 | 217.225 | 0 | 66.6321 | 66.6321 | 3215.0867 | 2818.0693 | 1226.4055 | -1249.605 | -4.53e-06 | 3538.2996 | 323.5023 | -1080.5968
2030-04-24 | 1 | 460.3872 | 460.3872 | 0 | 66.6321 | 7.6369 | 3777.1387 | 3625.937 | -2.7895e-05 | 332.2982 | 3467.3157 | 3538.2996 | 0 | -1080.5968
2030-04-24 | 2 | 460.3872 | 460.3872 | 0 | 199.8963 | 199.8963 | 3777.1387 | 3625.937 | 3274.2456 | 3743.0737 | 3642.4895 | 3538.2996 | 0 | -1080.5968
2030-04-24 | 3 | 460.3872 | 460.3872 | 0 | 133.2642 | 143.2908 | 3777.1387 | 3625.937 | 3168.2397 | 3743.0737 | 3642.4895 | 3538.3005 | 0 | -1080.5968
2030-04-24 | 4 | 460.3872 | 460.3872 | 0 | 133.2642 | 133.2642 | 3777.1387 | 3625.937 | 3288.8523 | 3743.0737 | 3642.4895 | 3538.2996 | 0 | -1080.5968
2030-04-24 | 5 | 460.3872 | 460.3872 | 0 | 199.8963 | 176.1471 | 3777.1387 | 3625.937 | 3134.6833 | 3743.0737 | 3642.4895 | 3538.2996 | 0 | -1080.5968
2030-04-24 | 6 | 460.3872 | 460.3872 | 0 | 199.8963 | 199.8963 | 3777.1387 | 3625.937 | 2862.7744 | 3743.0737 | 3642.4895 | 3538.2996 | 0 | -1080.5968
2030-04-24 | 7 | 460.3872 | 460.3872 | 0 | 266.4163 | 266.4163 | 3777.1387 | 3625.937 | 2867.9104 | 3743.0737 | 3642.4895 | 3538.2996 | 0 | -1080.5968
2030-04-24 | 8 | 460.3872 | 460.3872 | 0 | 266.4163 | 266.4163 | 3777.1387 | 3625.937 | 1633.3065 | 3743.0737 | 3642.4895 | 3538.2996 | 0 | -1080.5968
2030-04-24 | 9 | 460.3872 | 460.3872 | 0 | 199.8963 | 195.1464 | 3777.1387 | 3625.937 | 1130.7557 | 3743.0737 | 3642.4895 | 3538.2996 | 0 | -1080.5968
2030-04-24 | 10 | 460.3872 | 460.3872 | 0 | 150.7162 | 133.2642 | 3777.1387 | 3625.937 | 757.4493 | 3743.0737 | 3642.4895 | 3538.2996 | 71.5626 | -1080.5968
2030-04-24 | 11 | 460.3872 | 460.3872 | 0 | 199.8963 | 162.3044 | 3777.1387 | 3625.937 | 470.7058 | 2729.2026 | 3642.4895 | 3538.2996 | 0 | -1080.5968
2030-04-24 | 12 | 460.3872 | 460.3872 | 0 | 133.2642 | 194.9357 | 3777.1387 | 3625.937 | 367.6775 | 2954.3647 | 3642.4895 | 3538.2996 | 0 | -1080.5968
2030-04-24 | 13 | 460.3872 | 460.3872 | 0 | 199.8963 | 199.8963 | 3777.1387 | 3625.937 | 1162.3623 | 4.53e-05 | 2597.334 | 3538.2996 | 617.4805 | -1080.5968
2030-04-24 | 14 | 460.3872 | 460.3872 | 0 | 199.8963 | 199.8963 | 1662.9022 | 1198.5688 | 1892.6136 | 1871.5369 | 2081.8096 | 1769.1498 | 100.5066 | -1080.5968
2030-04-24 | 15 | 460.3872 | 460.3872 | 0 | 199.8963 | 199.8963 | 719.2792 | 1555.0481 | 1892.6136 | 1871.5369 | 1821.2448 | 1769.1498 | 277.3149 | -1080.5968
2030-04-24 | 16 | 460.3872 | 460.3872 | 0 | 266.4163 | 266.4163 | 91.109 | 168.9806 | 1892.6136 | 1871.5369 | 2310.0718 | 1769.1498 | 485.2712 | -1080.5968
2030-04-24 | 17 | 460.3872 | 460.3872 | 0 | 199.8963 | 199.8963 | 176.1689 | 168.9814 | 1892.6136 | 1871.5369 | 3028.064 | 1769.1498 | 161.7571 | -1080.5968
2030-04-24 | 18 | 460.3872 | 460.3872 | 0 | 266.4163 | 266.4163 | 1888.5693 | 215.9524 | 1892.6136 | 1871.5369 | 1821.2448 | 3325.0759 | 60.5417 | -1080.5968
2030-04-24 | 19 | 460.3872 | 460.3872 | 0 | 199.8963 | 199.8963 | 1888.5693 | 215.9522 | 2724.6831 | 2298.9941 | 3642.4895 | 1769.1498 | 163.3689 | -1080.5968
2030-04-24 | 20 | 460.3872 | 460.3872 | 0 | 133.2642 | 133.2642 | 3777.1387 | 215.9516 | 3276.814 | 1871.5369 | 3642.4895 | 1769.1508 | 352.6489 | -1080.5968
2030-04-24 | 21 | 460.3872 | 460.3872 | 0 | 143.376 | 199.8963 | 3777.1387 | 3625.937 | 3785.2273 | 3743.0737 | 3642.4895 | 3538.2996 | 425.9807 | -1080.5968
2030-04-24 | 22 | 153.4624 | 153.4624 | 0 | 133.2642 | 190.9455 | 3777.1387 | 3625.937 | 3785.2273 | 3743.0737 | 3642.4895 | 3538.2996 | 140.8727 | -1080.5968
2030-04-24 | 23 | 153.4624 | 153.4624 | 0 | 133.2642 | 133.2642 | 3777.1387 | 3625.937 | 3785.2273 | 3743.0737 | 3642.4895 | 3538.2996 | 249.8009 | -1080.5968
2030-04-24 | 24 | 153.4624 | 153.4624 | 0 | 0 | 0 | 3777.1387 | 3625.937 | 3785.2273 | 3743.0737 | 3642.4895 | 3538.2996 | 0 | -1080.5968
2030-04-25 | 1 | 153.4624 | 153.4624 | 0 | 0 | 0 | 3777.1387 | 3625.937 | 3785.2273 | 3743.0737 | 3642.4895 | 3538.2996 | 0 | -1080.5968
2030-04-25 | 2 | 153.4624 | 153.4624 | 0 | 0 | 0 | 3777.1387 | 3625.937 | 3785.2273 | 3743.0737 | 3642.4895 | 3538.2996 | 0 | -1080.5968
2030-04-25 | 3 | 153.4624 | 153.4624 | 0 | 0 | 0 | 3777.1387 | 3625.937 | 3785.2273 | 3743.0737 | 3642.4895 | 3538.2996 | 0 | -1080.5968
2030-04-25 | 4 | 153.4624 | 153.4624 | 0 | 0 | 0 | 3777.1387 | 3625.937 | 3785.2273 | 3743.0737 | 3642.4895 | 3538.2996 | 0 | -1080.5968
2030-04-25 | 5 | 153.4624 | 153.4624 | 0 | 0 | 0 | 3777.1387 | 3625.937 | 3785.2273 | 3743.0737 | 3642.4895 | 3538.2996 | 0 | -1080.5968
2030-04-25 | 6 | 153.4624 | 153.4624 | 0 | 0 | 0 | 3777.1387 | 3625.937 | 3785.2273 | 3743.0737 | 3642.4895 | 3538.2996 | 0 | -1080.5968
2030-04-25 | 7 | 153.4624 | 153.4624 | 0 | 0 | 0 | 3777.1387 | 3625.937 | 3785.2273 | 3743.0737 | 3642.4895 | 3538.2996 | 0 | -1080.5968
2030-04-25 | 8 | 153.4624 | 153.4624 | 0 | 0 | 0 | 3777.1387 | 3625.937 | 3785.2273 | 3743.0737 | 3642.4895 | 3538.2996 | 0 | -1080.5968
2030-04-25 | 9 | 153.4624 | 153.4624 | 0 | 0 | 0 | 3777.1387 | 3625.937 | 3785.2273 | 3743.0737 | 3642.4895 | 3538.2996 | 40.2413 | -1080.5968
2030-04-25 | 10 | 153.4624 | 153.4624 | 0 | 0 | 0 | 3777.1387 | 3625.937 | 3785.2273 | 3743.0737 | 3642.4895 | 3538.2996 | 0 | -1080.5968
2030-04-25 | 11 | 153.4624 | 153.4624 | 0 | 0 | 0 | 3777.1387 | 3625.937 | 3785.2273 | 3743.0737 | 3642.4895 | 3538.2996 | 95.8135 | -1080.5968
2030-04-25 | 12 | 153.4624 | 153.4624 | 0 | 0 | 0 | 3777.1387 | 3625.937 | 2999.8164 | 3743.0737 | 3642.4895 | 3538.2996 | 77.5022 | -1080.5968
2030-04-25 | 13 | 153.4624 | 153.4624 | 0 | 0 | 0 | 3777.1387 | 3625.937 | 1173.1785 | 3743.0737 | 3642.4895 | 3538.2996 | 0 | -1080.5968
2030-04-25 | 14 | 153.4624 | 153.4624 | 0 | 0 | 0 | 3777.1387 | 3625.937 | -477.215 | 3743.0737 | 3642.4895 | 3538.2996 | 0 | -1080.5968
2030-04-25 | 15 | 153.4624 | 153.4624 | 0 | 0 | 0 | 3777.1387 | 3625.937 | -1722.797 | 3743.0737 | 3642.4895 | 3538.2996 | 0 | -1080.5968
2030-04-25 | 16 | 153.4624 | 153.4624 | 0 | 0 | 0 | 3777.1387 | 3625.937 | -1717.1309 | 3743.0737 | 3642.4895 | 3538.2996 | 207.2925 | -1080.5968
2030-04-25 | 17 | 153.4624 | 153.4624 | 0 | 0 | 0 | 3777.1387 | 3625.937 | -3785.2273 | 3743.0737 | 2921.4929 | 3538.2996 | 647.0283 | -1080.5968
2030-04-25 | 18 | 153.4624 | 153.4624 | 0 | 0 | 0 | 3777.1387 | 3625.937 | -3418.438 | 994.6789 | 1821.2448 | 3538.2996 | 647.0283 | -1080.5968
2030-04-25 | 19 | 153.4624 | 153.4624 | 0 | 0 | 0 | 3777.1387 | 1372.3757 | -3260.364 | 2630.8359 | 1821.2448 | 3538.2996 | 116.3655 | -1080.5968
2030-04-25 | 20 | 153.4624 | 153.4624 | 0 | 0 | 0 | 3777.1387 | 215.9518 | -2688.4243 | 2047.8143 | -4.53e-06 | 3538.2996 | 367.4034 | -1077.9353
2030-04-25 | 21 | 153.4624 | 153.4624 | 0 | 133.2642 | 133.2642 | 3777.1387 | 215.9523 | -892.2883 | 1177.5343 | -4.53e-06 | 1468.2551 | 485.2712 | -913.2646
2030-04-25 | 22 | 153.4624 | 153.4624 | 0 | 199.8963 | 199.8963 | 3777.1387 | 215.9524 | -500.8394 | 184.1161 | -568.1289 | 1332.9309 | 0 | -990.945
2030-04-25 | 23 | 153.4624 | 228.3772 | 0 | 199.8963 | 199.8963 | 3777.1387 | 213.9523 | -69.6617 | -643.9742 | -1821.2448 | 222.9334 | 0 | -770.8997
2030-04-25 | 24 | 153.4624 | 153.4624 | 0 | 0 | 0 | 3777.1387 | 215.954 | -1235.366 | -1501.9448 | -4.53e-06 | 265.2458 | 0 | -1080.5968
2030-04-26 | 1 | 153.4624 | 153.4624 | 0 | 0 | 0 | 3777.1387 | 230.985 | -929.5822 | -1899.73 | -4.53e-06 | 2561.2822 | 0 | -1080.5968
2030-04-26 | 2 | 153.4624 | 153.4624 | 0 | 0 | 0 | 3777.1387 | 911.4977 | -756.5235 | -1848.7734 | -4.53e-06 | 3538.2996 | 0 | -1080.5968
2030-04-26 | 3 | 153.4624 | 183.4779 | 0 | 0 | 0 | 1601.1747 | 215.9513 | -2.7895e-05 | 4.53e-05 | -4.53e-06 | 2173.9219 | 0 | -1080.5968
2030-04-26 | 4 | 306.9248 | 306.9248 | 0 | 0 | 0 | 2275.5627 | 215.9539 | 204.9553 | 4.53e-05 | -4.53e-06 | 2603.1311 | 0 | -1080.5968
2030-04-26 | 5 | 306.9248 | 306.9248 | 0 | 0 | 0 | 1767.5271 | 215.9511 | 1892.6136 | 4.53e-05 | 1158.308 | 3064.3721 | 0 | -1080.5968
2030-04-26 | 6 | 306.9248 | 219.6508 | 0 | 0 | 0 | 227.0444 | 215.9523 | 2156.6335 | 1871.5369 | 1821.2448 | 1808.1665 | 0 | -1080.5968
2030-04-26 | 7 | 460.3872 | 460.3872 | 0 | 162.5653 | 133.2642 | 1605.9827 | 213.9513 | 2543.6741 | 1871.5369 | 1821.2448 | 21.7886 | 206.0535 | -1080.5968
2030-04-26 | 8 | 460.3872 | 460.3872 | 265.5067 | 266.4163 | 266.4163 | 1888.5693 | 213.9516 | 2092.7607 | 1871.5369 | 1821.2448 | -9.4836 | 101.2662 | -1080.5968
2030-04-26 | 9 | 460.3872 | 460.3872 | 0 | 266.4163 | 253.9123 | 1888.5693 | 213.952 | 2372.6116 | 1871.5369 | 1821.2448 | -467.7511 | 323.5141 | -1080.5968
2030-04-26 | 10 | 460.3872 | 460.3872 | 0 | 232.6091 | 266.4163 | 1888.5693 | 166.922 | 3200.4463 | 1871.5369 | 1821.2448 | -1769.1508 | 323.5141 | -1080.5968
2030-04-26 | 11 | 460.3872 | 460.3872 | 0 | 199.8963 | 195.4327 | 2578.9644 | 166.9223 | 3514.0256 | 1871.5369 | 2774.969 | -1311.7374 | 485.2712 | -1080.5968
2030-04-26 | 12 | 460.3872 | 460.3872 | 0 | 199.8963 | 248.3492 | 2079.2805 | 166.9223 | 3785.2273 | 1871.5369 | 1990.3604 | -1026.8684 | 408.8999 | -1080.5968
2030-04-26 | 13 | 460.3872 | 460.3872 | 0 | 66.6321 | 62.4066 | 1888.5693 | 166.9224 | 1892.6136 | 1871.5369 | 1821.2448 | -740.5421 | 323.5141 | -1080.5968
2030-04-26 | 14 | 460.3872 | 460.3872 | 0 | 0 | 0 | 1888.5693 | 166.9225 | 1892.6136 | 1871.5369 | 1525.9084 | -616.3154 | 323.5141 | -1080.5968
2030-04-26 | 15 | 460.3872 | 460.3872 | 0 | 102.2975 | 133.2642 | 1888.5693 | 166.9224 | 1892.6136 | 1871.5369 | 1650.5569 | -1780.2651 | 485.2712 | -1080.5968
2030-04-26 | 16 | 306.9248 | 318.0917 | 484.8498 | 0 | 0 | 1888.5693 | 166.9223 | 1892.6136 | 1871.5369 | -753.8163 | -1920.0588 | 60.5982 | -1080.5968
2030-04-26 | 17 | 153.4624 | 153.4624 | 323.2332 | 0 | 0 | 1888.5693 | 166.9223 | 382.8439 | 683.0428 | 222.2838 | 0 | 323.5141 | -1080.5968
2030-04-26 | 18 | 153.4624 | 153.4624 | 0 | 0 | 0 | 1888.5693 | 166.9223 | 506.4751 | 1871.5369 | -297.2206 | 221.0135 | 316.4714 | -1080.5968
2030-04-26 | 19 | 153.4624 | 153.4624 | 0 | 0 | 0 | 1888.5693 | 215.9544 | 410.8433 | 1871.5369 | 148.301 | 265.2455 | 243.5916 | -1080.5968
2030-04-26 | 20 | 153.4624 | 153.4624 | 0 | 0 | 0 | 1888.5693 | 215.9528 | -209.4951 | 1047.9756 | 1252.3163 | 265.2469 | 0 | -1080.5968
2030-04-26 | 21 | 153.4624 | 153.4624 | 0 | 0 | 0 | 1888.5693 | 215.9539 | -233.1175 | 1871.5369 | 1570.8979 | 265.2469 | 88.5321 | -1080.5968
2030-04-26 | 22 | 153.4624 | 153.4624 | 0 | 0 | 0 | 2330.075 | 215.9535 | 62.9653 | 1871.5369 | 1532.693 | 270.1933 | 485.2712 | -1080.5968
2030-04-26 | 23 | 153.4624 | 153.4624 | 156.124 | 0 | 0 | 3205.9885 | 215.9522 | 1753.0719 | 1871.5369 | -1179.1537 | 1090.3503 | 0 | -1080.5968
2030-04-26 | 24 | 153.4624 | 153.4624 | 0 | 0 | 0 | 3770.7056 | 213.9529 | 1685.6031 | 1057.3229 | -3231.4512 | 265.2469 | 0 | -1080.5968
2030-04-27 | 1 | 153.4624 | 153.4624 | 0 | 0 | 0 | 3777.1387 | 213.9527 | 337.7872 | -488.6584 | -1125.3458 | 265.2458 | 0 | -1080.5968
2030-04-27 | 2 | 153.4624 | 153.4624 | 0 | 0 | 0 | 2548.2217 | 168.9819 | -56.3066 | 0 | 0 | 2668.9055 | 0 | -1080.5968
2030-04-27 | 3 | 153.4624 | 153.4624 | 0 | 0 | 0 | 3777.1387 | 3478.981 | -299.5016 | -2005.5485 | 0 | 3538.2996 | 0 | -1080.5968
2030-04-27 | 4 | 153.4624 | 153.4624 | 0 | 0 | 0 | 3777.1387 | 3625.937 | -1062.8795 | -337.3551 | 1617.6941 | 3538.2996 | 0 | -1080.5968
2030-04-27 | 5 | 153.4624 | 153.4624 | 646.4664 | 0 | 0 | 3777.1387 | 3625.937 | -718.5162 | 3743.0737 | 2284.0603 | 3538.2996 | 0 | -1080.5968
2030-04-27 | 6 | 153.4624 | 153.4624 | 0 | 0 | 0 | 3777.1387 | 3625.937 | 1452.8242 | 3743.0737 | 3642.4895 | 3538.2996 | 0 | -1080.5968
2030-04-27 | 7 | 153.4624 | 153.4624 | 0 | 0 | 0 | 3777.1387 | 3625.937 | 3081.1016 | 3743.0737 | 3642.4895 | 3538.2996 | 0 | -1080.5968
2030-04-27 | 8 | 153.4624 | 153.4624 | 0 | 0 | 0 | 3777.1387 | 3625.937 | 2375.4446 | 3743.0737 | 3642.4895 | 3538.2996 | 0 | -1080.5968
2030-04-27 | 9 | 153.4624 | 153.4624 | 0 | 0 | 0 | 3777.1387 | 3625.937 | 1697.9607 | 3743.0737 | 3642.4895 | 3538.2996 | 0 | -1080.5968
2030-04-27 | 10 | 153.4624 | 153.4624 | 0 | 0 | 15.2585 | 3777.1387 | 3625.937 | 3785.2273 | 3743.0737 | 3642.4895 | 3538.2996 | 0 | -1080.5968
2030-04-27 | 11 | 153.4624 | 153.4624 | 0 | 0 | 0 | 3777.1387 | 3625.937 | 3785.2273 | 3743.0737 | 3642.4895 | 3538.2996 | 0 | -1080.5968
2030-04-27 | 12 | 153.4624 | 153.4624 | 0 | 133.2642 | 90.8298 | 3777.1387 | 3625.937 | 3785.2273 | 3743.0737 | 3642.4895 | 3538.2996 | 115.398 | -1080.5968
2030-04-27 | 13 | 153.4624 | 153.4624 | 0 | 0 | 0 | 3777.1387 | 3625.937 | 651.8322 | 3743.0737 | 3524.5896 | 3538.2996 | 0 | -1080.5968
2030-04-27 | 14 | 153.4624 | 153.4624 | 0 | 0 | 0 | 3777.1387 | 3625.937 | -2.7895e-05 | 2646.3096 | 144.0461 | 3538.2996 | 172.5038 | -1080.5968
2030-04-27 | 15 | 153.4624 | 153.4624 | 0 | 0 | 0 | 3777.1387 | 2888.2139 | 272.2342 | 180.9482 | 851.7703 | 3538.2996 | 294.6031 | -1080.5968
2030-04-27 | 16 | 153.4624 | 153.4624 | 0 | 0 | 0 | 3225.5181 | 3404.2041 | 98.5218 | 4.53e-05 | 612.6935 | 3538.2996 | 219.0937 | -1080.5968
2030-04-27 | 17 | 153.4624 | 153.4624 | 0 | 0 | 0 | 3777.1387 | 3625.937 | -361.6857 | 4.53e-05 | 355.3685 | 3538.2996 | 250.9639 | -1080.5968
2030-04-27 | 18 | 153.4624 | 153.4624 | 0 | 0 | 0 | 3777.1387 | 3625.937 | -345.7945 | 2195.8047 | -4.53e-06 | 3538.2996 | 0 | -1080.5968
2030-04-27 | 19 | 153.4624 | 153.4624 | 0 | 0 | 0 | 3777.1387 | 3625.937 | -111.6707 | 3743.0737 | -4.53e-06 | 3538.2996 | 0 | -1080.5968
2030-04-27 | 20 | 153.4624 | 153.4624 | 0 | 0 | 0 | 3777.1387 | 3625.937 | -2.7895e-05 | 3743.0737 | 1849.8215 | 3538.2996 | 0 | -1080.5968
2030-04-27 | 21 | 153.4624 | 153.4624 | 0 | 0 | 0 | 3777.1387 | 3625.937 | 296.4367 | 3743.0737 | 970.7476 | 3538.2996 | 0 | -1080.5968
2030-04-27 | 22 | 153.4624 | 153.4624 | 0 | 0 | 0 | 3777.1387 | 3625.937 | 825.5641 | 2746.5547 | -4.53e-06 | 3538.2996 | 0 | -1080.5968
2030-04-27 | 23 | 153.4624 | 153.4624 | 0 | 0 | 0 | 3777.1387 | 3625.937 | 604.4303 | 1344.1393 | -4.53e-06 | 3538.2996 | 0 | -1080.5968
2030-04-27 | 24 | 153.4624 | 153.4624 | 0 | 0 | 0 | 3777.1387 | 3625.937 | -2.7895e-05 | 2518.9409 | 1320.4426 | 3538.2996 | 0 | -1080.5968
2030-04-28 | 1 | 153.4624 | 153.4624 | 0 | 0 | 0 | 3777.1387 | 3625.937 | 1892.6136 | 3743.0737 | 3642.4895 | 3538.2996 | 0 | -1080.5968
2030-04-28 | 2 | 153.4624 | 153.4624 | 0 | 0 | 0 | 3777.1387 | 3625.937 | 3785.2273 | 3743.0737 | 3642.4895 | 3538.2996 | 0 | -1080.5968
2030-04-28 | 3 | 153.4624 | 153.4624 | 0 | 0 | 0 | 3777.1387 | 3625.937 | 3785.2273 | 3743.0737 | 3642.4895 | 3538.2996 | 0 | -1080.5968
2030-04-28 | 4 | 153.4624 | 153.4624 | 0 | 0 | 0 | 3777.1387 | 3625.937 | 3785.2273 | 3743.0737 | 3642.4895 | 3538.2996 | 0 | -1080.5968
2030-04-28 | 5 | 153.4624 | 153.4624 | 0 | 0 | 0 | 3777.1387 | 3625.937 | 3785.2273 | 3743.0737 | 3642.4895 | 3538.2996 | 0 | -1080.5968
2030-04-28 | 6 | 153.4624 | 153.4624 | 0 | 0 | 0 | 3777.1387 | 3625.937 | 3785.2273 | 3743.0737 | 3642.4895 | 3538.2996 | 0 | -1080.5968
2030-04-28 | 7 | 153.4624 | 153.4624 | 0 | 0 | 0 | 3777.1387 | 3625.937 | 3785.2273 | 3743.0737 | 3642.4895 | 3538.2996 | 0 | -1080.5968
2030-04-28 | 8 | 153.4624 | 153.4624 | 0 | 0 | 0 | 3777.1387 | 3625.937 | 3785.2273 | 3743.0737 | 3642.4895 | 3538.2996 | 0 | -1080.5968
2030-04-28 | 9 | 153.4624 | 153.4624 | 0 | 0 | 0 | 3777.1387 | 3625.937 | 3785.2273 | 3743.0737 | 3642.4895 | 3538.2996 | 0 | -1080.5968
2030-04-28 | 10 | 153.4624 | 153.4624 | 0 | 0 | 0 | 3777.1387 | 3625.937 | 3785.2273 | 3743.0737 | 3642.4895 | 3538.2996 | 0 | -1080.5968
2030-04-28 | 11 | 153.4624 | 153.4624 | 0 | 0 | 0 | 3777.1387 | 3625.937 | 3785.2273 | 3743.0737 | 3642.4895 | 3538.2996 | 0 | -1080.5968
2030-04-28 | 12 | 153.4624 | 153.4624 | 0 | 0 | 0 | 3777.1387 | 3625.937 | 3785.2273 | 3743.0737 | 3642.4895 | 3538.2996 | 0 | -1080.5968
2030-04-28 | 13 | 153.4624 | 153.4624 | 0 | 0 | 0 | 3777.1387 | 3625.937 | 3785.2273 | 3743.0737 | 3642.4895 | 3538.2996 | 0 | -1080.5968
2030-04-28 | 14 | 153.4624 | 153.4624 | 0 | 0 | 0 | 3777.1387 | 3625.937 | 3785.2273 | 3743.0737 | 3642.4895 | 3538.2996 | 0 | -1080.5968
2030-04-28 | 15 | 153.4624 | 153.4624 | 0 | 0 | 0 | 3777.1387 | 3625.937 | 3785.2273 | 3743.0737 | 3642.4895 | 3538.2996 | 32.6429 | -1080.5968
2030-04-28 | 16 | 153.4624 | 153.4624 | 0 | 0 | 0 | 3777.1387 | 3625.9382 | 3785.2273 | 3743.0737 | 3642.4895 | 3538.2996 | 591.4553 | -1080.5968
2030-04-28 | 17 | 153.4624 | 153.4624 | 0 | 0 | 0 | 3777.1387 | 3625.937 | 3785.2273 | 3743.0737 | 3642.4895 | 3538.2996 | 485.2712 | -1080.5968
2030-04-28 | 18 | 153.4624 | 153.4624 | 0 | 0 | 0 | 3777.1387 | 3625.937 | 3785.2273 | 3743.0737 | 3642.4895 | 3538.2996 | 485.2712 | -1080.5968
2030-04-28 | 19 | 153.4624 | 153.4624 | 0 | 0 | 0 | 3777.1387 | 3625.937 | 3785.2273 | 3743.0737 | 3642.4895 | 3538.2996 | 323.5141 | -1080.5968
2030-04-28 | 20 | 153.4624 | 153.4624 | 0 | 0 | 0 | 3777.1387 | 3625.937 | 3785.2273 | 3743.0737 | 3642.4895 | 3538.2996 | 0 | -1080.5968
2030-04-28 | 21 | 153.4624 | 153.4624 | 0 | 0 | 0 | 3777.1387 | 3625.937 | 3785.2273 | 3743.0737 | 3642.4895 | 3538.2996 | 0 | -1080.5968
2030-04-28 | 22 | 153.4624 | 153.4624 | 0 | 0 | 0 | 3777.1387 | 3625.937 | 3785.2273 | 3743.0737 | 3642.4895 | 3538.2996 | 0 | -1080.5968
2030-04-28 | 23 | 153.4624 | 153.4624 | 0 | 0 | 0 | 3777.1387 | 3625.937 | 3785.2273 | 3743.0737 | 3642.4895 | 3538.2996 | 0 | -1080.5968
2030-04-28 | 24 | 153.4624 | 153.4624 | 646.4664 | 0 | 0 | 3777.1387 | 3625.937 | 3785.2273 | 3743.0737 | 3642.4895 | 3538.2996 | 0 | -1080.5968
2030-04-29 | 1 | 153.4624 | 153.4624 | 0 | 0 | 0 | 3777.1387 | 3625.937 | 3785.2273 | 3743.0737 | 3642.4895 | 3538.2996 | 0 | -1080.5968
2030-04-29 | 2 | 153.4624 | 153.4624 | 0 | 0 | 0 | 3777.1387 | 3625.937 | 3268.7505 | 3743.0737 | 3642.4895 | 3538.2996 | 0 | -4.53e-06
2030-04-29 | 3 | 0 | 0 | 0 | 0 | 0 | 3777.1387 | 3625.937 | 1892.6136 | 3743.0737 | 3642.4895 | 3538.2996 | 0 | -4.53e-06
2030-04-29 | 4 | 0 | 0 | 0 | 0 | 0 | 3777.1387 | 3625.937 | 1340.8362 | 3743.0737 | 3642.4895 | 3538.2996 | 0 | 540.2984
2030-04-29 | 5 | 153.4624 | 153.4624 | 0 | 0 | 0 | 3777.1387 | 3625.937 | 1557.677 | 3743.0737 | 3642.4895 | 3538.2996 | 0 | -1080.5968
2030-04-29 | 6 | 153.4624 | 153.4624 | 0 | 0 | 0 | 3777.1387 | 3625.937 | 1244.0851 | 3743.0737 | 3642.4895 | 3538.2996 | 0 | -1080.5968
2030-04-29 | 7 | 153.4624 | 153.4624 | 0 | 0 | 0 | 3777.1387 | 3625.937 | 1234.118 | 3743.0737 | 3642.4895 | 3538.2996 | 72.4883 | -1080.5968
2030-04-29 | 8 | 153.4624 | 153.4624 | 0 | 0 | 0 | 3777.1387 | 3625.937 | 112.4289 | 3743.0737 | 3642.4895 | 3538.2996 | 647.0283 | -1080.5968
2030-04-29 | 9 | 153.4624 | 153.4624 | 0 | 0 | 0 | 3777.1387 | 3625.937 | -2077.4883 | 3743.0737 | 3642.4895 | 3538.2996 | 472.3202 | -1080.5968
2030-04-29 | 10 | 153.4624 | 153.4624 | 0 | 0 | 0 | 3777.1387 | 3625.937 | -1974.9089 | 3743.0737 | 3642.4895 | 3538.2996 | 647.0283 | -1080.5968
2030-04-29 | 11 | 153.4624 | 153.4624 | 0 | 0 | 0 | 3777.1387 | 3625.937 | -2127.2012 | 3743.0737 | 3334.5994 | 3538.2996 | 647.0283 | -1080.5968
2030-04-29 | 12 | 153.4624 | 153.4624 | 0 | 0 | 0 | 3777.1387 | 3625.937 | -2107.9778 | 1552.3629 | 2451.073 | 3538.2996 | 647.0283 | -1080.5968
2030-04-29 | 13 | 153.4624 | 153.4624 | 0 | 0 | 0 | 3777.1387 | 3625.937 | -1747.3926 | 1871.5369 | 2955.6287 | 3538.2996 | 647.0283 | -1080.5968
2030-04-29 | 14 | 153.4624 | 153.4624 | 0 | 0 | 0 | 3777.1387 | 3625.937 | 1056.8665 | 3743.0737 | 3642.4895 | 3538.2996 | 647.0283 | -1080.5968
2030-04-29 | 15 | 153.4624 | 153.4624 | 0 | 0 | 0 | 3777.1387 | 3625.937 | -1082.7932 | 3743.0737 | 3597.6519 | 3538.2996 | 485.5213 | -1080.5968
2030-04-29 | 16 | 153.4624 | 153.4624 | 0 | 0 | 0 | 3777.1387 | 3625.937 | -1167.1221 | 3743.0737 | 3642.4895 | 2759.249 | 517.7177 | -1080.5968
2030-04-29 | 17 | 153.4624 | 153.4624 | 0 | 0 | 0 | 3777.1387 | 3454.7219 | -1189.6097 | 3743.0737 | 3642.4895 | 3010.0359 | 337.0619 | -1080.5968
2030-04-29 | 18 | 153.4624 | 153.4624 | 0 | 0 | 0 | 3777.1387 | 3625.937 | -666.1887 | 3743.0737 | 3642.4895 | 3538.2996 | 392.2239 | -1080.5968
2030-04-29 | 19 | 153.4624 | 153.4624 | 0 | 0 | 0 | 3777.1387 | 3625.937 | 1892.6136 | 3743.0737 | 3642.4895 | 3538.2996 | 647.0283 | -1080.5968
2030-04-29 | 20 | 153.4624 | 153.4624 | 0 | 0 | 0 | 3777.1387 | 3625.937 | 3785.2273 | 3743.0737 | 3642.4895 | 3538.2996 | 647.0283 | -1080.5968
2030-04-29 | 21 | 153.4624 | 153.4624 | 0 | 66.6321 | 105.9211 | 3777.1387 | 3625.937 | 3785.2273 | 3743.0737 | 3642.4895 | 3538.2996 | 0 | -1080.5968
2030-04-29 | 22 | 153.4624 | 191.6112 | 0 | 238.9011 | 199.8963 | 3777.1387 | 3625.937 | 3785.2273 | 3743.0737 | 3642.4895 | 3538.2996 | 0 | -1080.5968
2030-04-29 | 23 | 153.4624 | 153.4624 | 0 | 198.9833 | 133.2642 | 3777.1387 | 3625.937 | 3785.2273 | 3743.0737 | 3642.4895 | 3538.2996 | 143.6589 | -1080.5968
2030-04-29 | 24 | 153.4624 | 153.4624 | 0 | 133.2642 | 113.0869 | 3777.1387 | 3625.937 | 3785.2273 | 3743.0737 | 3642.4895 | 3538.2996 | 0 | -1080.5968
2030-04-30 | 1 | 153.4624 | 153.4624 | 0 | 133.2642 | 151.6324 | 3777.1387 | 3625.937 | 3785.2273 | 3743.0737 | 3642.4895 | 3538.2996 | 0 | -923.7817
2030-04-30 | 2 | 153.4624 | 153.4624 | 0 | 0 | 0 | 3777.1387 | 3625.937 | 3785.2273 | 3743.0737 | 3642.4895 | 3538.2996 | 0 | -4.53e-06
2030-04-30 | 3 | 153.4624 | 153.4624 | 0 | 199.8963 | 199.8963 | 3777.1387 | 3625.937 | 833.6678 | 3743.0737 | 3642.4895 | 3538.2996 | 0 | 1080.5968
2030-04-30 | 4 | 0 | 0 | 0 | 133.2642 | 133.2642 | 3777.1387 | 517.1357 | -1615.6639 | 2955.9136 | 3642.4895 | 3538.2996 | 0 | 1080.5968
2030-04-30 | 5 | 0 | 0 | 0 | 0 | 0 | 3777.1387 | 230.9846 | -2345.4373 | 52.7657 | 3642.4895 | 3538.2996 | 0 | -1080.5968
2030-04-30 | 6 | 153.4624 | 153.4624 | 0 | 147.93 | 199.8963 | 3777.1387 | 1812.9685 | -1659.5321 | 1307.2081 | 3642.4895 | 3538.2996 | 0 | -1080.5968
2030-04-30 | 7 | 153.4624 | 153.4624 | 0 | 0 | 0 | 3777.1387 | 3625.937 | -2491.8599 | -1375.004 | 3642.4895 | 3538.2996 | 0 | -1080.5968
2030-04-30 | 8 | 153.4624 | 153.4624 | 0 | 0 | 0 | 3777.1387 | 3248.1941 | -2668.5864 | -1871.5369 | 3642.4895 | 3538.2996 | 0 | -1080.5968
2030-04-30 | 9 | 153.4624 | 153.4624 | 0 | 0 | 0 | 3777.1387 | 3155.4463 | -1931.7955 | 4.53e-05 | 1821.2448 | 3538.2996 | 341.1953 | -1080.5968
2030-04-30 | 10 | 153.4624 | 153.4624 | 0 | 0 | 0 | 3777.1387 | 3625.937 | -2174.7119 | 4.53e-05 | 2752.4158 | 3538.2996 | 543.6371 | -1080.5968
2030-04-30 | 11 | 153.4624 | 153.4624 | 0 | 0 | 0 | 3777.1387 | 3625.937 | -1892.931 | 356.8527 | 3642.4895 | 3538.2996 | 605.0565 | -1080.5968
2030-04-30 | 12 | 153.4624 | 153.4624 | 0 | 0 | 0 | 3777.1387 | 3625.937 | -1485.4774 | 389.1851 | 3642.4895 | 3538.2996 | 647.0283 | -1080.5968
2030-04-30 | 13 | 153.4624 | 153.4624 | 0 | 0 | 0 | 3777.1387 | 3625.937 | -496.5694 | 3743.0737 | 3642.4895 | 3538.2996 | 583.1602 | -1080.5968
2030-04-30 | 14 | 153.4624 | 153.4624 | 0 | 0 | 0 | 3777.1387 | 3625.937 | 159.5534 | 3743.0737 | 3642.4895 | 3274.1926 | 565.7575 | -1080.5968
2030-04-30 | 15 | 153.4624 | 153.4624 | 0 | 0 | 0 | 3777.1387 | 1269.2745 | -74.7735 | 3743.0737 | 3642.4895 | 1917.4585 | 441.3249 | -1080.5968
2030-04-30 | 16 | 153.4624 | 153.4624 | 0 | 0 | 0 | 3777.1387 | 215.9516 | -790.3578 | 3616.7297 | 3642.4895 | 411.914 | 539.8683 | -1080.5968
2030-04-30 | 17 | 153.4624 | 153.4624 | 0 | 0 | 0 | 3777.1387 | 1110.932 | -329.7174 | 3743.0737 | 3642.4895 | 265.2454 | 621.3823 | -1080.5968
2030-04-30 | 18 | 153.4624 | 153.4624 | 0 | 0 | 0 | 3777.1387 | 2081.2065 | 323.3691 | 3743.0737 | 3642.4895 | 265.2468 | 532.876 | -1080.5968
2030-04-30 | 19 | 153.4624 | 153.4624 | 0 | 0 | 0 | 3777.1387 | 2829.9578 | 837.5469 | 3743.0737 | 3642.4895 | 1176.1588 | 110.9516 | -1080.5968
2030-04-30 | 20 | 153.4624 | 153.4624 | 0 | 0 | 0 | 3777.1387 | 3625.937 | 1323.249 | 3743.0737 | 3642.4895 | 1769.1498 | 562.3148 | -1080.5968
2030-04-30 | 21 | 153.4624 | 153.4624 | 0 | 0 | 0 | 3777.1387 | 3625.937 | 1689.3672 | 3743.0737 | 3642.4895 | 3098.5859 | 508.9059 | -1080.5968
2030-04-30 | 22 | 153.4624 | 153.4624 | 0 | 0 | 0 | 3777.1387 | 3625.937 | 1824.0807 | 3743.0737 | 3642.4895 | 1414.334 | 228.3297 | -1080.5968
2030-04-30 | 23 | 153.4624 | 153.4624 | 0 | 0 | 0 | 3777.1387 | 3625.937 | 1924.2906 | 3743.0737 | 3642.4895 | 854.2995 | 26.7996 | -1080.5968
2030-04-30 | 24 | 153.4624 | 153.4624 | 0 | 133.2642 | 128.089 | 3777.1387 | 3359.1199 | 2116.4795 | 3743.0737 | 3642.4895 | 265.2476 | 0 | -1080.5968
2030-05-01 | 1 | 153.4624 | 153.4624 | 0 | 133.2642 | 133.2642 | 3777.1387 | 1812.9685 | 3155.594 | 3743.0737 | 3642.4895 | 325.1896 | 0 | -1080.5968
2030-05-01 | 2 | 153.4624 | 153.4624 | 0 | 0 | 0 | 3777.1387 | 1069.5284 | 3785.2273 | 3743.0737 | 3642.4895 | 2807.3926 | 0 | -1080.5968
2030-05-01 | 3 | 153.4624 | 153.4624 | 0 | 0 | 0 | 3777.1387 | 2769.9045 | 2357.2405 | 3743.0737 | 3642.4895 | 3519.0869 | 0 | -1080.5968
2030-05-01 | 4 | 0 | 0 | 0 | 0 | 0 | 3777.1387 | 3625.937 | 1596.0664 | 3743.0737 | 3642.4895 | 3538.2996 | 0 | 540.2984
2030-05-01 | 5 | 153.4624 | 153.4624 | 0 | 0 | 0 | 3777.1387 | 3625.937 | 312.8781 | 3743.0737 | 3642.4895 | 3538.2996 | 0 | 540.2984
2030-05-01 | 6 | 0 | 0 | 0 | 0 | 0 | 3777.1387 | 3625.937 | -721.7005 | 3743.0737 | 3642.4895 | 3538.2996 | 0 | -1080.5968
2030-05-01 | 7 | 153.4624 | 153.4624 | 0 | 0 | 0 | 3777.1387 | 3625.937 | 555.159 | 3743.0737 | 3642.4895 | 3538.2996 | 0 | -1080.5968
2030-05-01 | 8 | 153.4624 | 153.4624 | 0 | 0 | 0 | 3777.1387 | 3124.9724 | -1239.2192 | 1871.5369 | 1636.2729 | 3538.2996 | 0 | -1080.5968
2030-05-01 | 9 | 153.4624 | 153.4624 | 0 | 0 | 0 | 3777.1387 | 278.185 | -582.6016 | 2454.7551 | 2127.6777 | 3538.2996 | 632.6296 | -1080.5968
2030-05-01 | 10 | 153.4624 | 153.4624 | 646.4664 | 0 | 0 | 3777.1387 | 1812.9685 | -123.6033 | 1871.5369 | 1821.2448 | 3538.2996 | 647.0283 | -1080.5968
2030-05-01 | 11 | 153.4624 | 153.4624 | 0 | 0 | 0 | 3777.1387 | 3277.6672 | -554.0062 | 2040.7354 | 1821.2448 | 3538.2996 | 647.0283 | -1080.5968
2030-05-01 | 12 | 153.4624 | 153.4624 | 0 | 0 | 0 | 3777.1387 | 3530.8223 | -455.4952 | 1871.5369 | 1291.9432 | 3538.2996 | 647.0283 | -1080.5968
2030-05-01 | 13 | 153.4624 | 153.4624 | 0 | 0 | 0 | 3777.1387 | 1058.0111 | -241.4589 | 1871.5369 | 1821.2448 | 3538.2996 | 647.0283 | -1080.5968
2030-05-01 | 14 | 225.7316 | 153.4624 | 0 | 133.2642 | 133.2642 | 3777.1387 | 215.9512 | 136.6172 | 1871.5369 | 1821.2448 | 3538.2996 | 647.0283 | -1080.5968
2030-05-01 | 15 | 460.3872 | 460.3872 | 0 | 199.8963 | 199.8963 | 3777.1387 | 215.9531 | 335.7353 | 1871.5369 | 2330.6868 | 3538.2996 | 647.0283 | -1080.5968
2030-05-01 | 16 | 306.9248 | 306.9248 | 646.4664 | 199.8963 | 173.1905 | 2066.6365 | 1812.9685 | 1156.9916 | 1871.5369 | 1821.2448 | 3538.2996 | 647.0283 | -1080.5968
2030-05-01 | 17 | 153.4624 | 153.4624 | 484.8498 | 133.2642 | 133.2642 | 3777.1387 | 168.9822 | 965.52 | 1871.5369 | 1821.2448 | 3538.2996 | 0 | -1080.5968
2030-05-01 | 18 | 153.4624 | 153.4624 | 323.2332 | 133.2642 | 133.2642 | 3777.1387 | 1691.9449 | 780.3946 | 1871.5369 | 1821.2448 | 3538.2996 | 0 | -1080.5968
2030-05-01 | 19 | 153.4624 | 153.4624 | 323.2332 | 18.9587 | 0 | 3777.1387 | 1378.2701 | 780.7917 | 1871.5369 | 1821.2448 | 3538.2996 | 0 | -1080.5968
2030-05-01 | 20 | 153.4624 | 153.4624 | 441.4028 | 66.6321 | 100.9401 | 3659.0432 | 168.981 | 913.1671 | 1871.5369 | 1821.2448 | 2146.8853 | 0 | -1080.5968
2030-05-01 | 21 | 460.3872 | 460.3872 | 646.4664 | 107.866 | 66.6321 | 3777.1387 | 168.9815 | 1471.3175 | 1871.5369 | 1965.5293 | 3538.2996 | 22.7513 | -1080.5968
2030-05-01 | 22 | 460.3872 | 460.3872 | 0 | 133.2642 | 165.5613 | 3777.1387 | 215.9524 | 1800.5388 | 1871.5369 | 1821.2448 | 2166.6108 | 647.0283 | -1080.5968
2030-05-01 | 23 | 459.8339 | 460.3872 | 0 | 133.2642 | 133.2642 | 1888.5693 | 215.9519 | 1255.9146 | 1871.5369 | 1821.2448 | 3384.1526 | 485.2712 | -1080.5968
2030-05-01 | 24 | 153.4624 | 153.4624 | 0 | 0 | 0 | 2606.45 | 168.9812 | 130.8949 | 791.195 | 1821.2448 | 1769.1498 | 0 | -1080.5968
2030-05-02 | 1 | 153.4624 | 153.4624 | 0 | 0 | 0 | 2145.8003 | 166.9224 | 225.215 | 0 | 889.3922 | 1769.1498 | 0 | -1080.5968
2030-05-02 | 2 | 153.4624 | 153.4624 | 0 | 0 | 0 | 1888.5693 | 166.9223 | 221.2625 | 0 | 0 | 2036.0532 | 0 | -1080.5968
2030-05-02 | 3 | 153.4624 | 153.4624 | 0 | 0 | 0 | 1888.5693 | 166.9228 | -125.4138 | 0 | 0 | 2452.9705 | 0 | -1080.5968
2030-05-02 | 4 | 153.4624 | 153.4624 | 0 | 0 | 0 | 3777.1387 | 168.9823 | -555.7113 | -1980.9349 | 0 | 3538.2996 | 0 | -1080.5968
2030-05-02 | 5 | 153.4624 | 153.4624 | 0 | 0 | 0 | 3777.1387 | 2602.4194 | -576.4998 | 4.53e-05 | 297.7937 | 3538.2996 | 0 | -1080.5968
2030-05-02 | 6 | 153.4624 | 153.4624 | 0 | 0 | 0 | 3777.1387 | 3625.937 | -19.893 | 806.73 | 1821.2448 | 3538.2996 | 0 | -1080.5968
2030-05-02 | 7 | 153.4624 | 153.4624 | 0 | 0 | 0 | 3777.1387 | 3013.0845 | -2.7895e-05 | -39.5702 | 3075.811 | 3538.2996 | 145.3426 | -1080.5968
2030-05-02 | 8 | 460.3872 | 321.3948 | 646.4664 | 164.1157 | 133.2642 | 3677.3792 | 2862.009 | 1239.9696 | 1871.5369 | 1821.2448 | 3538.2996 | 103.303 | -1080.5968
2030-05-02 | 9 | 460.3872 | 460.3872 | 0 | 266.4163 | 260.9551 | 3326.4319 | 1738.3993 | 1314.2549 | 1871.5369 | 1821.2448 | 3538.2996 | 556.9022 | -1080.5968
2030-05-02 | 10 | 460.3872 | 460.3872 | 0 | 266.4163 | 266.4163 | 2492.3003 | 1972.8662 | 648.1819 | 1871.5369 | 3341.9045 | 3538.2996 | 647.0283 | -1080.5968
2030-05-02 | 11 | 460.3872 | 460.3872 | 0 | 266.4163 | 266.4163 | 2328.1719 | 1320.6195 | 1173.9232 | 1871.5369 | 1821.2448 | 3538.2996 | 647.0283 | -1080.5968
2030-05-02 | 12 | 460.3872 | 460.3872 | 0 | 199.8963 | 138.6089 | 1888.5693 | 758.7402 | 1156.8098 | 1871.5369 | 1821.2448 | 1769.1498 | 647.0283 | -1080.5968
2030-05-02 | 13 | 460.3872 | 460.3872 | 0 | 127.0524 | 66.6321 | 2332.5737 | 168.981 | 880.1868 | 1871.5369 | 1821.2448 | 2407.5022 | 43.6411 | -1080.5968
2030-05-02 | 14 | 460.3872 | 460.3872 | 484.8498 | 199.8963 | 199.8963 | 2947.178 | 168.9811 | 1793.5074 | 1871.5369 | 1821.2448 | 2161.3125 | 0 | -1080.5968
2030-05-02 | 15 | 460.3872 | 460.3872 | 484.8498 | 199.8963 | 199.8963 | 3777.1387 | 168.9815 | 1892.6136 | 1871.5369 | 1821.2448 | 3538.2996 | 0 | -1080.5968
2030-05-02 | 16 | 460.3872 | 460.3872 | 433.5074 | 199.8963 | 186.5008 | 3777.1387 | 168.9807 | 1899.2803 | 1871.5369 | 1821.2448 | 3538.2996 | 0 | -1080.5968
2030-05-02 | 17 | 460.3872 | 440.6703 | 226.1611 | 133.2642 | 133.2642 | 3767.5696 | 1937.7888 | 1892.6136 | 1871.5369 | 1821.2448 | 3538.2996 | 0 | -1080.5968
2030-05-02 | 18 | 460.3872 | 414.3139 | 0 | 133.2642 | 133.2642 | 3645.8955 | 1812.9685 | 1892.6136 | 1871.5369 | 1821.2448 | 3538.2996 | 0 | -1080.5968
2030-05-02 | 19 | 460.3872 | 460.3872 | 0 | 199.8963 | 199.8963 | 3646.9578 | 1812.9685 | 1892.6136 | 2270.1694 | 1821.2448 | 3538.2996 | 0 | -1080.5968
2030-05-02 | 20 | 460.3872 | 460.3872 | 0 | 199.8963 | 199.8963 | 3777.1387 | 1812.9685 | 2704.6748 | 2444.054 | 2299.103 | 3538.2996 | 329.5281 | -1080.5968
2030-05-02 | 21 | 460.3872 | 377.1601 | 0 | 199.8963 | 199.8963 | 3777.1387 | 1812.9685 | 3303.1089 | 1871.5369 | 3602.0962 | 3538.2996 | 547.0151 | -1080.5968
2030-05-02 | 22 | 443.8496 | 306.9248 | 0 | 266.4163 | 266.4163 | 3777.1387 | 1818.9341 | 3785.2273 | 3431.5518 | 3642.4895 | 3109.6033 | 591.7283 | -1080.5968
2030-05-02 | 23 | 460.3872 | 460.3872 | 0 | 266.4163 | 266.4163 | 3610.751 | 3625.937 | 3785.2273 | 3743.0737 | 3642.4895 | 3538.2996 | 225.6286 | -1080.5968
2030-05-02 | 24 | 460.3872 | 460.3872 | 0 | 199.8963 | 160.375 | 3777.1387 | 3625.937 | 3785.2273 | 3743.0737 | 3642.4895 | 3538.2996 | 0 | -1080.5968
2030-05-03 | 1 | 153.4624 | 153.4624 | 0 | 0 | 0 | 3777.1387 | 3625.937 | 3785.2273 | 3743.0737 | 3642.4895 | 3538.3005 | 0 | -1080.5968
2030-05-03 | 2 | 153.4624 | 153.4624 | 0 | 0 | 0 | 3777.1387 | 3625.937 | 3785.2273 | 3743.0737 | 3642.4895 | 3538.2996 | 0 | -1080.5968
2030-05-03 | 3 | 153.4624 | 153.4624 | 0 | 0 | 0 | 3777.1387 | 3625.937 | 3785.2273 | 3743.0737 | 3642.4895 | 3538.2996 | 0 | -1080.5968
2030-05-03 | 4 | 153.4624 | 153.4624 | 0 | 0 | 0 | 3777.1387 | 3625.937 | 3785.2273 | 3743.0737 | 3642.4895 | 3538.2996 | 0 | -1080.5968
2030-05-03 | 5 | 153.4624 | 153.4624 | 0 | 0 | 0 | 3777.1387 | 3625.937 | 3785.2273 | 3743.0737 | 3642.4895 | 3538.2996 | 0 | -1080.5968
2030-05-03 | 6 | 153.4624 | 153.4624 | 0 | 0 | 0 | 3777.1387 | 3625.937 | 3785.2273 | 3743.0737 | 3642.4895 | 3538.2996 | 0 | -1080.5968
2030-05-03 | 7 | 153.4624 | 153.4624 | 0 | 87.9357 | 66.6321 | 3777.1387 | 3625.937 | 3785.2273 | 3743.0737 | 3642.4895 | 3538.2996 | 0 | -1080.5968
2030-05-03 | 8 | 153.4624 | 153.4624 | 0 | 199.8963 | 155.2269 | 3777.1387 | 3625.937 | 3785.2273 | 3743.0737 | 3642.4895 | 3538.2996 | 0 | -1080.5968
2030-05-03 | 9 | 153.4624 | 153.4624 | 0 | 133.2642 | 154.6699 | 3777.1387 | 3625.937 | 3785.2273 | 3743.0737 | 3642.4895 | 3538.2996 | 524.2567 | -1080.5968
2030-05-03 | 10 | 153.4624 | 153.4624 | 0 | 68.1529 | 133.2642 | 3777.1387 | 3625.937 | 3785.2273 | 3743.0737 | 3642.4895 | 3538.2996 | 594.0004 | -1080.5968
2030-05-03 | 11 | 153.4624 | 153.4624 | 0 | 133.2642 | 140.9094 | 3777.1387 | 3625.937 | 3785.2273 | 3743.0737 | 3642.4895 | 3538.2996 | 647.0283 | -1080.5968
2030-05-03 | 12 | 306.9248 | 246.3139 | 0 | 199.8963 | 199.8963 | 3777.1387 | 3625.937 | 3785.2273 | 3743.0737 | 3642.4895 | 3538.3005 | 647.0283 | -1080.5968
2030-05-03 | 13 | 460.3872 | 460.3872 | 0 | 177.494 | 133.2642 | 3777.1387 | 3275.824 | 2776.2288 | 3743.0737 | 3642.4895 | 3538.2996 | 647.0283 | -1080.5968
2030-05-03 | 14 | 460.3872 | 460.3872 | 0 | 199.8963 | 199.8963 | 3777.1387 | 1432.5499 | 3106.7893 | 3743.0737 | 3642.4895 | 3538.2996 | 647.0283 | -1080.5968
2030-05-03 | 15 | 460.3872 | 460.3872 | 0 | 199.8963 | 199.8963 | 3777.1387 | 1812.9685 | 3178.7498 | 3009.7673 | 3642.4895 | 3538.2996 | 647.0283 | -1080.5968
2030-05-03 | 16 | 460.3872 | 460.3872 | 0 | 199.8963 | 199.8963 | 3777.1387 | 215.9522 | 2060.6057 | 1871.5369 | 3478.4343 | 3265.3311 | 647.0283 | -1080.5968
2030-05-03 | 17 | 460.3872 | 460.3872 | 0 | 199.8963 | 199.8963 | 3777.1387 | 734.8351 | 2245.1062 | 1871.5369 | 3642.4895 | 3538.2996 | 0 | -1080.5968
2030-05-03 | 18 | 460.3872 | 460.3872 | 0 | 199.8963 | 199.8963 | 3777.1387 | 2120.0388 | 2522.7852 | 2238.4607 | 3642.4895 | 3538.2996 | 0 | -1080.5968
2030-05-03 | 19 | 460.3872 | 460.3872 | 0 | 199.8963 | 199.8963 | 3777.1387 | 3625.937 | 3233.7957 | 3074.7161 | 3642.4895 | 3538.2996 | 181.5839 | -1080.5968
2030-05-03 | 20 | 460.3872 | 460.3872 | 0 | 199.8963 | 199.8963 | 3777.1387 | 1295.6667 | 3363.2795 | 1871.538 | 3642.4895 | 3538.2996 | 96.4907 | -1080.5968
2030-05-03 | 21 | 460.3872 | 460.3872 | 0 | 199.8963 | 199.8963 | 3777.1387 | 168.9811 | 3103.1506 | 1871.5369 | 3238.5801 | 2057.1338 | 289.8373 | -1080.5968
2030-05-03 | 22 | 460.3872 | 460.3872 | 0 | 221.518 | 266.4163 | 3777.1387 | 168.9816 | 2622.3618 | 1871.5369 | 2602.4067 | 2227.6187 | 485.2712 | -1080.5968
2030-05-03 | 23 | 460.3872 | 460.3872 | 0 | 199.8963 | 199.8963 | 3777.1387 | 168.9814 | 2191.4324 | 1871.5369 | 1821.2448 | 3200.1313 | 0 | -1080.5968
2030-05-03 | 24 | 460.3872 | 460.3872 | 0 | 66.6321 | 61.389 | 3777.1387 | 215.9527 | 2219.2546 | 1871.5369 | 2876.5427 | 1769.1498 | 0 | -1080.5968
2030-05-04 | 1 | 460.3872 | 352.8212 | 0 | 0 | 0 | 3777.1387 | 215.9524 | 2357.0117 | 2710.7002 | 3642.4895 | 1618.4207 | 349.9848 | -1080.5968
2030-05-04 | 2 | 153.4624 | 295.9388 | 0 | 0 | 0 | 3777.1387 | 1070.556 | 2561.8396 | 3743.0737 | 3642.4895 | 3538.2996 | 385.4628 | -1080.5968
2030-05-04 | 3 | 153.4624 | 153.4624 | 0 | 66.6321 | 94.934 | 3777.1387 | 2943.6924 | 2108.8049 | 3743.0737 | 3642.4895 | 3538.2996 | 257.0703 | -1080.5968
2030-05-04 | 4 | 306.9248 | 304.3009 | 0 | 0 | 24.2459 | 3777.1387 | 1812.9685 | 876.6606 | 1871.537 | 3411.2634 | 3538.2996 | 0 | -1080.5968
2030-05-04 | 5 | 306.9248 | 249.2776 | 0 | 133.2642 | 133.2642 | 3777.1387 | 1812.9685 | 292.201 | 1871.537 | 3336.0066 | 3538.2996 | 0 | -1080.5968
2030-05-04 | 6 | 294.4951 | 153.4624 | 0 | 133.2642 | 133.2642 | 3777.1387 | 1812.9685 | 799.7664 | 3743.0737 | 3642.4895 | 3538.2996 | 0 | -1080.5968
2030-05-04 | 7 | 153.4624 | 153.4624 | 0 | 164.5369 | 199.8963 | 3777.1387 | 985.8884 | 682.2546 | 3743.0737 | 3642.4895 | 3538.2996 | 0 | -1080.5968
2030-05-04 | 8 | 153.4624 | 153.4624 | 0 | 133.2642 | 191.9081 | 3777.1387 | 1812.9685 | 1361.5615 | 3743.0737 | 3642.4895 | 3538.2996 | 0 | -1080.5968
2030-05-04 | 9 | 153.4624 | 153.4624 | 0 | 0 | 11.5466 | 3777.1387 | 1729.7196 | 1325.5442 | 3743.0737 | 3642.4895 | 3538.2996 | 0 | -1080.5968
2030-05-04 | 10 | 153.4624 | 153.4624 | 0 | 133.2642 | 133.2642 | 3777.1387 | 215.9525 | 233.6467 | 3743.0737 | 3385.4631 | 3368.6592 | 48.4404 | -1080.5968
2030-05-04 | 11 | 153.4624 | 153.4624 | 0 | 0 | 0 | 3777.1387 | 168.981 | 625.5497 | 1871.5369 | 1821.2448 | 2769.5801 | 471.5598 | -1080.5968
2030-05-04 | 12 | 153.4624 | 153.4624 | 0 | 0 | 0 | 2959.5457 | 168.9811 | 29.5829 | 1085.766 | 1821.2448 | 2688.8101 | 323.5141 | -1080.5968
2030-05-04 | 13 | 153.4624 | 153.4624 | 0 | 0 | 0 | 1888.5693 | 168.9827 | 538.8401 | 1871.5369 | 1821.2448 | 3270.896 | 323.5141 | -1080.5968
2030-05-04 | 14 | 153.4624 | 153.4624 | 0 | 0 | 0 | 3777.1387 | 168.9805 | 403.0895 | 1871.5369 | 1821.2448 | 3538.2996 | 0 | -1080.5968
2030-05-04 | 15 | 153.4624 | 153.4624 | 0 | 0 | 0 | 3777.1387 | 342.7656 | 609.3298 | 1871.5369 | 1821.2448 | 3538.2996 | 0 | -1080.5968
2030-05-04 | 16 | 153.4624 | 153.4624 | 0 | 0 | 0 | 3777.1387 | 168.9823 | 447.439 | 2433.718 | 1821.2448 | 3538.2996 | 0 | -1080.5968
2030-05-04 | 17 | 153.4624 | 153.4624 | 0 | 0 | 0 | 3777.1387 | 215.9533 | -244.637 | 3310.7502 | 3642.4895 | 3538.2996 | 471.2473 | -1080.5968
2030-05-04 | 18 | 153.4624 | 153.4624 | 0 | 0 | 0 | 3777.1387 | 215.952 | -342.756 | 2824.3093 | 3642.4895 | 3538.2996 | 647.0283 | -1080.5968
2030-05-04 | 19 | 153.4624 | 153.4624 | 0 | 0 | 0 | 3777.1387 | 215.9522 | -1439.1387 | 1144.4304 | 3642.4895 | 3538.2996 | 608.2593 | -1080.5968
2030-05-04 | 20 | 153.4624 | 153.4624 | 0 | 0 | 0 | 3777.1387 | 215.9523 | -1654.7666 | 557.5099 | 3642.4895 | 3538.2996 | 647.0283 | -1080.5968
2030-05-04 | 21 | 153.4624 | 153.4624 | 0 | 0 | 0 | 3777.1387 | 215.9509 | -943.4946 | 1828.6929 | 1821.2448 | 3538.2996 | 647.0283 | -1080.5968
2030-05-04 | 22 | 153.4624 | 153.4624 | 0 | 0 | 0 | 3777.1387 | 200.6123 | -454.8961 | 1493.1597 | 1821.2448 | 1769.1498 | 485.2712 | -1080.5968
2030-05-04 | 23 | 153.4624 | 153.4624 | 0 | 0 | 0 | 1888.5693 | 166.922 | -321.3591 | 697.9148 | 1821.2448 | 1769.1498 | 0 | -1080.5968
2030-05-04 | 24 | 153.4624 | 153.4624 | 0 | 0 | 0 | 2264.4873 | 213.9512 | -564.8198 | -1871.5369 | 1821.2448 | 573.2187 | 387.7875 | -1080.5968
2030-05-05 | 1 | 153.4624 | 153.4624 | 0 | 0 | 0 | 3777.1387 | 168.9799 | 45.5829 | 0 | 0 | 1964.0653 | 0 | -1080.5968
2030-05-05 | 2 | 153.4624 | 153.4624 | 0 | 0 | 0 | 3777.1387 | 166.9222 | -733.0373 | 1468.1367 | 1821.2448 | 1769.1498 | 0 | -1080.5968
2030-05-05 | 3 | 153.4624 | 153.4624 | 0 | 0 | 0 | 3777.1387 | 230.9855 | -2010.1388 | 4.53e-05 | 1988.7863 | 3538.2996 | 0 | -1080.5968
2030-05-05 | 4 | 153.4624 | 153.4624 | 0 | 0 | 0 | 3777.1387 | 3625.937 | -1748.3802 | -709.2842 | -4.53e-06 | 3538.2996 | 0 | -1080.5968
2030-05-05 | 5 | 153.4624 | 153.4624 | 0 | 0 | 0 | 3777.1387 | 2727.4202 | -1657.3364 | -1023.4019 | -4.53e-06 | 3538.2996 | 0 | -1080.5968
2030-05-05 | 6 | 153.4624 | 153.4624 | 0 | 0 | 0 | 3777.1387 | 3625.937 | -1249.4573 | -510.0493 | -4.53e-06 | 3538.2996 | 0 | -1080.5968
2030-05-05 | 7 | 153.4624 | 153.4624 | 0 | 0 | 0 | 3777.1387 | 1812.9685 | -1370.2653 | 0 | 1035.8689 | 3538.2996 | 0 | -1080.5968
2030-05-05 | 8 | 153.4624 | 153.4624 | 0 | 0 | 0 | 3777.1387 | 168.981 | -656.2662 | 1871.5369 | 480.4508 | 3161.4304 | 0 | -1080.5968
2030-05-05 | 9 | 153.4624 | 153.4624 | 0 | 0 | 0 | 3777.1387 | 166.9238 | -1191.5597 | 667.5391 | 1821.2448 | 1769.1498 | 0 | -1080.5968
2030-05-05 | 10 | 153.4624 | 153.4624 | 0 | 0 | 0 | 3777.1387 | 168.9814 | -693.3738 | 748.7966 | 1821.2448 | 1769.1498 | 0 | -1080.5968
2030-05-05 | 11 | 153.4624 | 153.4624 | 0 | 0 | 0 | 3777.1387 | 168.9816 | -631.5482 | 523.6768 | 1821.2448 | 2671.5305 | 0 | -1080.5968
2030-05-05 | 12 | 153.4624 | 153.4624 | 0 | 0 | 0 | 3777.1387 | 215.9529 | -671.2893 | 1233.5278 | 1821.2448 | 2512.5771 | 647.0283 | -1080.5968
2030-05-05 | 13 | 153.4624 | 153.4624 | 0 | 0 | 0 | 2569.5474 | 168.9813 | -228.6281 | 1871.5369 | 1821.2448 | 1769.1498 | 584.825 | -1080.5968
2030-05-05 | 14 | 153.4624 | 153.4624 | 0 | 0 | 0 | 2724.8828 | 215.9519 | -1004.6296 | -940.2428 | 1821.2448 | 1769.1498 | 647.0283 | -1080.5968
2030-05-05 | 15 | 153.4624 | 153.4624 | 0 | 0 | 0 | 1888.5693 | 166.9225 | -761.6642 | 1759.3361 | 1821.2448 | 224.6009 | 534.6115 | -1080.5968
2030-05-05 | 16 | 153.4624 | 153.4624 | 0 | 0 | 0 | 2230.4177 | 213.9528 | -949.9775 | 1871.5369 | 1821.2448 | 265.247 | 647.0283 | -1080.5968
2030-05-05 | 17 | 153.4624 | 153.4624 | 0 | 0 | 0 | 3777.1387 | 213.9516 | -995.3337 | 948.4346 | 1821.2448 | 418.6672 | 647.0283 | -1080.5968
2030-05-05 | 18 | 153.4624 | 153.4624 | 0 | 0 | 0 | 3777.1387 | 213.9511 | -895.9618 | -179.9858 | 1821.2448 | 792.0422 | 601.6128 | -1080.5968
2030-05-05 | 19 | 153.4624 | 153.4624 | 0 | 0 | 0 | 3777.1387 | 166.9217 | 679.0665 | 1871.5369 | 1821.2448 | 221.0149 | 647.0283 | -1080.5968
2030-05-05 | 20 | 153.4624 | 153.4624 | 53.7635 | 0 | 0 | 2858.5747 | 168.981 | -216.8214 | 1871.5369 | 1821.2448 | 1769.1498 | 624.3908 | -1080.5968
2030-05-05 | 21 | 153.4624 | 153.4624 | 91.5929 | 0 | 0 | 3777.1387 | 176.6973 | -240.6314 | 1871.5369 | 1821.2448 | 2891.8303 | 618.0386 | -1080.5968
2030-05-05 | 22 | 153.4624 | 153.4624 | 0 | 133.2642 | 133.2642 | 3777.1387 | 168.9802 | -720.887 | 1871.5369 | 1821.2448 | 2094.7256 | 602.5013 | -1080.5968
2030-05-05 | 23 | 153.4624 | 153.4624 | 0 | 0 | 0 | 1888.5693 | 168.9813 | -546.217 | 0 | -223.5793 | 1769.1498 | 485.2712 | -1080.5968
2030-05-05 | 24 | 153.4624 | 153.4624 | 0 | 0 | 0 | 3777.1387 | 213.9528 | -101.5376 | -1166.7233 | -1821.2448 | 265.2452 | 647.0283 | -1080.5968
2030-05-06 | 1 | 153.4624 | 153.4624 | 646.4664 | 0 | 0 | 3777.1387 | 166.9224 | 0 | -757.8987 | -1313.5901 | 920.6016 | 0 | -1080.5968
2030-05-06 | 2 | 153.4624 | 153.4624 | 0 | 0 | 0 | 3777.1387 | 861.8193 | -713.4917 | -1308.1686 | 0 | 3538.2996 | 0 | -1080.5968
2030-05-06 | 3 | 153.4624 | 153.4624 | 58.761 | 0 | 0 | 3777.1387 | 168.9803 | 0 | -1312.0297 | -517.7601 | 3538.2996 | 0 | -1080.5968
2030-05-06 | 4 | 153.4624 | 153.4624 | 0 | 66.6321 | 43.9883 | 1888.5693 | 168.981 | 491.0471 | 746.4299 | 1186.2778 | 1769.1498 | 0 | -1080.5968
2030-05-06 | 5 | 460.3872 | 460.3872 | 0 | 66.6321 | 97.605 | 3217.8928 | 168.9809 | 1281.8069 | 203.503 | 1821.2448 | 2209.5381 | 0 | -1080.5968
2030-05-06 | 6 | 460.3872 | 460.3872 | 0 | 0 | 0 | 3777.1387 | 215.9517 | 1065.9668 | -180.8379 | 2886.1528 | 2551.3125 | 334.2509 | -1080.5968
2030-05-06 | 7 | 460.3872 | 460.3872 | 0 | 66.6321 | 94.5063 | 3777.1387 | 215.9536 | 1685.0791 | 1871.5369 | 1821.2448 | 3035.1746 | 647.0283 | -1080.5968
2030-05-06 | 8 | 460.3872 | 460.3872 | 0 | 199.8963 | 199.8963 | 3777.1387 | 215.9529 | 1853.1274 | 1871.5369 | 3642.4895 | 3199.5837 | 647.0283 | -1080.5968
2030-05-06 | 9 | 460.3872 | 460.3872 | 0 | 220.6302 | 199.8963 | 3777.1387 | 215.9531 | 2089.1392 | 1871.5369 | 3175.1729 | 3538.2996 | 647.0283 | -1080.5968
2030-05-06 | 10 | 460.3872 | 460.3872 | 0 | 199.8963 | 241.4106 | 3777.1387 | 215.9518 | 1960.3772 | 1871.5369 | 3634.7068 | 3412.5225 | 647.0283 | -1080.5968
2030-05-06 | 11 | 460.3872 | 460.3872 | 0 | 199.8963 | 199.8963 | 3777.1387 | 215.9529 | 2216.6426 | 2112.7798 | 3642.4895 | 2446.0591 | 647.0283 | -1080.5968
2030-05-06 | 12 | 460.3872 | 460.3872 | 0 | 199.8963 | 199.8963 | 3777.1387 | 215.952 | 2047.7781 | 1871.5369 | 2399.3047 | 3538.2996 | 647.0283 | -1080.5968
2030-05-06 | 13 | 460.3872 | 460.3872 | 0 | 266.4163 | 266.4163 | 3777.1387 | 213.952 | 1925.0004 | 3384.354 | 3642.4895 | 1807.9985 | 647.0283 | -1080.5968
2030-05-06 | 14 | 460.3872 | 460.3872 | 0 | 258.6383 | 199.8963 | 3777.1387 | 168.9815 | 1892.6136 | 1871.5369 | 2890.5471 | 1769.1498 | 647.0283 | -1080.5968
2030-05-06 | 15 | 460.3872 | 460.3872 | 0 | 199.8963 | 199.8963 | 3777.1387 | 168.9809 | 1111.1543 | 1871.5369 | 1821.2448 | 2581.3757 | 647.0283 | -1080.5968
2030-05-06 | 16 | 460.3872 | 460.3872 | 646.4664 | 266.4163 | 266.4163 | 3777.1387 | 168.9813 | 295.2507 | 1871.5369 | 1821.2448 | 1769.1498 | 0 | -1080.5968
2030-05-06 | 17 | 460.3872 | 460.3872 | 646.4664 | 199.8963 | 199.8963 | 3777.1387 | 168.8933 | 0 | 1871.5369 | 1821.2448 | 3538.2996 | 0 | -1080.5968
2030-05-06 | 18 | 460.3872 | 460.3872 | 547.9848 | 199.8963 | 199.8963 | 3777.1387 | 168.9818 | 1475.1018 | 1871.5369 | 1821.2448 | 3538.2996 | 0 | -1080.5968
2030-05-06 | 19 | 460.3872 | 460.3872 | 646.4664 | 199.8963 | 199.8963 | 3777.1387 | 168.9809 | 208.8343 | 1871.5369 | 1821.2448 | 3538.2996 | 0 | -1080.5968
2030-05-06 | 20 | 460.3872 | 460.3872 | 646.4664 | 199.8963 | 199.8963 | 3777.1387 | 168.9808 | 1645.7854 | 1871.5369 | 1821.2448 | 3538.2996 | 0 | -1080.5968
2030-05-06 | 21 | 460.3872 | 460.3872 | 484.8498 | 199.8963 | 199.8963 | 3777.1387 | 168.9813 | 1697.3363 | 1871.5369 | 1821.2448 | 3538.2996 | 0 | -1080.5968
2030-05-06 | 22 | 460.3872 | 460.3872 | 0 | 199.8963 | 199.8963 | 3777.1387 | 168.9836 | 161.2596 | 1871.5369 | 1821.2448 | 1769.1498 | 647.0283 | -1080.5968
2030-05-06 | 23 | 460.3872 | 460.3872 | 646.4664 | 199.8963 | 199.8963 | 3777.1387 | 168.9817 | 369.4008 | 1871.5369 | 1821.2448 | 2728.9094 | 0 | -1080.5968
2030-05-06 | 24 | 460.3872 | 460.3872 | 0 | 199.8963 | 199.8963 | 3777.1387 | 168.9807 | 491.532 | 1871.5369 | 435.0233 | 1018.9927 | 552.2395 | -1080.5968
2030-05-07 | 1 | 460.3872 | 460.3872 | 646.4664 | 199.8963 | 199.8963 | 3777.1387 | 166.9224 | 258.8109 | 349.3803 | 0 | 1681.4033 | 0 | -1080.5968
2030-05-07 | 2 | 153.4624 | 153.4624 | 404.7156 | 0 | 0 | 3777.1387 | 166.9223 | -175.4059 | 0 | 0 | 1769.1498 | 0 | -1080.5968
2030-05-07 | 3 | 153.4624 | 153.4624 | 2.9029 | 0 | 0 | 3777.1387 | 215.9525 | 31.56 | 1871.5369 | 3503.1279 | 1955.6041 | 323.5141 | -1080.5968
2030-05-07 | 4 | 460.3872 | 413.4901 | 0 | 95.1031 | 133.2642 | 3777.1387 | 1876.1355 | 2703.8667 | 3743.0737 | 3642.4895 | 3538.2996 | 190.1223 | -4.53e-06
2030-05-07 | 5 | 306.9248 | 328.0215 | 0 | 199.8963 | 199.8963 | 3777.1387 | 3519.957 | 3785.2273 | 3743.0737 | 3642.4895 | 3538.2996 | 0 | -4.53e-06
2030-05-07 | 6 | 460.3872 | 460.3872 | 0 | 199.8963 | 199.8963 | 3777.1387 | 3625.937 | 3785.2273 | 3743.0737 | 3642.4895 | 3538.2996 | 0 | -540.2984
2030-05-07 | 7 | 460.3872 | 460.3872 | 0 | 66.6321 | 36.3181 | 3777.1387 | 1793.9047 | 3785.2273 | 3420.3643 | 3642.4895 | 3538.2996 | 211.053 | -1080.5968
2030-05-07 | 8 | 460.3872 | 417.9539 | 0 | 66.6321 | 91.9461 | 3777.1387 | 2014.5352 | 3785.2273 | 1501.021 | 3642.4895 | 2636.9888 | 497.4182 | -1080.5968
2030-05-07 | 9 | 460.3872 | 460.3872 | 0 | 66.6321 | 55.0383 | 3777.1387 | 215.9517 | 3782.7427 | 2346.616 | 3642.4895 | 1769.1498 | 647.0283 | -1080.5968
2030-05-07 | 10 | 460.3872 | 460.3872 | 0 | 199.8963 | 199.8963 | 3777.1387 | 215.952 | 3261.1011 | 1871.5369 | 2707.7856 | 1347.834 | 647.0283 | -1080.5968
2030-05-07 | 11 | 460.3872 | 460.3872 | 0 | 199.8963 | 199.8963 | 3777.1387 | 215.9527 | 2954.3496 | 1871.5369 | 2142.2544 | 1769.1498 | 647.0283 | -1080.5968
2030-05-07 | 12 | 460.3872 | 460.3872 | 0 | 199.8963 | 199.8963 | 3777.1387 | 215.954 | 2414.8938 | 1871.5369 | 1821.2448 | 1769.1498 | 647.0283 | -1080.5968
2030-05-07 | 13 | 460.3872 | 460.3872 | 0 | 199.8963 | 199.8963 | 3777.1387 | 215.9523 | 1892.6136 | 1692.1061 | 1821.2448 | 1769.1498 | 647.0283 | -1080.5968
2030-05-07 | 14 | 460.3872 | 460.3872 | 0 | 266.4163 | 266.4163 | 3606.3821 | 166.9222 | 1892.6136 | 1871.5369 | 2796.7261 | 1513.5696 | 551.2281 | -1080.5968
2030-05-07 | 15 | 460.3872 | 460.3872 | 0 | 266.4163 | 266.4163 | 3777.1387 | 168.9825 | 1892.6136 | 2080.0159 | 1821.2448 | 1769.1498 | 312.4844 | -1080.5968
2030-05-07 | 16 | 460.3872 | 460.3872 | 0 | 199.8963 | 199.8963 | 3724.1299 | 1812.9685 | 1892.6136 | 3743.0737 | 2713.792 | 3538.2996 | 78.7018 | -1080.5968
2030-05-07 | 17 | 153.4624 | 153.4624 | 0 | 133.2642 | 140.2906 | 3433.3521 | 3625.937 | 2378.6252 | 3743.0737 | 3449.2947 | 3538.2996 | 231.6194 | -1080.5968
2030-05-07 | 18 | 153.4624 | 153.4624 | 0 | 199.8963 | 199.8963 | 3777.1387 | 3625.937 | 3785.2273 | 3743.0737 | 3642.4895 | 3538.2996 | 647.0283 | -1080.5968
2030-05-07 | 19 | 153.4624 | 153.4624 | 0 | 199.8963 | 178.7326 | 3777.1387 | 3625.937 | 3785.2273 | 3743.0737 | 3642.4895 | 3538.2996 | 647.0283 | -1080.5968
2030-05-07 | 20 | 153.4624 | 162.1107 | 0 | 199.8963 | 199.8963 | 3777.1387 | 2527.2778 | 3785.2273 | 3743.0737 | 3642.4895 | 3538.2996 | 647.0283 | -1080.5968
2030-05-07 | 21 | 153.4624 | 153.4624 | 0 | 199.8963 | 191.2536 | 3777.1387 | 3625.937 | 3785.2273 | 3743.0737 | 3642.4895 | 3538.2996 | 647.0283 | -1080.5968
2030-05-07 | 22 | 153.4624 | 153.4624 | 0 | 199.8963 | 178.3836 | 3777.1387 | 3625.937 | 3785.2273 | 3743.0737 | 3642.4895 | 3538.2996 | 647.0283 | -1080.5968
2030-05-07 | 23 | 153.4624 | 153.4624 | 0 | 199.8963 | 176.6455 | 3777.1387 | 3625.937 | 3785.2273 | 3743.0737 | 3642.4895 | 3538.2996 | 394.136 | -1080.5968
2030-05-07 | 24 | 153.4624 | 153.4624 | 0 | 199.8963 | 195.2516 | 3777.1387 | 3625.937 | 3785.2273 | 3743.0737 | 3642.4895 | 3538.2996 | 207.465 | -1080.5968
2030-05-08 | 1 | 153.4624 | 153.4624 | 0 | 133.2642 | 98.8158 | 3777.1387 | 3625.937 | 3785.2273 | 3743.0737 | 3642.4895 | 3538.2996 | 647.0283 | -1080.5968
2030-05-08 | 2 | 153.4624 | 153.4624 | 0 | 0 | 0 | 3777.1387 | 3625.937 | 3785.2273 | 3743.0737 | 3642.4895 | 3538.2996 | 647.0283 | -1080.5968
2030-05-08 | 3 | 153.4624 | 153.4624 | 0 | 0 | 0 | 3777.1387 | 3625.937 | 3785.2273 | 3743.0737 | 3642.4895 | 3538.2996 | 59.9663 | -1080.5968
2030-05-08 | 4 | 153.4624 | 153.4624 | 0 | 0 | 0 | 3777.1387 | 3625.937 | 3785.2273 | 3743.0737 | 3642.4895 | 3538.2996 | 0 | -1080.5968
2030-05-08 | 5 | 153.4624 | 153.4624 | 0 | 0 | 0 | 3777.1387 | 3625.937 | 3785.2273 | 3743.0737 | 3642.4895 | 3538.2996 | 0 | -1080.5968
2030-05-08 | 6 | 153.4624 | 153.4624 | 0 | 0 | 0 | 3777.1387 | 3625.937 | 3785.2273 | 3743.0737 | 3642.4895 | 3538.2996 | 0 | -1080.5968
2030-05-08 | 7 | 153.4624 | 153.4624 | 0 | 0 | 0 | 3777.1387 | 3625.937 | 3785.2273 | 3743.0737 | 3642.4895 | 3538.2996 | 647.0283 | -1080.5968
2030-05-08 | 8 | 153.4624 | 153.4624 | 0 | 66.6321 | 61.1643 | 3777.1387 | 3625.937 | 3785.2273 | 3743.0737 | 3642.4895 | 3538.2996 | 647.0283 | -1080.5968
2030-05-08 | 9 | 153.4624 | 153.4624 | 0 | 133.2642 | 192.5627 | 3777.1387 | 3625.937 | 3785.2273 | 3743.0737 | 3642.4895 | 3538.2996 | 647.0283 | -1080.5968
2030-05-08 | 10 | 153.4624 | 153.4624 | 0 | 199.8963 | 199.8963 | 3777.1387 | 3625.937 | 3785.2273 | 3743.0737 | 3642.4895 | 3538.2996 | 647.0283 | -1080.5968
2030-05-08 | 11 | 153.4624 | 153.4624 | 0 | 120.3331 | 66.6321 | 3777.1387 | 3625.937 | 3785.2273 | 3743.0737 | 3642.4895 | 3538.2996 | 647.0283 | -1080.5968
2030-05-08 | 12 | 153.4624 | 153.4624 | 0 | 127.3018 | 66.6321 | 3777.1387 | 3625.937 | 3785.2273 | 3743.0737 | 3642.4895 | 3538.2996 | 647.0283 | -1080.5968
2030-05-08 | 13 | 153.4624 | 153.4624 | 0 | 133.2642 | 133.2642 | 3777.1387 | 3625.937 | 3785.2273 | 3743.0737 | 3642.4895 | 3538.2996 | 647.0283 | -1080.5968
2030-05-08 | 14 | 215.0545 | 153.4624 | 0 | 199.8963 | 199.8963 | 3777.1387 | 3625.937 | 1892.6136 | 3743.0737 | 3642.4895 | 2373.4917 | 485.2712 | -1080.5968
2030-05-08 | 15 | 460.3872 | 460.3872 | 484.8498 | 199.8963 | 199.8963 | 3777.1387 | 620.7966 | 1892.6136 | 2004.6111 | 1821.2448 | 3538.2996 | 188.0602 | -1080.5968
2030-05-08 | 16 | 460.3872 | 460.3872 | 646.4664 | 199.8963 | 199.8963 | 3777.1387 | 168.9815 | 1892.6136 | 1871.5369 | 1821.2448 | 2759.7581 | 0 | -1080.5968
2030-05-08 | 17 | 460.3872 | 460.3872 | 646.4664 | 199.8963 | 199.8963 | 2506.3774 | 168.9809 | 1892.6136 | 1871.5369 | 1821.2448 | 1649.546 | 0 | -1080.5968
2030-05-08 | 18 | 460.3872 | 460.3872 | 646.4664 | 199.8963 | 199.8963 | 3519.7656 | 168.9817 | 1892.6136 | 1871.5369 | 1821.2448 | 576.817 | 0 | -1080.5968
2030-05-08 | 19 | 460.3872 | 460.3872 | 646.4664 | 199.8963 | 199.8963 | 3777.1387 | 168.9807 | 1892.6136 | 1871.5369 | 2642.9692 | 1929.959 | 0 | -1080.5968
2030-05-08 | 20 | 153.4624 | 153.4624 | 0 | 133.2642 | 133.2642 | 3777.1387 | 215.9512 | 1042.4222 | 1871.5369 | 1936.5289 | 3538.2996 | 647.0283 | -1080.5968
2030-05-08 | 21 | 306.9248 | 294.8027 | 0 | 133.2642 | 133.2642 | 3777.1387 | 215.9524 | 1078.2607 | 1871.5369 | 2205.1443 | 3538.2996 | 647.0283 | -1080.5968
2030-05-08 | 22 | 306.9248 | 259.2048 | 0 | 133.2642 | 133.2642 | 3777.1387 | 213.9519 | 1279.1302 | 1845.5526 | 1821.2448 | 723.9838 | 647.0283 | -1080.5968
2030-05-08 | 23 | 160.9603 | 153.4624 | 0 | 133.2642 | 133.2642 | 2426.1914 | 168.9817 | 924.5749 | 1871.5369 | 1821.2448 | 1275.8971 | 485.2712 | -1080.5968
2030-05-08 | 24 | 153.4624 | 153.4624 | 0 | 0 | 0 | 3777.1387 | 168.9811 | 704.8253 | 1871.5369 | 1821.2448 | 1345.358 | 0 | -1080.5968
2030-05-09 | 1 | 153.4624 | 153.4624 | 0 | 0 | 0 | 3777.1387 | 1812.9685 | -1094.2861 | 2984.4128 | 3642.4895 | 709.5192 | 370.1187 | -1080.5968
2030-05-09 | 2 | 153.4624 | 153.4624 | 0 | 0 | 0 | 3777.1387 | 3625.937 | 242.3996 | 3743.0737 | 3642.4895 | 3538.2996 | 0 | -1080.5968
2030-05-09 | 3 | 153.4624 | 153.4624 | 0 | 0 | 0 | 3777.1387 | 3625.937 | 1858.493 | 3743.0737 | 3642.4895 | 3538.2996 | 0 | -1080.5968
2030-05-09 | 4 | 153.4624 | 153.4624 | 0 | 0 | 0 | 3777.1387 | 3625.937 | 222.4073 | 3743.0737 | 3642.4895 | 3538.2996 | 0 | -1080.5968
2030-05-09 | 5 | 153.4624 | 153.4624 | 0 | 0 | 0 | 3777.1387 | 3625.937 | -39.0763 | 3743.0737 | 3642.4895 | 3538.2996 | 0 | -1080.5968
2030-05-09 | 6 | 153.4624 | 153.4624 | 0 | 0 | 0 | 3777.1387 | 3625.937 | -2.7895e-05 | 3743.0737 | 3642.4895 | 3538.2996 | 0 | -1080.5968
2030-05-09 | 7 | 153.4624 | 153.4624 | 0 | 0 | 0 | 3777.1387 | 3625.937 | -698.6816 | 3743.0737 | 3642.4895 | 3538.2996 | 53.2816 | -1080.5968
2030-05-09 | 8 | 153.4624 | 153.4624 | 0 | 0 | 0 | 3777.1387 | 3625.937 | -355.1288 | 1195.0103 | 3642.4895 | 3538.2996 | 479.2932 | -1080.5968
2030-05-09 | 9 | 153.4624 | 153.4624 | 0 | 0 | 0 | 3777.1387 | 3625.937 | 133.7865 | -198.8368 | 1821.2448 | 3538.2996 | 647.0283 | -1080.5968
2030-05-09 | 10 | 153.4624 | 153.4624 | 0 | 0 | 0 | 3777.1387 | 3625.937 | 188.2389 | 4.53e-05 | 2080.4724 | 3538.2996 | 647.0283 | -1080.5968
2030-05-09 | 11 | 153.4624 | 153.4624 | 0 | 0 | 0 | 3777.1387 | 3625.937 | 268.1122 | 1496.9067 | 1821.2448 | 3538.2996 | 647.0283 | -1080.5968
2030-05-09 | 12 | 153.4624 | 153.4624 | 0 | 0 | 0 | 3777.1387 | 3625.937 | -222.4316 | 2392.77 | 1821.2448 | 3538.2996 | 647.0283 | -1080.5968
2030-05-09 | 13 | 153.4624 | 153.4624 | 0 | 133.2642 | 133.2642 | 3777.1387 | 3625.937 | -2.7895e-05 | 182.9153 | 1744.8964 | 3538.2996 | 647.0283 | -1080.5968
2030-05-09 | 14 | 460.3872 | 460.3872 | 0 | 199.8963 | 199.8963 | 2918.7727 | 1001.4623 | 724.7733 | 1043.1759 | -4.53e-06 | 3538.2996 | 647.0283 | -1080.5968
2030-05-09 | 15 | 460.3872 | 460.3872 | 0 | 199.8963 | 199.8963 | 2703.7581 | 215.9529 | 927.0035 | 1871.5369 | 84.1757 | 997.4109 | 647.0283 | -1080.5968
2030-05-09 | 16 | 153.4624 | 153.4624 | 0 | 133.2642 | 133.2642 | 2382.0771 | 278.083 | 686.6546 | 1871.5369 | 1821.2448 | 3538.2996 | 485.2712 | -1080.5968
2030-05-09 | 17 | 153.4624 | 153.4624 | 233.6491 | 133.2642 | 133.2642 | 2176.9561 | 659.7561 | 789.2645 | 1871.5369 | 1821.2448 | 3538.2996 | 323.5141 | -1080.5968
2030-05-09 | 18 | 306.9248 | 261.1866 | 646.4664 | 133.2642 | 133.2642 | 3338.0752 | 168.981 | 1415.562 | 1871.5369 | 1821.2448 | 2348.2234 | 0 | -1080.5968
2030-05-09 | 19 | 460.3872 | 458.3883 | 646.4664 | 199.8963 | 199.8963 | 3151.7935 | 168.981 | 1892.6136 | 1871.5369 | 1821.2448 | 1769.1498 | 0 | -1080.5968
2030-05-09 | 20 | 306.9248 | 458.9004 | 646.4664 | 199.8963 | 199.8963 | 1888.5693 | 168.981 | 1892.6136 | 1871.5369 | 3224.5063 | 1556.6641 | 0 | -1080.5968
2030-05-09 | 21 | 460.3872 | 460.3872 | 614.2302 | 266.4163 | 266.4163 | 1888.5693 | 168.9813 | 718.473 | 1685.4424 | 3592.4199 | 2983.9736 | 0 | -1080.5968
2030-05-09 | 22 | 460.3872 | 460.3872 | 0 | 200.4685 | 199.8963 | 1888.5693 | 215.9533 | 1252.5758 | 1673.5984 | 3642.4895 | 1786.6686 | 647.0283 | -1080.5968
2030-05-09 | 23 | 460.3872 | 460.3872 | 0 | 66.6321 | 9.1268 | 1888.5693 | 168.9809 | 868.706 | 735.7083 | 3642.4895 | 1657.1083 | 291.4485 | -1080.5968
2030-05-09 | 24 | 460.3872 | 460.3872 | 0 | 83.3106 | 66.6321 | 3777.1387 | 3625.937 | -185.2915 | -1045.5565 | 3642.4895 | 529.7664 | 647.0283 | -1080.5968
2030-05-10 | 1 | 460.3872 | 460.3872 | 0 | 66.6321 | 11.6599 | 3777.1387 | 3625.937 | 369.1214 | 1136.2872 | 3642.4895 | 3538.2996 | 155.1244 | -1080.5968
2030-05-10 | 2 | 460.3872 | 460.3872 | 0 | 6.9604 | 66.6321 | 3777.1387 | 3625.937 | 3785.2273 | 3743.0737 | 3642.4895 | 3538.2996 | 340.2322 | -1080.5968
2030-05-10 | 3 | 460.3872 | 460.3872 | 0 | 182.3008 | 133.2642 | 3777.1387 | 3625.937 | 1899.6993 | 3699.4287 | 3642.4895 | 3538.2996 | 161.957 | -1080.5968
2030-05-10 | 4 | 460.3872 | 460.3872 | 0 | 133.2642 | 133.2642 | 3777.1387 | 3625.937 | 2661.3633 | 3743.0737 | 3642.4895 | 3538.2996 | 549.9249 | -1080.5968
2030-05-10 | 5 | 321.1931 | 460.3872 | 0 | 0 | 0 | 3777.1387 | 3625.937 | 3785.2273 | 3743.0737 | 3642.4895 | 3538.2996 | 216.4619 | -1080.5968
2030-05-10 | 6 | 460.3872 | 460.3872 | 0 | 133.2642 | 133.7989 | 3777.1387 | 3625.937 | 3785.2273 | 3743.0737 | 3642.4895 | 3538.2996 | 0 | -1080.5968
2030-05-10 | 7 | 460.3872 | 460.3872 | 0 | 135.0475 | 133.2642 | 3777.1387 | 3625.937 | 3785.2273 | 3743.0737 | 3642.4895 | 3538.2996 | 0 | -1080.5968
2030-05-10 | 8 | 460.3872 | 460.3872 | 0 | 102.643 | 66.6321 | 3777.1387 | 3625.937 | 3785.2273 | 3743.0737 | 3642.4895 | 3538.2996 | 485.2712 | -1036.793
2030-05-10 | 9 | 306.9248 | 187.7976 | 0 | 266.4163 | 266.4163 | 3777.1387 | 3625.937 | 3785.2273 | 3743.0737 | 3642.4895 | 3538.2996 | 647.0283 | -1024.6316
2030-05-10 | 10 | 306.9248 | 259.89 | 0 | 266.4163 | 266.4163 | 3777.1387 | 3625.937 | 3785.2273 | 3743.0737 | 3642.4895 | 3538.2996 | 647.0283 | -1080.5968
2030-05-10 | 11 | 153.4624 | 153.4624 | 0 | 266.4163 | 266.4163 | 3777.1387 | 3625.937 | 3785.2273 | 3743.0737 | 3642.4895 | 3538.2996 | 647.0283 | -1080.5968
2030-05-10 | 12 | 153.4624 | 153.4624 | 0 | 266.4163 | 266.4163 | 3777.1387 | 3625.937 | 3785.2273 | 3743.0737 | 3642.4895 | 3538.2996 | 647.0283 | -1080.5968
2030-05-10 | 13 | 153.4624 | 153.4624 | 0 | 266.4163 | 266.4163 | 3777.1387 | 3625.937 | 3785.2273 | 3743.0737 | 3642.4895 | 3538.2996 | 560.1218 | -1080.5968
2030-05-10 | 14 | 153.4624 | 153.4624 | 0 | 199.8963 | 181.9373 | 3777.1387 | 3625.937 | 3785.2273 | 3743.0737 | 3642.4895 | 3538.2996 | 485.2712 | -1080.5968
2030-05-10 | 15 | 153.4624 | 153.4624 | 0 | 255.4854 | 199.8963 | 3777.1387 | 3625.937 | 3785.2273 | 3743.0737 | 3642.4895 | 3538.2996 | 647.0283 | -1080.5968
2030-05-10 | 16 | 153.4624 | 153.4624 | 0 | 199.8963 | 203.7207 | 3777.1387 | 3625.937 | 3785.2273 | 3743.0737 | 3642.4895 | 3538.2996 | 647.0283 | -1080.5968
2030-05-10 | 17 | 435.8677 | 306.9248 | 0 | 0 | 0.78519 | 3707.6394 | 3625.937 | 3785.2273 | 3743.0737 | 3642.4895 | 3538.2996 | 647.0283 | -1080.5968
2030-05-10 | 18 | 153.4624 | 153.4624 | 0 | 199.8963 | 231.1971 | 3777.1387 | 3625.937 | 3785.2273 | 3743.0737 | 3642.4895 | 3538.2996 | 485.2712 | -1080.5968
2030-05-10 | 19 | 153.4624 | 153.4624 | 0 | 266.4163 | 266.4163 | 3777.1387 | 3625.937 | 3785.2273 | 3743.0737 | 3642.4895 | 3538.2996 | 251.4866 | -1080.5968
2030-05-10 | 20 | 153.4624 | 153.4624 | 0 | 199.8963 | 239.7517 | 3777.1387 | 3625.937 | 3785.2273 | 3743.0737 | 3642.4895 | 3538.2996 | 516.0015 | -1080.5968
2030-05-10 | 21 | 153.4624 | 153.4624 | 0 | 266.4163 | 266.4163 | 3777.1387 | 3625.937 | 3785.2273 | 3743.0737 | 3642.4895 | 3538.2996 | 306.5807 | -1080.5968
2030-05-10 | 22 | 153.4624 | 153.4624 | 0 | 266.4163 | 266.4163 | 3777.1387 | 3625.937 | 3785.2273 | 3743.0737 | 3642.4895 | 3538.2996 | 523.2866 | -1080.5968
2030-05-10 | 23 | 153.4624 | 153.4624 | 0 | 199.8963 | 199.8963 | 3777.1387 | 3625.937 | 3785.2273 | 3743.0737 | 3642.4895 | 3538.2996 | 379.9454 | -1080.5968
2030-05-10 | 24 | 153.4624 | 153.4624 | 0 | 66.6321 | 5.533 | 3777.1387 | 3625.937 | 3785.2273 | 3743.0737 | 3642.4895 | 3538.2996 | 647.0283 | -1080.5968
2030-05-11 | 1 | 153.4624 | 153.4624 | 0 | 0 | 0 | 3777.1387 | 3625.937 | 3785.2273 | 3743.0737 | 3642.4895 | 3538.2996 | 456.5232 | -1080.5968
2030-05-11 | 2 | 153.4624 | 153.4624 | 0 | 0 | 0 | 3777.1387 | 3625.937 | 3785.2273 | 3743.0737 | 3642.4895 | 3538.3005 | 372.3105 | -1080.5968
2030-05-11 | 3 | 153.4624 | 139.8884 | 0 | 0 | 0 | 3777.1387 | 3625.937 | 3785.2273 | 3743.0737 | 3642.4895 | 3538.2996 | 8.3836 | -4.53e-06
2030-05-11 | 4 | 105.8093 | 153.4624 | 0 | 0 | 0 | 3777.1387 | 3625.937 | 3785.2273 | 3743.0737 | 3642.4895 | 3538.2996 | 0 | -4.53e-06
2030-05-11 | 5 | 0 | 0 | 0 | 0 | 0 | 3777.1387 | 3625.937 | 3785.2273 | 3743.0737 | 3642.4895 | 3538.2996 | 0 | 540.2984
2030-05-11 | 6 | 0 | 53.2224 | 476.2765 | 0 | 0 | 3777.1387 | 3625.937 | 3785.2273 | 3743.0737 | 3642.4895 | 3538.2996 | 0 | 1080.5968
2030-05-11 | 7 | 0 | 0 | 0 | 0 | 0 | 3777.1387 | 3625.937 | 3303.1685 | 3743.0737 | 3642.4895 | 3538.2996 | 0 | -856.2538
2030-05-11 | 8 | 153.4624 | 153.4624 | 221.8334 | 0 | 0 | 3777.1387 | 3625.937 | 3785.2273 | 3743.0737 | 3642.4895 | 3538.2996 | 0 | 540.2984
2030-05-11 | 9 | 153.4624 | 153.4624 | 305.1291 | 0 | 0 | 3777.1387 | 3625.937 | 3785.2273 | 3743.0737 | 3642.4895 | 3538.2996 | 0 | 1080.5968
2030-05-11 | 10 | 0 | 0 | 0 | 0 | 0 | 3777.1387 | 3625.937 | 3785.2273 | 3743.0737 | 3642.4895 | 3538.2996 | 0 | -1080.5968
2030-05-11 | 11 | 0 | 0 | 0 | 0 | 0 | 3777.1387 | 3625.937 | 3785.2273 | 3743.0737 | 3642.4895 | 3538.2996 | 0 | -1080.5968
2030-05-11 | 12 | 0 | 0 | 0 | 0 | 0 | 3777.1387 | 3625.937 | 3785.2273 | 3743.075 | 3642.4895 | 3538.2996 | 331.5429 | -1080.5968
2030-05-11 | 13 | 0 | 0 | 0 | 0 | 0 | 3777.1387 | 3625.937 | 3785.2273 | 3743.0737 | 3642.4895 | 3538.2996 | 323.5141 | -1080.5968
2030-05-11 | 14 | 0 | 0 | 0 | 0 | 0 | 3777.1387 | 3625.937 | 3785.2273 | 3743.0737 | 3642.4895 | 903.9789 | 0 | -1080.5968
2030-05-11 | 15 | 0 | 0 | 347.6049 | 0 | 0 | 3777.1387 | 3625.937 | 3785.2273 | 3743.0737 | 3642.4895 | 529.1305 | 0 | -1080.5968
2030-05-11 | 16 | 0 | 0 | 329.8557 | 0 | 0 | 3777.1387 | 3625.937 | 1893.7489 | 3743.0737 | 3642.4895 | 221.0152 | 0 | -1080.5968
2030-05-11 | 17 | 0 | 0 | 312.8976 | 0 | 0 | 3777.1387 | 3625.937 | 1539.9954 | 3743.0737 | 3642.4895 | 221.0153 | 0 | -1080.5968
2030-05-11 | 18 | 0 | 0 | 0 | 0 | 0 | 3777.1387 | 3625.937 | 1892.6147 | 3743.0737 | 3642.4895 | 221.0137 | 0 | -1080.5968
2030-05-11 | 19 | 0 | 0 | 0 | 0 | 0 | 3777.1387 | 3625.937 | 1892.6136 | 3743.0737 | 3642.4895 | 221.0153 | 0 | -1080.5968
2030-05-11 | 20 | 0 | 0 | 0 | 0 | 0 | 3777.1387 | 3625.937 | 2055.416 | 3743.0737 | 3642.4895 | 968.501 | 0 | -1080.5968
2030-05-11 | 21 | 0 | 0 | 0 | 0 | 0 | 3777.1387 | 3625.937 | 2811.3638 | 3743.0737 | 3642.4895 | 1769.1498 | 0 | -1080.5968
2030-05-11 | 22 | 0 | 0 | 0 | 0 | 0 | 3777.1387 | 3625.937 | 2918.4326 | 3743.0737 | 3642.4895 | 2263.4834 | 0 | -1080.5968
2030-05-11 | 23 | 0 | 0 | 0 | 0 | 0 | 3777.1387 | 3625.937 | 2757.3792 | 3743.0737 | 3642.4895 | 2145.0317 | 0 | -1080.5968
2030-05-11 | 24 | 0 | 0 | 0 | 0 | 0 | 3777.1387 | 3625.937 | 3780.0615 | 3743.0737 | 3642.4895 | 2089.0862 | 0 | -4.53e-06
2030-05-12 | 1 | 0 | 0 | 0 | 0 | 0 | 3777.1387 | 3625.937 | 2123.1279 | 3743.0737 | 3642.4895 | 265.2451 | 0 | 843.4003
2030-05-12 | 2 | 0 | 0 | 0 | 0 | 27.3343 | 3777.1387 | 3111.9458 | 1892.6136 | 3743.0737 | 3642.4895 | 265.2458 | 0 | 956.1681
2030-05-12 | 3 | 0 | 0 | 0 | 133.2642 | 133.2642 | 3777.1387 | 1812.9675 | 2714.2935 | 3743.0737 | 3642.4895 | 2202.7065 | 0 | 1080.5968
2030-05-12 | 4 | 0 | 0 | 0 | 266.4163 | 266.4163 | 3777.1387 | 230.9874 | 1173.2869 | 3743.0737 | 3642.4895 | 3538.2996 | 0 | 1080.5968
2030-05-12 | 5 | 0 | 0 | 0 | 266.4163 | 266.4163 | 3777.1387 | 230.9874 | 1740.1823 | 3743.0737 | 3642.4895 | 3538.2996 | 0 | 1080.5968
2030-05-12 | 6 | 0 | 0 | 0 | 199.8963 | 199.8963 | 3777.1387 | 333.9541 | 173.864 | 3743.0737 | 3642.4895 | 3538.2996 | 0 | 1080.5968
2030-05-12 | 7 | 0 | 0 | 0 | 133.2642 | 133.2642 | 3777.1387 | 333.9502 | -695.7173 | 2758.3979 | 3642.4895 | 3538.2996 | 0 | 1080.5968
2030-05-12 | 8 | 0 | 0 | 0 | 199.8963 | 199.8963 | 3777.1387 | 205.7483 | -689.9181 | 2472.884 | 3642.4895 | 3538.2996 | 0 | -1080.5968
2030-05-12 | 9 | 0 | 0 | 0 | 0 | 0 | 3777.1387 | 230.9873 | 645.2354 | 3743.0737 | 3642.4895 | 3236.3057 | 0 | -1080.5968
2030-05-12 | 10 | 0 | 0 | 0 | 0 | 0 | 3777.1387 | 3625.937 | 3495.1248 | 3743.0737 | 3642.4895 | 2204.9639 | 0 | -1080.5968
2030-05-12 | 11 | 0 | 0 | 0 | 0 | 0 | 3777.1387 | 3625.937 | 3318.9824 | 3743.0737 | 3642.4895 | 3178.9563 | 0 | -977.8961
2030-05-12 | 12 | 0 | 0 | 0 | 18.2459 | 66.6321 | 3777.1387 | 3625.937 | 2921.2854 | 3743.0737 | 3642.4895 | 3538.2996 | 0 | -978.2722
2030-05-12 | 13 | 153.4624 | 153.4624 | 0 | 16.2568 | 0 | 3777.1387 | 3625.937 | 2823.6565 | 3743.0737 | 3642.4895 | 3538.2996 | 0 | -1077.791
2030-05-12 | 14 | 153.4624 | 153.4624 | 0 | 0 | 50.8549 | 3777.1387 | 3625.937 | 3435.8462 | 3743.0737 | 3642.4895 | 1636.2312 | 0 | -1080.5968
2030-05-12 | 15 | 153.4624 | 144.8759 | 0 | 0 | 0 | 3777.1387 | 3625.937 | 3785.2273 | 3743.0737 | 3642.4895 | 265.2471 | 177.5644 | -1080.5968
2030-05-12 | 16 | 153.4624 | 107.4298 | 0 | 39.4215 | 0 | 3777.1387 | 3625.937 | 3785.2273 | 3743.0737 | 3642.4895 | 265.2462 | 143.963 | -1080.5968
2030-05-12 | 17 | 0 | 0 | 0 | 66.6321 | 44.1424 | 3777.1387 | 3625.936 | 3785.2273 | 3743.0737 | 3642.4895 | 542.9274 | 152.3774 | -1080.5968
2030-05-12 | 18 | 0 | 130.9742 | 0 | 51.2622 | 0 | 3777.1387 | 3625.937 | 3785.2273 | 3743.0737 | 3642.4895 | 1165.6948 | 233.3298 | -1080.5968
2030-05-12 | 19 | 153.4624 | 153.4624 | 0 | 66.6321 | 12.7466 | 3777.1387 | 3625.937 | 3785.2273 | 3743.0737 | 3642.4895 | 1011.9984 | 506.1776 | -1080.5968
2030-05-12 | 20 | 153.4624 | 153.4624 | 0 | 9.4368 | 66.6321 | 3777.1387 | 3625.937 | 3785.2273 | 3743.0737 | 3642.4895 | 1646.1558 | 528.8351 | -991.4116
2030-05-12 | 21 | 153.4624 | 153.4624 | 0 | 65.4895 | 0 | 3777.1387 | 3625.937 | 3785.2273 | 3743.0737 | 3642.4895 | 1325.7015 | 647.0283 | -1015.5502
2030-05-12 | 22 | 153.4624 | 153.4624 | 0 | 10.9434 | 66.6321 | 3777.1387 | 3268.8113 | 3785.2273 | 3743.0737 | 3642.4895 | 1720.2135 | 647.0283 | -927.1423
2030-05-12 | 23 | 0 | 0 | 0 | 204.959 | 199.8963 | 3777.1387 | 2690.4321 | 3785.2273 | 3743.0737 | 3642.4895 | 1769.1498 | 0 | 1080.5968
2030-05-12 | 24 | 153.4624 | 153.4624 | 0 | 34.5086 | 66.6321 | 3777.1387 | 1515.2181 | 3785.2273 | 3743.0737 | 3642.4895 | 3538.2996 | 544.5571 | -1080.5968
2030-05-13 | 1 | 0 | 0 | 0 | 66.6321 | 103.9624 | 3777.1387 | 213.9525 | 3785.2273 | 3743.0737 | 3642.4895 | 2071.6255 | 0 | -1080.5968
2030-05-13 | 2 | 0 | 0 | 0 | 66.6321 | 66.6321 | 3777.1387 | 228.8447 | 3785.2273 | 3743.0737 | 3642.4895 | 3538.2996 | 0 | -1080.5968
2030-05-13 | 3 | 0 | 0 | 0 | 133.2642 | 133.2642 | 3777.1387 | 228.8472 | 3785.2273 | 3743.0737 | 3642.4895 | 3538.2996 | 0 | -1080.5968
2030-05-13 | 4 | 153.4624 | 153.4624 | 0 | 199.8963 | 139.2965 | 3777.1387 | 230.9864 | 3785.2273 | 3743.0737 | 3642.4895 | 3538.2996 | 0 | -1080.5968
2030-05-13 | 5 | 153.4624 | 230.3381 | 0 | 199.8963 | 199.8963 | 3777.1387 | 1352.5964 | 3785.2273 | 3743.0737 | 3642.4895 | 3538.2996 | 0 | -1080.5968
2030-05-13 | 6 | 306.9248 | 306.9248 | 0 | 0 | 44.733 | 3777.1387 | 215.9528 | 3785.2273 | 3743.0737 | 3642.4895 | 3538.2996 | 0 | -1080.5968
2030-05-13 | 7 | 153.4624 | 153.4624 | 0 | 0 | 0 | 3777.1387 | 215.9528 | 1854.5762 | 2391.1721 | 3642.4895 | 3538.2996 | 151.9723 | -1080.5968
2030-05-13 | 8 | 351.3444 | 460.3872 | 0 | 137.235 | 199.8963 | 3777.1387 | 970.2095 | 127.8259 | 2570.5049 | 1821.2448 | 3538.2996 | 647.0283 | -1080.5968
2030-05-13 | 9 | 460.3872 | 444.7515 | 0 | 196.2573 | 133.2642 | 3777.1387 | 1645.0265 | 558.1903 | 1871.5369 | 1821.2448 | 3538.2996 | 323.5141 | -1080.5968
2030-05-13 | 10 | 428.1612 | 460.3872 | 0 | 199.8963 | 199.8963 | 3777.1387 | 1948.5199 | -699.7917 | 1871.5369 | 1821.2448 | 3538.2996 | 485.2712 | -1080.5968
2030-05-13 | 11 | 460.3872 | 460.3872 | 0 | 199.8963 | 199.8963 | 3777.1387 | 1812.9685 | -455.9487 | 1871.5369 | 1821.2448 | 3538.2996 | 485.2712 | -1080.5968
2030-05-13 | 12 | 460.3872 | 460.3872 | 0 | 199.8963 | 244.4609 | 3777.1387 | 1812.9685 | 1645.0863 | 1871.5369 | 1821.2448 | 3538.2996 | 485.2712 | -1080.5968
2030-05-13 | 13 | 460.3872 | 460.3872 | 484.8498 | 199.8963 | 199.8963 | 3777.1387 | 1346.5944 | 0 | 1871.5369 | 1581.6973 | 3538.2996 | 0 | -1080.5968
2030-05-13 | 14 | 460.3872 | 317.9132 | 323.2332 | 199.8963 | 199.8963 | 3777.1387 | 1812.9685 | -464.0498 | 1871.5369 | 1821.2448 | 3538.2996 | 323.5141 | -1080.5968
2030-05-13 | 15 | 460.3872 | 460.3872 | 646.4664 | 199.8963 | 199.8963 | 3777.1387 | 1812.9685 | -795.6754 | 1871.5369 | 1447.761 | 3538.2996 | 129.7114 | -1080.5968
2030-05-13 | 16 | 460.3872 | 416.5835 | 646.4664 | 199.8963 | 199.8963 | 3777.1387 | 346.6932 | -195.3511 | 1871.5369 | 1356.606 | 3538.2996 | 98.0116 | -1080.5968
2030-05-13 | 17 | 460.3872 | 323.1605 | 646.4664 | 199.8963 | 199.8963 | 3777.1387 | 168.9814 | 0 | 1871.5369 | 1069.4561 | 3341.0208 | 145.0979 | -1080.5968
2030-05-13 | 18 | 451.2076 | 306.9248 | 323.2332 | 199.8963 | 199.8963 | 3777.1387 | 168.9814 | 454.0932 | 1871.5369 | 1821.2448 | 3161.7188 | 403.3815 | -1080.5968
2030-05-13 | 19 | 356.3407 | 460.3872 | 0 | 199.8963 | 193.202 | 3777.1387 | 215.952 | 1892.6136 | 2578.9099 | 1821.2448 | 2043.4447 | 647.0283 | -1080.5968
2030-05-13 | 20 | 460.3872 | 451.5257 | 0 | 199.8963 | 156.6229 | 3777.1387 | 1812.9685 | 478.4051 | 2792.0303 | 1821.2448 | 3538.2996 | 647.0283 | -1080.5968
2030-05-13 | 21 | 460.3872 | 460.3872 | 0 | 199.8963 | 199.8963 | 3777.1387 | 1150.1854 | 812.4841 | 3719.6948 | 1821.2448 | 3538.2996 | 647.0283 | -1080.5968
2030-05-13 | 22 | 460.3872 | 460.3872 | 0 | 199.8963 | 199.8963 | 3777.1387 | 215.9524 | 994.9066 | 3743.0737 | 1821.2448 | 3328.6035 | 647.0283 | -960.509
2030-05-13 | 23 | 460.3872 | 460.3872 | 0 | 133.2642 | 133.2642 | 3777.1387 | 386.3177 | 1438.3184 | 3743.0737 | 3642.4895 | 1769.1498 | 544.2499 | -993.5469
2030-05-13 | 24 | 153.4624 | 153.4624 | 109.8533 | 66.6321 | 9.5476 | 3777.1387 | 168.9789 | 2014.1595 | 3068.9131 | 3642.4895 | 3538.2996 | 0 | -1080.5968
2030-05-14 | 1 | 170.2035 | 153.4624 | 0 | 133.2642 | 133.2642 | 3777.1387 | 1091.9528 | 2670.9534 | 3743.0737 | 3642.4895 | 3538.2996 | 0 | -838.1058
2030-05-14 | 2 | 153.4624 | 153.4624 | 0 | 0 | 0 | 3777.1387 | 3625.937 | 2606.6643 | 3743.0737 | 3642.4895 | 3538.2996 | 0 | -1080.5968
2030-05-14 | 3 | 153.4624 | 153.4624 | 0 | 0 | 0 | 3777.1387 | 3625.937 | 2498.9785 | 3743.0737 | 3642.4895 | 3538.2996 | 0 | -1080.5968
2030-05-14 | 4 | 153.4624 | 153.4624 | 0 | 0 | 0 | 3777.1387 | 3625.937 | 3765.5276 | 3743.0737 | 3642.4895 | 3538.2996 | 0 | -1080.5968
2030-05-14 | 5 | 153.4624 | 153.4624 | 0 | 0 | 0 | 3777.1387 | 3625.937 | 3168.2686 | 3743.0737 | 3642.4895 | 3538.2996 | 0 | -1080.5968
2030-05-14 | 6 | 153.4624 | 153.4624 | 0 | 0 | 0 | 3777.1387 | 3625.937 | 2585.9546 | 3743.0737 | 3642.4895 | 3538.2996 | 0 | -1080.5968
2030-05-14 | 7 | 153.4624 | 153.4624 | 0 | 0 | 0 | 3777.1387 | 3625.937 | -1210.6257 | 3743.0737 | 3642.4895 | 3538.2996 | 0 | -1080.5968
2030-05-14 | 8 | 153.4624 | 153.4624 | 0 | 66.6321 | 69.5248 | 3777.1387 | 3020.5613 | -1356.7592 | 3104.5938 | 2677.7991 | 3538.2996 | 323.5141 | -1080.5968
2030-05-14 | 9 | 460.3872 | 460.3872 | 0 | 199.8963 | 199.8963 | 3777.1387 | 1812.9685 | 1168.9705 | 1871.5369 | 1821.2448 | 3538.2996 | 485.2712 | -1080.5968
2030-05-14 | 10 | 460.3872 | 460.3872 | 0 | 199.8963 | 199.8963 | 3777.1387 | 1812.9685 | -285.2821 | 1871.5369 | 1821.2448 | 3538.2996 | 485.2712 | -1080.5968
2030-05-14 | 11 | 306.9248 | 316.4495 | 0 | 133.2642 | 133.2642 | 3777.1387 | 1306.6669 | -859.6039 | 1871.5369 | 1821.2448 | 3538.2996 | 485.2712 | -1080.5968
2030-05-14 | 12 | 153.4624 | 153.4624 | 0 | 0 | 0 | 3777.1387 | 1812.9685 | -1435.2847 | 3691.5579 | 3642.4895 | 3538.2996 | 647.0283 | -1080.5968
2030-05-14 | 13 | 460.3872 | 457.1884 | 0 | 199.8963 | 199.8963 | 3777.1387 | 1812.9685 | -319.5146 | 3743.0737 | 3642.4895 | 3538.2996 | 472.6953 | -1080.5968
2030-05-14 | 14 | 153.4624 | 153.4624 | 0 | 199.8963 | 199.8963 | 3777.1387 | 3625.937 | -663.8607 | 2142.7405 | 1821.2448 | 3538.2996 | 497.2871 | -1080.5968
2030-05-14 | 15 | 153.4624 | 153.4624 | 0 | 0 | 0 | 3777.1387 | 1812.9685 | 421.1634 | 3743.0737 | 2532.8894 | 3538.2996 | 557.9058 | -1080.5968
2030-05-14 | 16 | 269.0625 | 306.9248 | 0 | 133.2642 | 186.6927 | 3777.1387 | 3625.937 | 59.0132 | 3100.502 | 1821.2448 | 3538.2996 | 647.0283 | -1080.5968
2030-05-14 | 17 | 153.4624 | 153.4624 | 0 | 199.8963 | 199.8963 | 3777.1387 | 3625.937 | -2.7895e-05 | 3743.0737 | 2971.9397 | 3538.2996 | 639.998 | -1080.5968
2030-05-14 | 18 | 153.4624 | 153.4624 | 0 | 128.5018 | 133.2642 | 3777.1387 | 3489.4453 | 1892.6136 | 3743.0737 | 3143.1714 | 3538.2996 | 647.0283 | -1080.5968
2030-05-14 | 19 | 153.4624 | 153.4624 | 0 | 0 | 51.6876 | 3777.1387 | 3509.9902 | 3781.3425 | 3743.0737 | 3642.4895 | 3538.2996 | 647.0283 | -1080.5968
2030-05-14 | 20 | 153.4624 | 153.4624 | 0 | 0 | 44.0734 | 3777.1387 | 3625.937 | 3785.2273 | 3743.0737 | 3642.4895 | 3538.2996 | 647.0283 | -1080.5968
2030-05-14 | 21 | 153.4624 | 153.4624 | 646.4664 | 66.6321 | 66.6321 | 3777.1387 | 3625.937 | 3785.2273 | 3743.0737 | 3642.4895 | 3538.2996 | 615.1796 | -1080.5968
2030-05-14 | 22 | 153.4624 | 153.4624 | 0 | 65.1799 | 66.6321 | 3777.1387 | 3625.937 | 3785.2273 | 3743.0737 | 3642.4895 | 3538.2996 | 647.0283 | -1080.5968
2030-05-14 | 23 | 153.4624 | 153.4624 | 0 | 0 | 0 | 3777.1387 | 3625.937 | 3785.2273 | 3743.0737 | 3642.4895 | 3538.2996 | 156.611 | -1080.5968
2030-05-14 | 24 | 153.4624 | 153.4624 | 0 | 0 | 0 | 3777.1387 | 3625.937 | 3785.2273 | 3743.0737 | 3642.4895 | 3538.2996 | 13.8893 | -1080.5968
2030-05-15 | 1 | 153.4624 | 153.4624 | 0 | 0 | 0 | 3777.1387 | 3625.937 | 3785.2273 | 3743.0737 | 3642.4895 | 3538.2996 | 352.6494 | -1080.5968
2030-05-15 | 2 | 153.4624 | 153.4624 | 0 | 0 | 0 | 3777.1387 | 3625.937 | 3785.2273 | 3743.0737 | 3642.4895 | 3538.2996 | 0 | -1080.5968
2030-05-15 | 3 | 0 | 0 | 0 | 0 | 0 | 3777.1387 | 3625.937 | 854.4673 | 3743.0737 | 3642.4895 | 3538.2996 | 0 | -1080.5968
2030-05-15 | 4 | 0 | 0 | 0 | 0 | 0 | 3777.1387 | 3286.3354 | -76.3633 | 3743.0737 | 3186.3853 | 3538.2996 | 0 | -1080.5968
2030-05-15 | 5 | 153.4624 | 153.4624 | 0 | 0 | 0 | 3777.1387 | 3409.9927 | -863.1453 | 3741.0684 | 1821.2448 | 3538.2996 | 0 | -1080.5968
2030-05-15 | 6 | 153.4624 | 153.4624 | 504.5965 | 0 | 0 | 3777.1387 | 3625.937 | -1286.1819 | 3585.2527 | 1821.2448 | 3538.2996 | 0 | -1080.5968
2030-05-15 | 7 | 153.4624 | 153.4624 | 4.6048 | 0 | 0 | 3777.1387 | 2436.7668 | -283.2132 | 1871.5369 | 1821.2448 | 3538.2996 | 0 | -1080.5968
2030-05-15 | 8 | 153.4624 | 153.4624 | 61.0393 | 0 | 0 | 3777.1387 | 1920.5884 | -1892.6125 | 1871.5369 | 1821.2448 | 3538.2996 | 323.5141 | -1080.5968
2030-05-15 | 9 | 153.4624 | 153.4624 | 0 | 66.6321 | 66.6321 | 3777.1387 | 1502.4242 | -1006.3336 | 1871.5369 | 1821.2448 | 3538.2996 | 485.2712 | -1080.5968
2030-05-15 | 10 | 153.4624 | 153.4624 | 0 | 0 | 0 | 3777.1387 | 435.8971 | -1403.8313 | 1871.5369 | 1821.2448 | 3538.2996 | 647.0283 | -1080.5968
2030-05-15 | 11 | 153.4624 | 153.4624 | 0 | 0 | 0 | 3777.1387 | 462.7291 | -1076.5383 | 1871.5369 | 1821.2448 | 3538.2996 | 606.8949 | -1080.5968
2030-05-15 | 12 | 153.4624 | 195.2095 | 0 | 133.2642 | 133.2642 | 3777.1387 | 551.3447 | -680.1904 | 1871.5369 | 1821.2448 | 3538.2996 | 485.2712 | -1080.5968
2030-05-15 | 13 | 460.3872 | 460.3872 | 484.8498 | 199.8963 | 199.8963 | 3777.1387 | 3040.6462 | 1076.1726 | 1871.5369 | 1821.2448 | 3538.2996 | 323.5141 | -1080.5968
2030-05-15 | 14 | 460.3872 | 460.3872 | 484.8498 | 199.8963 | 199.8963 | 3777.1387 | 1812.9685 | 419.0794 | 1871.5369 | 1821.2448 | 3538.2996 | 0 | -1080.5968
2030-05-15 | 15 | 460.3872 | 460.3872 | 646.4664 | 219.9596 | 199.8963 | 3777.1387 | 168.9816 | 154.9246 | 1871.5369 | 1821.2448 | 3538.2996 | 0 | -1080.5968
2030-05-15 | 16 | 460.3872 | 460.3872 | 646.4664 | 199.8963 | 199.8963 | 3777.1387 | 168.9793 | 32.625 | 1871.5369 | 1821.2448 | 3538.2996 | 0 | -1080.5968
2030-05-15 | 17 | 460.3872 | 460.3872 | 646.4664 | 199.8963 | 199.8963 | 3777.1387 | 1812.9685 | 732.7106 | 1871.5369 | 1821.2448 | 3538.2996 | 0 | -1080.5968
2030-05-15 | 18 | 460.3872 | 460.3872 | 484.8498 | 199.8963 | 199.8963 | 3777.1387 | 1812.9685 | 1892.6136 | 2484.5261 | 1821.2448 | 3538.2996 | 115.2586 | -1080.5968
2030-05-15 | 19 | 306.9248 | 413.0668 | 0 | 133.2642 | 133.2642 | 3777.1387 | 1812.9685 | -413.0479 | 1871.5369 | 2709.5469 | 3538.2996 | 485.2712 | -1080.5968
2030-05-15 | 20 | 153.4624 | 153.4624 | 0 | 0 | 0 | 3777.1387 | 2071.5417 | -710.1844 | 3074.1006 | 1821.2448 | 3538.2996 | 391.971 | -1080.5968
2030-05-15 | 21 | 153.4624 | 153.4624 | 0 | 0 | 0 | 3777.1387 | 3625.937 | -914.2101 | 1917.045 | 1821.2448 | 3538.2996 | 647.0283 | -1080.5968
2030-05-15 | 22 | 153.4624 | 153.4624 | 0 | 0 | 0 | 3777.1387 | 3625.937 | -457.3627 | 2466.5647 | 1821.2448 | 3538.2996 | 432.2444 | -1080.5968
2030-05-15 | 23 | 153.4624 | 153.4624 | 0 | 50.0226 | 0 | 3777.1387 | 3412.8848 | 151.9 | 3571.6526 | 1821.2448 | 3538.2996 | 485.2712 | -1080.5968
2030-05-15 | 24 | 153.4624 | 153.4624 | 0 | 0 | 0 | 3777.1387 | 3625.937 | 350.5114 | 3743.0737 | 2799.7991 | 3538.2996 | 392.567 | -1080.5968
2030-05-16 | 1 | 153.4624 | 153.4624 | 0 | 0 | 0 | 3777.1387 | 1603.7196 | 882.0015 | 3743.0737 | 3642.4895 | 3538.2996 | 647.0283 | -1080.5968
2030-05-16 | 2 | 153.4624 | 153.4624 | 0 | 0 | 0 | 3777.1387 | 1864.4875 | 1195.0828 | 3743.0737 | 3642.4895 | 3538.2996 | 574.5185 | -1080.5968
2030-05-16 | 3 | 153.4624 | 153.4624 | 0 | 0 | 0 | 3777.1387 | 764.1854 | 1104.5568 | 3743.0737 | 3642.4895 | 3538.2996 | 376.0578 | -1080.5968
2030-05-16 | 4 | 153.4624 | 153.4624 | 0 | 0 | 0 | 3777.1387 | 1453.6827 | 652.3665 | 3743.0737 | 3642.4895 | 3538.2996 | 0 | -1080.5968
2030-05-16 | 5 | 153.4624 | 153.4624 | 0 | 0 | 0 | 3777.1387 | 716.3142 | 1892.6136 | 3743.0737 | 3642.4895 | 3538.2996 | 0 | -1080.5968
2030-05-16 | 6 | 153.4624 | 153.4624 | 0 | 0 | 0 | 3777.1387 | 215.953 | 45.8021 | 3743.0737 | 2865.1821 | 3538.2996 | 0 | -1080.5968
2030-05-16 | 7 | 153.4624 | 153.4624 | 0 | 0 | 0 | 3777.1387 | 215.9518 | -763.754 | 3657.241 | 1821.2448 | 3538.2996 | 0 | -1080.5968
2030-05-16 | 8 | 153.4624 | 153.4624 | 0 | 66.6321 | 66.6321 | 3777.1387 | 1812.9685 | -163.2251 | 1871.5369 | 1821.2448 | 3538.2996 | 316.5559 | -1080.5968
2030-05-16 | 9 | 153.4624 | 153.4624 | 0 | 0 | 0 | 3777.1387 | 2154.0818 | -1128.6901 | 1871.5369 | 1821.2448 | 3538.2996 | 485.2712 | -1080.5968
2030-05-16 | 10 | 153.4624 | 153.4624 | 0 | 0 | 0 | 3777.1387 | 2775.9128 | -1105.5055 | 1871.5369 | 1821.2448 | 3538.2996 | 485.2712 | -1080.5968
2030-05-16 | 11 | 153.4624 | 153.4624 | 0 | 199.8963 | 199.8963 | 3777.1387 | 3625.937 | -892.1529 | 2646.7637 | 1196.0554 | 3538.2996 | 647.0283 | -1080.5968
2030-05-16 | 12 | 284.5361 | 153.4624 | 0 | 199.8963 | 199.8963 | 3777.1387 | 1812.9685 | -734.0609 | 3743.0737 | 988.2529 | 3538.2996 | 607.4039 | -1080.5968
2030-05-16 | 13 | 460.3872 | 460.3872 | 0 | 199.8963 | 199.8963 | 3777.1387 | 215.9496 | 272.1865 | 1871.5369 | 1821.2448 | 2809.9551 | 647.0283 | -1080.5968
2030-05-16 | 14 | 460.3872 | 460.3872 | 646.4664 | 215.9685 | 266.4163 | 3777.1387 | 168.9814 | 0 | 1871.5369 | 1821.2448 | 3538.2996 | 0 | -1080.5968
2030-05-16 | 15 | 460.3872 | 460.3872 | 646.4664 | 199.8963 | 214.8452 | 3777.1387 | 168.9816 | 0 | 1871.5369 | 359.2274 | 3114.7456 | 0 | -1080.5968
2030-05-16 | 16 | 460.3872 | 460.3872 | 646.4664 | 199.8963 | 199.8963 | 3376.2925 | 168.9822 | 0 | 1871.5369 | 0 | 3253.917 | 243.9163 | -1080.5968
2030-05-16 | 17 | 460.3872 | 460.3872 | 646.4664 | 266.4163 | 266.4163 | 3777.1387 | 168.9806 | 0 | 1871.5369 | 50.8426 | 3538.2996 | 222.7398 | -1080.5968
2030-05-16 | 18 | 460.3872 | 460.3872 | 646.4664 | 244.3909 | 199.8963 | 3777.1387 | 168.9822 | -36.7848 | 1871.5369 | 0 | 3538.2996 | 251.9473 | -1080.5968
2030-05-16 | 19 | 460.3872 | 460.3872 | 323.2332 | 199.8963 | 199.8963 | 3777.1387 | 168.9807 | -1760.1707 | 1871.5369 | 1229.0403 | 2964.8816 | 323.5141 | -1080.5968
2030-05-16 | 20 | 155.0736 | 306.9248 | 0 | 199.8963 | 199.8963 | 3777.1387 | 215.9524 | -2776.9661 | 1871.5369 | 1821.2448 | 1895.309 | 618.4012 | -1080.5968
2030-05-16 | 21 | 153.4624 | 153.4624 | 0 | 66.6321 | 106.5668 | 3777.1387 | 1812.9685 | -1974.3839 | 1871.5369 | 1821.2448 | 3538.2996 | 485.2712 | -1080.5968
2030-05-16 | 22 | 153.4624 | 153.4624 | 33.5478 | 172.3213 | 133.2642 | 3777.1387 | 3602.991 | -1730.7267 | 1871.5369 | 1821.2448 | 3538.2996 | 647.0283 | -1080.5968
2030-05-16 | 23 | 153.4624 | 153.4624 | 0 | 0 | 0 | 3777.1387 | 1812.9685 | -1170.0952 | 3743.0737 | 1821.2448 | 3514.8494 | 485.2712 | -1080.5968
2030-05-16 | 24 | 153.4624 | 153.4624 | 224.9553 | 0 | 0 | 3777.1387 | 1812.9685 | -880.2333 | 2538.4956 | 3642.4895 | 3538.2996 | 0 | -1080.5968
2030-05-17 | 1 | 153.4624 | 153.4624 | 505.1115 | 0 | 0 | 3777.1387 | 168.98 | -1402.5426 | 1871.5369 | 1821.2448 | 3538.2996 | 0 | -1080.5968
2030-05-17 | 2 | 153.4624 | 153.4624 | 646.4664 | 0 | 0 | 3777.1387 | 215.952 | -1434.6112 | -284.9157 | 511.2585 | 2142.4749 | 0 | -1080.5968
2030-05-17 | 3 | 153.4624 | 153.4624 | 0 | 0 | 0 | 3777.1387 | 213.9524 | -1210.7002 | -1551.9814 | -4.53e-06 | 2161.9194 | 0 | -1080.5968
2030-05-17 | 4 | 153.4624 | 153.4624 | 0 | 0 | 0 | 3777.1387 | 215.9524 | -860.517 | -1756.9387 | -4.53e-06 | 3538.2996 | 0 | -1080.5968
2030-05-17 | 5 | 153.4624 | 153.4624 | 609.2473 | 0 | 0 | 3777.1387 | 168.9805 | -338.6093 | 1871.5369 | 0 | 3538.2996 | 0 | -1080.5968
2030-05-17 | 6 | 153.4624 | 153.4624 | 288.8743 | 0 | 0 | 3777.1387 | 168.9802 | -385.4907 | 1871.5369 | 1821.2448 | 3538.2996 | 0 | -1080.5968
2030-05-17 | 7 | 153.4624 | 153.4624 | 0 | 66.6321 | 15.6828 | 3777.1387 | 190.6808 | 1880.6562 | 1871.5369 | 1821.2448 | 2581.6072 | 0 | -1080.5968
2030-05-17 | 8 | 460.3872 | 460.3872 | 9.7535 | 199.8963 | 197.5126 | 3777.1387 | 215.9536 | 247.8993 | 1871.5369 | 1821.2448 | 2819.1265 | 538.6627 | -1080.5968
2030-05-17 | 9 | 460.3872 | 460.3872 | 130.1293 | 139.0316 | 199.8963 | 2974.9402 | 215.9542 | 567.3524 | 1871.5369 | 1821.2448 | 3074.0684 | 542.8661 | -1080.5968
2030-05-17 | 10 | 460.3872 | 460.3872 | 0 | 133.2642 | 175.4513 | 2992.5745 | 168.9817 | 449.6332 | 1871.5369 | 1821.2448 | 3538.2996 | 647.0283 | -1080.5968
2030-05-17 | 11 | 153.4624 | 164.4461 | 0 | 133.2642 | 133.2642 | 3777.1387 | 215.9533 | 1507.9528 | 3743.0737 | -4.53e-06 | 3538.2996 | 647.0283 | -1080.5968
2030-05-17 | 12 | 153.4624 | 178.7279 | 0 | 133.2642 | 133.2642 | 3777.1387 | 215.9518 | 2019.8073 | 3743.0737 | 320.1569 | 3538.2996 | 647.0283 | -1080.5968
2030-05-17 | 13 | 335.1196 | 306.9248 | 0 | 66.6321 | 50.6067 | 3777.1387 | 417.3795 | 1495.4114 | 3743.0737 | 2014.6906 | 3538.2996 | 647.0283 | -1080.5968
2030-05-17 | 14 | 153.4624 | 153.4624 | 0 | 27.6334 | 66.6321 | 3777.1387 | 1829.2449 | 31.0622 | 2257.0461 | 1821.2448 | 3538.2996 | 485.2712 | -1080.5968
2030-05-17 | 15 | 460.3872 | 407.9803 | 646.4664 | 133.2642 | 133.2642 | 3777.1387 | 168.9816 | 199.8233 | 1871.5369 | 1185.8741 | 3538.2996 | 0 | -1080.5968
2030-05-17 | 16 | 460.3872 | 448.4027 | 646.4664 | 133.2642 | 133.2642 | 3777.1387 | 168.9805 | 1662.625 | 1871.5369 | 0 | 2322.594 | 0 | -1080.5968
2030-05-17 | 17 | 153.4624 | 153.4624 | 646.4664 | 133.2642 | 133.2642 | 3777.1387 | 168.9813 | 0 | 1871.5369 | 568.1916 | 3538.2996 | 0 | -1080.5968
2030-05-17 | 18 | 153.4624 | 153.4624 | 646.4664 | 137.8658 | 133.2642 | 3777.1387 | 168.9808 | 0 | 1871.5369 | 1784.3245 | 1950.6743 | 0 | -1080.5968
2030-05-17 | 19 | 153.4624 | 153.4624 | 646.4664 | 107.4951 | 66.6321 | 3588.1028 | 168.9814 | 1892.6136 | 1871.5369 | 1821.2448 | 3538.2996 | 275.4522 | -1080.5968
2030-05-17 | 20 | 153.4624 | 153.4624 | 0 | 66.6321 | 91.8724 | 3729.3618 | 215.952 | 2567.0999 | 3743.0737 | 3642.4895 | 419.35 | 607.3657 | -1080.5968
2030-05-17 | 21 | 153.4624 | 153.4624 | 0 | 94.2041 | 66.6321 | 3777.1387 | 213.9528 | 3785.2273 | 3743.0737 | 3642.4895 | 265.2463 | 647.0283 | -1080.5968
2030-05-17 | 22 | 153.4624 | 153.4624 | 0 | 133.2642 | 86.1329 | 3777.1387 | 215.9523 | 3785.2273 | 3743.0737 | 3642.4895 | 328.272 | 647.0283 | -1080.5968
2030-05-17 | 23 | 153.4624 | 153.4624 | 0 | 32.9452 | 0 | 3777.1387 | 213.9529 | 3785.2273 | 3743.0737 | 3642.4895 | 265.2476 | 225.994 | -1080.5968
2030-05-17 | 24 | 153.4624 | 153.4624 | 0 | 66.6321 | 28.8645 | 3777.1387 | -0.00096011 | 3785.2273 | 3743.0737 | 3642.4895 | -5.9605e-05 | 216.8296 | -1080.5968
2030-05-18 | 1 | 0 | 0 | 0 | 114.6759 | 133.2642 | 3777.1387 | 213.9534 | 3785.2273 | 3743.0737 | 3642.4895 | -337.4646 | 0 | -1080.5968
2030-05-18 | 2 | 0 | 0 | 0 | 66.6321 | 24.7909 | 3632.8081 | 213.9523 | 1979.7893 | 3743.0737 | 3642.4895 | 135.7338 | 0 | -4.53e-06
2030-05-18 | 3 | 0 | 0 | 0 | 0 | 0 | 3777.1387 | 228.8466 | -314.8279 | 3743.0737 | 3642.4895 | 1343.7834 | 0 | -4.53e-06
2030-05-18 | 4 | 0 | 0 | 0 | 0 | 0 | 3777.1387 | 230.9891 | -1518.066 | 3054.0286 | 3642.4895 | 3018.3201 | 0 | -4.53e-06
2030-05-18 | 5 | 0 | 0 | 0 | 0 | 0 | 3777.1387 | 1786.6271 | -1392.4625 | 3277.7734 | 3642.4895 | 3538.2996 | 0 | -470.4485
2030-05-18 | 6 | 0 | 0 | 0 | 0 | 0 | 3777.1387 | 3070.0513 | -1534.7123 | 1748.7062 | 3642.4895 | 3538.2996 | 0 | -4.53e-06
2030-05-18 | 7 | 153.4624 | 153.4624 | 0 | 0 | 0 | 3777.1387 | 3625.937 | -1650.3058 | 2957.7959 | 3642.4895 | 3538.2996 | 0 | -1080.5968
2030-05-18 | 8 | 153.4624 | 153.4624 | 0 | 0 | 0 | 3777.1387 | 3625.937 | -808.3505 | 3743.0737 | 3642.4895 | 3538.2996 | 0 | -1080.5968
2030-05-18 | 9 | 153.4624 | 153.4624 | 0 | 0 | 0 | 3777.1387 | 3625.937 | -1842.2078 | 3743.0737 | 3642.4895 | 3538.2996 | 0 | -1080.5968
2030-05-18 | 10 | 153.4624 | 153.4624 | 0 | 0 | 0 | 3777.1387 | 3625.937 | -1718.6434 | 1950.7102 | 3642.4895 | 3538.2996 | 0 | -1080.5968
2030-05-18 | 11 | 153.4624 | 153.4624 | 0 | 0 | 0 | 3777.1387 | 3404.8914 | -1435.3903 | 3743.0737 | 3642.4895 | 3538.2996 | 0 | -1080.5968
2030-05-18 | 12 | 153.4624 | 153.4624 | 0 | 0 | 0 | 3777.1387 | 878.6111 | -1939.7797 | 2814.5596 | 3642.4895 | 3538.2996 | 323.5141 | -1080.5968
2030-05-18 | 13 | 153.4624 | 153.4624 | 0 | 0 | 0 | 3777.1387 | 215.9529 | -1167.4584 | -1871.5369 | 730.886 | 3538.2996 | 323.5141 | -1080.5968
2030-05-18 | 14 | 153.4624 | 153.4624 | 117.0731 | 0 | 0 | 3777.1387 | 213.9523 | 47.0257 | -1871.5369 | -818.0433 | 808.6226 | 159.7944 | -1080.5968
2030-05-18 | 15 | 153.4624 | 153.4624 | 41.4189 | 0 | 0 | 1888.5693 | 166.9221 | 689.2213 | -8.0903 | -872.8364 | 700.741 | 323.5141 | -1080.5968
2030-05-18 | 16 | 153.4624 | 153.4624 | 646.4664 | 0 | 0 | 1888.5693 | 0 | 532.3789 | 0 | -293.5731 | -821.9166 | 0 | -1080.5968
2030-05-18 | 17 | 153.4624 | 153.4624 | 442.3854 | 0 | 0 | 239.4425 | 0 | 502.4424 | 0 | 0 | -1046.2018 | 0 | -1080.5968
2030-05-18 | 18 | 153.4624 | 153.4624 | 468.3836 | 0 | 0 | 354.0745 | -1425.3138 | 557.6164 | 0 | 0 | -620.9844 | 0 | -1080.5968
2030-05-18 | 19 | 153.4624 | 153.4624 | 646.4664 | 0 | 0 | 1888.5693 | -1812.9685 | 213.8567 | 0 | 0 | -1769.1498 | 0 | -1080.5968
2030-05-18 | 20 | 153.4624 | 153.4624 | 646.4664 | 0 | 0 | 1888.5693 | 0 | 324.9362 | -136.5497 | 458.5143 | 0 | 0 | -1080.5968
2030-05-18 | 21 | 153.4624 | 153.4624 | 323.2332 | 0 | 0 | 1888.5693 | 166.9226 | 321.9235 | 1109.8368 | -398.7387 | 660.5034 | 71.1287 | -1080.5968
2030-05-18 | 22 | 153.4624 | 153.4624 | 0 | 0 | 0 | 1888.5693 | 166.9222 | 604.3216 | 1531.012 | -1821.2448 | 1685.019 | 323.5141 | -1080.5968
2030-05-18 | 23 | 153.4624 | 153.4624 | 484.8498 | 0 | 0 | 1888.5693 | 166.9225 | -144.6201 | -488.157 | 0 | 221.0134 | 0 | -1080.5968
2030-05-18 | 24 | 153.4624 | 153.4624 | 323.2332 | 0 | 0 | 3777.1387 | 166.9225 | 275.3428 | -1871.5369 | -299.3684 | 221.0162 | 0 | -1080.5968
2030-05-19 | 1 | 153.4624 | 153.4624 | 98.1053 | 0 | 0 | 2435.574 | 166.9225 | 1485.4274 | 0 | -1751.9071 | 221.0143 | 0 | -1080.5968
2030-05-19 | 2 | 153.4624 | 153.4624 | 0 | 0 | 0 | 3777.1387 | 166.9224 | 744.9774 | 0 | -1524.14 | 2208.0779 | 0 | -1080.5968
2030-05-19 | 3 | 153.4624 | 153.4624 | 424.5878 | 0 | 0 | 3777.1387 | 215.9514 | -1466.1115 | -898.2157 | 1821.2448 | 3538.2996 | 0 | -1080.5968
2030-05-19 | 4 | 153.4624 | 153.4624 | 0 | 0 | 0 | 3777.1387 | 3625.937 | -670.4594 | 1871.537 | 2895.2158 | 3538.2996 | 0 | -1080.5968
2030-05-19 | 5 | 153.4624 | 153.4624 | 0 | 0 | 0 | 3777.1387 | 3625.937 | -260.362 | 3743.0737 | 3642.4895 | 3538.2996 | 0 | -1080.5968
2030-05-19 | 6 | 153.4624 | 153.4624 | 0 | 0 | 0 | 3777.1387 | 3625.937 | -526.7032 | 3369.1165 | 3642.4895 | 3538.2996 | 0 | -1080.5968
2030-05-19 | 7 | 0 | 0 | 0 | 0 | 0 | 3777.1387 | 3625.937 | -1586.3851 | 3743.0737 | 1637.5369 | 3538.2996 | 0 | -1080.5968
2030-05-19 | 8 | 153.4624 | 93.8149 | 0 | 0 | 0 | 3777.1387 | 3625.937 | -2320.2737 | 3743.0737 | 3642.4895 | 3538.2996 | 0 | -1080.5968
2030-05-19 | 9 | 153.4624 | 153.4624 | 0 | 0 | 0 | 3777.1387 | 3625.937 | 390.968 | 3743.0737 | 3642.4895 | 3538.2996 | 0 | -1080.5968
2030-05-19 | 10 | 153.4624 | 153.4624 | 0 | 0 | 0 | 3777.1387 | 3625.937 | 1384.7874 | 3743.0737 | 3642.4895 | 3538.2996 | 0 | -1080.5968
2030-05-19 | 11 | 153.4624 | 153.4624 | 0 | 0 | 0 | 3777.1387 | 3625.937 | 490.7917 | 3743.0737 | 3642.4895 | 3538.2996 | 0 | -1080.5968
2030-05-19 | 12 | 153.4624 | 153.4624 | 0 | 0 | 0 | 3777.1387 | 3625.937 | -2547.1812 | 3743.0737 | 3642.4895 | 3538.2996 | 200.7516 | -1080.5968
2030-05-19 | 13 | 153.4624 | 153.4624 | 0 | 0 | 0 | 3777.1387 | 2544.8145 | -2452.4363 | 1305.4193 | 1821.2448 | 3538.2996 | 426.3021 | -1080.5968
2030-05-19 | 14 | 153.4624 | 153.4624 | 0 | 0 | 0 | 3777.1387 | 215.9511 | -1311.129 | -1260.0392 | -4.53e-06 | 3538.2996 | 485.2712 | -1080.5968
2030-05-19 | 15 | 153.4624 | 153.4624 | 0 | 0 | 0 | 3777.1387 | 215.9524 | -928.5825 | -1093.1896 | 49.3586 | 839.1356 | 265.2797 | -1080.5968
2030-05-19 | 16 | 153.4624 | 153.4624 | 646.4664 | 0 | 0 | 1888.5693 | 0 | -237.2726 | 0 | 0 | -478.9457 | 0 | -1080.5968
2030-05-19 | 17 | 153.4624 | 153.4624 | 646.4664 | 0 | 0 | 1888.5693 | 0 | 476.1178 | 0 | -1821.2448 | -1359.6646 | 0 | -1080.5968
2030-05-19 | 18 | 153.4624 | 153.4624 | 646.4664 | 0 | 0 | 1888.5693 | 0 | 1625.5128 | 0 | -2216.0645 | -967.2791 | 0 | -1080.5968
2030-05-19 | 19 | 153.4624 | 153.4624 | 646.4664 | 133.2642 | 133.2642 | 3499.0754 | 0 | 1892.6136 | 650.0676 | -3589.7288 | -630.0591 | 0 | -1080.5968
2030-05-19 | 20 | 460.3872 | 460.3872 | 646.4664 | 199.8963 | 199.8963 | 1888.5693 | 0 | 3768.177 | 0 | -2820.092 | -25.1455 | 0 | -1080.5968
2030-05-19 | 21 | 460.3872 | 460.3872 | 646.4664 | 199.8963 | 199.8963 | 1888.5693 | 166.9224 | 1144.4406 | 1643.4436 | 0 | 1011.5923 | 0 | -1080.5968
2030-05-19 | 22 | 460.3872 | 460.3872 | 646.4664 | 199.8963 | 199.8963 | 1888.5693 | 166.9221 | 924.689 | 1871.5369 | 1821.2448 | 1418.1082 | 0 | -1080.5968
2030-05-19 | 23 | 460.3872 | 460.3872 | 646.4664 | 199.8963 | 199.8963 | 1888.5693 | 166.9226 | 1241.053 | 1871.5369 | 171.5908 | 1496.2592 | 0 | -1080.5968
2030-05-19 | 24 | 460.3872 | 460.3872 | 646.4664 | 199.8963 | 199.8963 | 1888.5693 | 166.9223 | 1526.9802 | 0 | 1614.9216 | 221.0153 | 0 | -1080.5968
2030-05-20 | 1 | 153.4624 | 153.4624 | 0 | 0 | 0 | 3777.1387 | 166.9225 | 720.3002 | 0 | 1821.2448 | 1635.5432 | 0 | -1080.5968
2030-05-20 | 2 | 153.4624 | 153.4624 | 0 | 0 | 0 | 3777.1387 | 1496.8842 | -81.4084 | 3279.7043 | 3642.4895 | 3538.2996 | 0 | -1080.5968
2030-05-20 | 3 | 0 | 0 | 0 | 0 | 0 | 3777.1387 | 1016.5716 | -699.102 | 1394.2749 | 3642.4895 | 3538.2996 | 0 | -1080.5968
2030-05-20 | 4 | 0 | 0 | 0 | 0 | 0 | 3777.1387 | 3476.8865 | -761.4515 | 1035.692 | 3642.4895 | 3538.2996 | 0 | -1080.5968
2030-05-20 | 5 | 0 | 0 | 0 | 0 | 0 | 3777.1387 | 3625.937 | -889.0052 | 539.166 | 3642.4895 | 3538.2996 | 0 | -1080.5968
2030-05-20 | 6 | 153.4624 | 153.4624 | 0 | 0 | 0 | 3777.1387 | 3625.937 | -509.271 | 2619.0361 | 3642.4895 | 3538.2996 | 0 | -1080.5968
2030-05-20 | 7 | 153.4624 | 153.4624 | 0 | 0 | 0 | 3777.1387 | 3625.937 | -676.7944 | -13.0697 | 3642.4895 | 3538.2996 | 0 | -803.5109
2030-05-20 | 8 | 153.4624 | 153.4624 | 323.722 | 199.8963 | 186.0987 | 3777.1387 | 3625.937 | -72.5135 | 574.9094 | 1821.2448 | 3538.2996 | 0 | -1080.5968
2030-05-20 | 9 | 460.3872 | 460.3872 | 0 | 199.8963 | 199.8963 | 3777.1387 | 3625.937 | -286.377 | -504.2921 | 1821.2448 | 3538.2996 | 0 | -1080.5968
2030-05-20 | 10 | 460.3872 | 460.3872 | 0 | 199.8963 | 199.8963 | 3777.1387 | 516.4132 | -85.4 | -1608.884 | 1821.2448 | 3538.2996 | 0 | -1080.5968
2030-05-20 | 11 | 460.3872 | 460.3872 | 646.4664 | 199.8963 | 199.8963 | 2843.001 | 168.9826 | 569.0476 | 0 | 1821.2448 | 1769.1498 | 0 | -1080.5968
2030-05-20 | 12 | 460.3872 | 460.3872 | 378.3458 | 199.8963 | 199.8963 | 2023.1827 | 168.9804 | 964.4841 | 0 | 1821.2448 | 1769.1498 | 0 | -1080.5968
2030-05-20 | 13 | 460.3872 | 460.3872 | 323.2332 | 199.8963 | 199.8963 | 3777.1387 | 168.9823 | 1418.115 | 777.1592 | 1821.2448 | 3538.2996 | 0 | -1080.5968
2030-05-20 | 14 | 460.3872 | 460.3872 | 646.4664 | 199.8963 | 144.6243 | 1888.5693 | 168.9807 | 837.3373 | 0 | 3424.9985 | 1918.4343 | 209.491 | -1080.5968
2030-05-20 | 15 | 460.3872 | 460.3872 | 646.4664 | 199.8963 | 180.1193 | 1888.5693 | 166.9229 | 1385.9579 | 0 | 1821.2448 | 1586.5741 | 0 | -1080.5968
2030-05-20 | 16 | 460.3872 | 460.3872 | 646.4664 | 266.4163 | 236.6279 | 1888.5693 | 166.9222 | 1914.6727 | 1639.0986 | 1821.2448 | 829.331 | 0 | -1080.5968
2030-05-20 | 17 | 460.3872 | 460.3872 | 646.4664 | 208.4441 | 199.8963 | 1888.5693 | 166.9221 | 2905.6484 | 1871.5369 | 1186.2548 | 221.0138 | 0 | -1080.5968
2030-05-20 | 18 | 460.3872 | 460.3872 | 646.4664 | 199.8963 | 176.0312 | 1888.5693 | 166.9227 | 2207.2292 | 1871.5369 | 1121.4686 | 221.0138 | 0 | -1080.5968
2030-05-20 | 19 | 460.3872 | 460.3872 | 646.4664 | 164.9442 | 133.2642 | 1888.5693 | 166.9225 | 2088.0791 | 1277.1638 | 984.8283 | 221.0133 | 0 | -1080.5968
2030-05-20 | 20 | 306.9248 | 455.5441 | 646.4664 | 133.2642 | 133.2642 | 1888.5693 | 166.9223 | 1892.6136 | 1871.5369 | 1664.2285 | 0 | 0 | -1080.5968
2030-05-20 | 21 | 321.6703 | 306.9248 | 646.4664 | 133.2642 | 133.2642 | 3092.4585 | 168.981 | 1892.6136 | 1871.5369 | 2822.0061 | 1769.1498 | 0 | -1080.5968
2030-05-20 | 22 | 306.9248 | 216.9069 | 646.4664 | 199.8963 | 199.8963 | 2479.3713 | 168.9809 | 2305.261 | 1871.5369 | 1821.2448 | 1769.1498 | 0 | -1080.5968
2030-05-20 | 23 | 460.3872 | 319.3948 | 482.9435 | 133.2642 | 133.2642 | 3575.0283 | 166.9226 | 2438.0579 | 0 | 0 | 1769.1498 | 0 | -1080.5968
2030-05-20 | 24 | 460.3872 | 335.8889 | 0 | 0 | 0 | 3703.9172 | 166.9223 | 2290.7961 | 0 | 691.618 | 1769.1498 | 0 | -1080.5968
2030-05-21 | 1 | 153.4624 | 169.375 | 0 | 0 | 0 | 3777.1387 | 166.9224 | 1645.3236 | 1871.5369 | 1821.2448 | 1769.1498 | 0 | -1080.5968
2030-05-21 | 2 | 153.4624 | 153.4624 | 0 | 0 | 0 | 3777.1387 | 1812.9685 | 1219.5896 | 1991.981 | 3642.4895 | 3538.2996 | 0 | -1080.5968
2030-05-21 | 3 | 153.4624 | 153.4624 | 0 | 266.4163 | 266.4163 | 3777.1387 | 844.4642 | 1351.8043 | 3743.0737 | 3642.4895 | 3538.2996 | 0 | -1080.5968
2030-05-21 | 4 | 153.4624 | 153.4624 | 0 | 0 | 0 | 3777.1387 | 230.9878 | 1287.999 | 3743.0737 | 3642.4895 | 3538.2996 | 0 | -1080.5968
2030-05-21 | 5 | 153.4624 | 153.4624 | 0 | 0 | 0 | 3777.1387 | 333.9505 | 1493.7598 | 3743.0737 | 3642.4895 | 3538.2996 | 0 | -1080.5968
2030-05-21 | 6 | 460.3872 | 366.0536 | 0 | 0 | 0 | 3777.1387 | 2191.2244 | 1531.7568 | 3743.0737 | 3642.4895 | 3538.2996 | 0 | -1080.5968
2030-05-21 | 7 | 460.3872 | 460.3872 | 0 | 266.4163 | 205.9823 | 3777.1387 | 1031.8466 | 1104.8787 | 3743.0737 | 3642.4895 | 3538.2996 | 0 | -1080.5968
2030-05-21 | 8 | 460.3872 | 460.3872 | 0 | 215.7073 | 266.4163 | 3777.1387 | 215.9535 | 822.5123 | 3734.6309 | 3642.4895 | 2253.4819 | 0 | -1080.5968
2030-05-21 | 9 | 460.3872 | 460.3872 | 0 | 266.4163 | 266.4163 | 3777.1387 | 215.9527 | 885.4337 | 3743.0737 | 3642.4895 | 2159.3535 | 276.3899 | -1080.5968
2030-05-21 | 10 | 460.3872 | 460.3872 | 0.92769 | 266.4163 | 241.2571 | 3777.1387 | 1505.807 | 415.2343 | 2330.5266 | 3642.4895 | 3191.4517 | 0 | -1080.5968
2030-05-21 | 11 | 460.3872 | 460.3872 | 0 | 199.8963 | 199.8963 | 3777.1387 | 215.9527 | 164.8623 | 1871.5369 | 2631.6169 | 3538.2996 | 0 | -1080.5968
2030-05-21 | 12 | 460.3872 | 460.3872 | 58.4835 | 199.8963 | 199.8963 | 3777.1387 | 215.9547 | 651.9777 | 1412.6528 | 1821.2448 | 3538.2996 | 0 | -1080.5968
2030-05-21 | 13 | 460.3872 | 460.3872 | 323.2332 | 199.8963 | 199.8963 | 3777.1387 | 168.9812 | -492.0084 | 203.6678 | 1821.2448 | 2315.3018 | 0 | -1080.5968
2030-05-21 | 14 | 460.3872 | 460.3872 | 381.7329 | 199.8963 | 199.8963 | 3777.1387 | 168.9811 | -559.4092 | 1871.5369 | 1821.2448 | 2814.77 | 485.2712 | -1080.5968
2030-05-21 | 15 | 460.3872 | 460.3872 | 484.8498 | 266.4163 | 266.4163 | 1888.5693 | 168.9811 | -157.0546 | 1871.5369 | 1821.2448 | 1631.6328 | 0 | -1080.5968
2030-05-21 | 16 | 460.3872 | 460.3872 | 646.4664 | 199.8963 | 199.8963 | 1888.5693 | 168.9814 | 1151.3339 | 1457.1372 | 842.1258 | 435.8252 | 286.4027 | -1080.5968
2030-05-21 | 17 | 460.3872 | 460.3872 | 646.4664 | 199.8963 | 199.8963 | 1888.5693 | 168.9814 | 94.3691 | 0 | 1091.8931 | 221.0136 | 78.0129 | -1080.5968
2030-05-21 | 18 | 460.3872 | 460.3872 | 646.4664 | 199.8963 | 199.8963 | 1888.5693 | 166.9224 | 0 | 0 | 724.2427 | 668.1934 | 1.8089 | -1080.5968
2030-05-21 | 19 | 460.3872 | 460.3872 | 646.4664 | 199.8963 | 199.8963 | 1888.5693 | 166.9234 | 0 | 0 | 742.2418 | 352.055 | 0 | -1080.5968
2030-05-21 | 20 | 460.3872 | 460.3872 | 646.4664 | 199.8963 | 199.8963 | 1888.5693 | 166.9224 | -33.3064 | 0 | 0 | 221.014 | 0 | -1080.5968
2030-05-21 | 21 | 460.3872 | 460.3872 | 646.4664 | 199.8963 | 199.8963 | 2492.9517 | 166.9228 | -466.2037 | 0 | 1227.7422 | 946.3343 | 0 | -1080.5968
2030-05-21 | 22 | 460.3872 | 460.3872 | 646.4664 | 199.8963 | 199.8963 | 1888.5693 | 168.9814 | -1099.8741 | 423.9561 | 1821.2448 | 2551.8691 | 0 | -1080.5968
2030-05-21 | 23 | 460.3872 | 460.3872 | 646.4664 | 199.8963 | 199.8963 | 3577.3076 | 166.9223 | -277.593 | 0 | 55.344 | 592.5372 | 0 | -1080.5968
2030-05-21 | 24 | 153.4624 | 153.4624 | 2.0943 | 66.6321 | 66.6321 | 3777.1387 | 166.9228 | 0 | -46.6588 | 0 | 1769.1498 | 0 | -1080.5968
2030-05-22 | 1 | 153.4624 | 153.4624 | 0 | 0 | 0 | 3777.1387 | 168.9808 | 166.1754 | 1871.5369 | 1821.2448 | 1769.1498 | 0 | -1080.5968
2030-05-22 | 2 | 460.3872 | 460.3872 | 0 | 58.6081 | 0 | 3777.1387 | 844.5226 | -170.4102 | 1298.6389 | 3642.4895 | 3538.2996 | 0 | -1080.5968
2030-05-22 | 3 | 153.4624 | 153.4624 | 0 | 0 | 0 | 3777.1387 | 1812.9279 | 214.1283 | 2018.7065 | 3642.4895 | 3538.2996 | 0 | -1080.5968
2030-05-22 | 4 | 100.7709 | 0 | 0 | 0 | 0 | 3777.1387 | 3625.937 | 487.7734 | 2605.365 | 3642.4895 | 3538.2996 | 0 | -1080.5968
2030-05-22 | 5 | 0 | 0 | 0 | 0 | 0 | 3777.1387 | 3625.937 | 1353.8685 | 2805.5308 | 3642.4895 | 3538.2996 | 0 | -1080.5968
2030-05-22 | 6 | 153.4624 | 153.4624 | 0 | 0 | 0 | 3777.1387 | 3625.937 | 3785.2273 | 3743.0737 | 3642.4895 | 3538.2996 | 0 | -1080.5968
2030-05-22 | 7 | 153.4624 | 153.4624 | 0 | 0 | 0 | 3777.1387 | 3625.937 | 3785.2273 | 3743.0737 | 3642.4895 | 3538.2983 | 0 | -1080.5968
2030-05-22 | 8 | 460.3872 | 460.3872 | 646.4664 | 205.6107 | 266.4163 | 3777.1387 | 3625.937 | 2484.1399 | 3743.0737 | 3642.4895 | 3538.2996 | 0 | -1080.5968
2030-05-22 | 9 | 460.3872 | 460.3872 | 0 | 266.4163 | 256.0806 | 3777.1387 | 1222.2347 | 626.5591 | 1864.5247 | 3642.4895 | 3538.2996 | 197.1869 | -1080.5968
2030-05-22 | 10 | 460.3872 | 460.3872 | 646.4664 | 266.4163 | 266.4163 | 3777.1387 | 1103.8374 | 1233.0793 | 1871.5369 | 2595.5698 | 1769.1498 | 0 | -1080.5968
2030-05-22 | 11 | 460.3872 | 460.3872 | 646.4664 | 266.4163 | 266.4163 | 3777.1387 | 168.9809 | 1311.9524 | 1274.0504 | 1821.2448 | 2205.0608 | 0 | -1080.5968
2030-05-22 | 12 | 460.3872 | 460.3872 | 0 | 199.8963 | 199.8963 | 3777.1387 | 215.9541 | 1872.4559 | 1871.5369 | 2444.4854 | 3538.2996 | 321.5048 | -1080.5968
2030-05-22 | 13 | 460.3872 | 460.3872 | 646.4664 | 266.4163 | 245.0617 | 3777.1387 | 168.9811 | 2224.522 | 3418.8635 | 3642.4895 | 2167.3076 | 0 | -1080.5968
2030-05-22 | 14 | 460.3872 | 460.3872 | 646.4664 | 266.4163 | 266.4163 | 2914.3091 | 166.9226 | 1892.6136 | 1871.5369 | 3642.4895 | 1769.1498 | 16.3064 | -1080.5968
2030-05-22 | 15 | 460.3872 | 460.3872 | 646.4664 | 266.4163 | 266.4163 | 1888.5693 | 166.9224 | 1892.6136 | 1871.5369 | 1821.2448 | 221.0139 | 53.1348 | -1080.5968
2030-05-22 | 16 | 460.3872 | 460.3872 | 646.4664 | 266.4163 | 266.4163 | 1888.5693 | 166.9224 | 1892.6136 | 1871.5369 | 1669.84 | 221.0138 | 91.6226 | -1080.5968
2030-05-22 | 17 | 460.3872 | 460.3872 | 646.4664 | 266.4163 | 266.4163 | 1888.5693 | 0 | 1892.6136 | 1871.5369 | 837.1035 | 0 | 176.4442 | -1080.5968
2030-05-22 | 18 | 460.3872 | 460.3872 | 646.4664 | 266.4163 | 266.4163 | 1888.5693 | 166.9226 | 1892.6136 | 1871.5369 | 705.9899 | 1132.5775 | 93.5634 | -1080.5968
2030-05-22 | 19 | 460.3872 | 460.3872 | 646.4664 | 266.4163 | 266.4163 | 3757.0286 | 168.9798 | 1553.2914 | 1352.3734 | 0 | 3538.2996 | 0 | -1080.5968
2030-05-22 | 20 | 460.3872 | 460.3872 | 646.4664 | 266.4163 | 266.4163 | 3777.1387 | 1812.9685 | 916.7737 | 1224.068 | 1821.2448 | 3538.2996 | 0 | -1080.5968
2030-05-22 | 21 | 460.3872 | 460.3872 | 646.4664 | 133.2642 | 146.5278 | 3777.1387 | 2504.8279 | 811.699 | 1871.5369 | 3263.7261 | 3538.2996 | 0 | -1080.5968
2030-05-22 | 22 | 460.3872 | 460.3872 | 484.8498 | 199.8963 | 162.4235 | 3777.1387 | 3153.8013 | 878.4048 | 1871.5369 | 3239.4668 | 3487.7764 | 0 | -1080.5968
2030-05-22 | 23 | 460.3872 | 460.3872 | 616.3294 | 250.1582 | 266.4163 | 3624.0916 | 3625.937 | 1149.2399 | 2113.1636 | 3642.4895 | 3538.2996 | 0 | -1080.5968
2030-05-22 | 24 | 460.3872 | 460.3872 | 0 | 266.4163 | 266.4163 | 3566.502 | 3625.937 | 1001.3629 | 2549.5256 | 3642.4895 | 3538.2996 | 0 | -1080.5968
2030-05-23 | 1 | 460.3872 | 460.3872 | 0 | 199.8963 | 186.114 | 3777.1387 | 3625.937 | 2234.0769 | 3743.0737 | 3642.4895 | 3538.2996 | 0 | -1080.5968
2030-05-23 | 2 | 153.4624 | 153.4624 | 0 | 0 | 0 | 3777.1387 | 3625.937 | 3194.1455 | 3743.0737 | 3642.4895 | 3538.2996 | 0 | -4.53e-06
2030-05-23 | 3 | 153.4624 | 153.4624 | 0 | 66.5199 | 36.2577 | 3777.1387 | 3625.937 | 2105.7612 | 3743.0737 | 3642.4895 | 3538.2996 | 0 | 540.2984
2030-05-23 | 4 | 0 | 0 | 0 | 69.6331 | 66.5199 | 3777.1387 | 3625.937 | 852.4524 | 3743.0728 | 3642.4895 | 3538.2996 | 0 | -1080.5968
2030-05-23 | 5 | 0 | 0 | 0 | 0 | 39.6536 | 3777.1387 | 3625.937 | 1892.6158 | 3743.0737 | 3642.4895 | 3538.2996 | 0 | -1080.5968
2030-05-23 | 6 | 0 | 0 | 0 | 139.9251 | 133.1521 | 3777.1387 | 3625.937 | 3785.2273 | 3743.0737 | 3642.4895 | 3538.2996 | 0 | -1080.5968
2030-05-23 | 7 | 0 | 0 | 0 | 160.5185 | 199.7842 | 3777.1387 | 3625.937 | 3785.2273 | 3743.0737 | 3642.4895 | 3538.2996 | 0 | 1080.5968
2030-05-23 | 8 | 153.4624 | 153.4624 | 0 | 0 | 0 | 3777.1387 | 3625.937 | 3785.2273 | 3743.0737 | 3642.4895 | 3538.2996 | 0 | -1080.5968
2030-05-23 | 9 | 153.4624 | 153.4624 | 0 | 0 | 0 | 3777.1387 | 3625.937 | 3785.2273 | 3743.0737 | 3642.4895 | 3538.2996 | 0 | -1080.5968
2030-05-23 | 10 | 153.4624 | 153.4624 | 0 | 66.6321 | 76.3226 | 3777.1387 | 3625.937 | 3785.2273 | 3743.0737 | 3642.4895 | 3538.2996 | 0 | -1080.5968
2030-05-23 | 11 | 153.4624 | 153.4624 | 0 | 133.2642 | 134.901 | 3777.1387 | 3625.937 | 3785.2273 | 3743.0737 | 3642.4895 | 3538.2983 | 120.7315 | -1080.5968
2030-05-23 | 12 | 153.4624 | 153.4624 | 0 | 111.7989 | 66.6321 | 3777.1387 | 3625.937 | 3785.2273 | 3743.0737 | 3642.4895 | 3538.2983 | 277.6712 | -1080.5968
2030-05-23 | 13 | 153.4624 | 153.4624 | 52.9424 | 80.9598 | 66.6321 | 3777.1387 | 3625.937 | 3785.2273 | 3743.0737 | 3642.4895 | 3538.2996 | 331.9312 | -1080.5968
2030-05-23 | 14 | 153.4624 | 153.4624 | 450.96 | 199.8963 | 199.8963 | 3777.1387 | 3625.937 | 3785.2273 | 3743.0737 | 3642.4895 | 3538.2996 | 485.2712 | -1080.5968
2030-05-23 | 15 | 165.7132 | 153.4624 | 646.4664 | 199.8963 | 199.8963 | 3777.1387 | 3625.937 | 3785.2273 | 3743.0737 | 3642.4895 | 1933.922 | 425.9138 | -1080.5968
2030-05-23 | 16 | 306.9248 | 306.9248 | 646.4664 | 199.8963 | 199.8963 | 3777.1387 | 3104.886 | 3785.2273 | 3743.0737 | 3642.4895 | 221.0147 | 412.831 | -1080.5968
2030-05-23 | 17 | 306.9248 | 429.2192 | 646.4664 | 199.8963 | 199.8963 | 3777.1387 | 2334.656 | 3785.2273 | 3743.0737 | 3642.4895 | 221.0147 | 424.3511 | -1080.5968
2030-05-23 | 18 | 326.0847 | 306.9248 | 646.4664 | 199.8963 | 199.8963 | 3777.1387 | 3625.937 | 3785.2273 | 3743.0737 | 3642.4895 | 885.2238 | 284.1506 | -1080.5968
2030-05-23 | 19 | 255.6112 | 153.4624 | 646.4664 | 266.4163 | 266.4163 | 3777.1387 | 3625.937 | 3785.2273 | 3743.0737 | 3642.4895 | 3538.2996 | 428.8907 | -1080.5968
2030-05-23 | 20 | 153.4624 | 153.4624 | 0 | 199.8963 | 223.6721 | 3777.1387 | 3625.937 | 3785.2273 | 3743.0737 | 3642.4895 | 3538.2996 | 102.749 | -1080.5968
2030-05-23 | 21 | 153.4624 | 153.4624 | 0 | 199.8963 | 199.8963 | 3777.1387 | 3625.937 | 3785.2273 | 3743.0737 | 3642.4895 | 3538.2996 | 194.3477 | -1080.5968
2030-05-23 | 22 | 153.4624 | 79.8478 | 0 | 199.8963 | 199.8963 | 3777.1387 | 3625.937 | 3785.2273 | 3743.0737 | 3642.4895 | 3538.2996 | 323.5141 | -1080.5968
2030-05-23 | 23 | 153.4624 | 153.4624 | 0 | 0 | 0 | 3777.1387 | 3625.937 | 3785.2273 | 3743.0737 | 3642.4895 | 3538.2996 | 0 | -1080.5968
2030-05-23 | 24 | 153.4624 | 153.4624 | 0 | 68.8499 | 133.1521 | 3777.1387 | 3625.937 | 3785.2273 | 3743.0737 | 3642.4895 | 3538.2996 | 0 | 1080.5968
2030-05-24 | 1 | 0 | 0 | 0 | 0 | 0 | 3777.1387 | 3625.937 | 3785.2273 | 3743.0737 | 3642.4895 | 3538.2996 | 0 | -1080.5968
2030-05-24 | 2 | 153.4624 | 121.9867 | 0 | 0 | 0 | 3777.1387 | 3625.937 | 3785.2273 | 3743.0737 | 3642.4895 | 3538.2996 | 0 | -1080.5968
2030-05-24 | 3 | 50.4283 | 0 | 0 | 0 | 0 | 3777.1387 | 3625.937 | 3785.2273 | 3743.0737 | 3642.4895 | 3538.2996 | 0 | -1080.5968
2030-05-24 | 4 | 0 | 153.4175 | 0 | 0 | 0 | 3777.1387 | 3625.937 | 3785.2273 | 3743.0737 | 3642.4895 | 3538.2996 | 0 | -1080.5968
2030-05-24 | 5 | 153.4624 | 153.4624 | 0 | 0 | 0 | 3777.1387 | 3625.937 | 3785.2273 | 3743.0737 | 3642.4895 | 3538.2996 | 0 | -1080.5968
2030-05-24 | 6 | 153.4624 | 153.4624 | 0 | 0 | 0 | 3777.1387 | 3625.937 | 3785.2273 | 3743.0737 | 3642.4895 | 3538.2996 | 0 | -1080.5968
2030-05-24 | 7 | 153.4624 | 153.4624 | 0 | 133.2642 | 191.0208 | 3777.1387 | 3625.937 | 3785.2273 | 3743.0737 | 3642.4895 | 3538.2996 | 0 | -1080.5968
2030-05-24 | 8 | 393.717 | 306.9248 | 0 | 199.8963 | 199.8963 | 3777.1387 | 3625.937 | 3785.2273 | 3743.0737 | 3642.4895 | 3538.2996 | 0 | -1080.5968
2030-05-24 | 9 | 460.3872 | 460.3872 | 0 | 133.2642 | 191.0025 | 3777.1387 | 3486.6218 | 3785.2273 | 2504.0823 | 3642.4895 | 3538.2996 | 323.5141 | -1080.5968
2030-05-24 | 10 | 460.3872 | 460.3872 | 0 | 163.1734 | 199.8963 | 3777.1387 | 3625.937 | 3785.2273 | 3743.0737 | 3642.4895 | 2318.262 | 395.7475 | -1080.5968
2030-05-24 | 11 | 460.3872 | 425.4924 | 0 | 133.2642 | 133.2642 | 3591.9136 | 3625.937 | 3785.2273 | 3743.0737 | 3642.4895 | 1834.657 | 401.9906 | -1080.5968
2030-05-24 | 12 | 460.3872 | 460.3872 | 0 | 133.2642 | 133.2642 | 3607.5354 | 3625.937 | 3785.2273 | 3743.0737 | 3642.4895 | 2102.1702 | 284.2595 | -1080.5968
2030-05-24 | 13 | 460.3872 | 460.3872 | 167.246 | 212.7383 | 199.8963 | 3697.137 | 2075.2708 | 3785.2273 | 3743.0737 | 3642.4895 | 1769.1498 | 76.9958 | -1080.5968
2030-05-24 | 14 | 460.3872 | 460.3872 | 646.4664 | 266.4163 | 266.4163 | 3777.1387 | 1812.9685 | 3785.2273 | 3743.0737 | 3642.4895 | 221.0141 | 257.3082 | -1080.5968
2030-05-24 | 15 | 460.3872 | 460.3872 | 646.4664 | 266.4163 | 266.4163 | 3777.1387 | 1812.9685 | 3785.2273 | 3743.0737 | 3642.4895 | -924.6709 | 0 | -1080.5968
2030-05-24 | 16 | 460.3872 | 460.3872 | 646.4664 | 266.4163 | 266.4163 | 3777.1387 | 1878.0535 | 3785.2273 | 3743.0737 | 3642.4895 | -11.1214 | 0 | -1080.5968
2030-05-24 | 17 | 460.3872 | 446.0068 | 646.4664 | 266.4163 | 266.4163 | 3777.1387 | 2612.6511 | 3785.2273 | 3743.0737 | 3642.4895 | 0 | 0 | -1080.5968
2030-05-24 | 18 | 153.4624 | 265.9449 | 646.4664 | 266.4163 | 266.4163 | 3777.1387 | 3192.1233 | 3785.2273 | 3743.0737 | 3642.4895 | 1769.1498 | 0 | -1080.5968
2030-05-24 | 19 | 306.9248 | 298.0012 | 646.4664 | 266.4163 | 266.4163 | 3777.1387 | 2150.9612 | 3785.2273 | 3743.0737 | 3642.4895 | 1349.1757 | 0 | -1080.5968
2030-05-24 | 20 | 0 | 11.215 | 0 | 266.4163 | 266.4163 | 3777.1387 | 886.6029 | 3785.2273 | 3743.0737 | 3642.4895 | 1769.1498 | 0 | -1080.5968
2030-05-24 | 21 | 0 | 0 | 0 | 266.4163 | 266.4163 | 3777.1387 | 635.2312 | 3785.2273 | 3743.0737 | 3642.4895 | 1725.5573 | 126.6553 | -1080.5968
2030-05-24 | 22 | 0 | 0 | 0 | 66.6321 | 100.9814 | 3777.1387 | 939.2153 | 3785.2273 | 3743.0737 | 3642.4895 | 265.2455 | 0 | -1080.5968
2030-05-24 | 23 | 0 | 0 | 0 | 96.9493 | 133.2642 | 3777.1387 | 1293.7029 | 3785.2273 | 3743.0737 | 3642.4895 | 413.4261 | 459.1654 | -1080.5968
2030-05-24 | 24 | 0 | 0 | 0 | 0 | 0 | 3777.1387 | 1238.8235 | 3785.2273 | 3743.0737 | 3642.4895 | 265.2462 | 247.0885 | -1080.5968
2030-05-25 | 1 | 0 | 0 | 260.5989 | 66.5199 | 38.5902 | 3777.1387 | 1127.5167 | 3785.2273 | 3743.0737 | 3642.4895 | 1974.1525 | 0 | -1080.5968
2030-05-25 | 2 | 0 | 0 | 0 | 0 | 0 | 3777.1387 | 2302.0581 | 3785.2273 | 3743.0737 | 3642.4895 | 404.2347 | 0 | -1080.5968
2030-05-25 | 3 | 0 | 0 | 0 | 0 | 0 | 3777.1387 | 2100.9438 | 3785.2273 | 3743.0737 | 3642.4895 | 265.2479 | 0 | -1080.5968
2030-05-25 | 4 | 0 | 0 | 0 | 0 | 0 | 3447.2859 | 230.9854 | 3785.2273 | 3743.0737 | 3642.4895 | 221.0128 | 0 | -4.53e-06
2030-05-25 | 5 | 0 | 134.9062 | 0 | 0 | 0 | 3777.1387 | 230.9872 | 3785.2273 | 3743.0737 | 3642.4895 | 3538.2996 | 0 | 933.5582
2030-05-25 | 6 | 6.3815 | 153.4624 | 0 | 0 | 0 | 3777.1387 | 333.9532 | 3785.2273 | 3743.0737 | 3642.4895 | 3538.2996 | 0 | -4.53e-06
2030-05-25 | 7 | 0 | 136.892 | 0 | 0 | 0 | 3777.1387 | 333.9524 | 3212.1191 | 3743.0737 | 3642.4895 | 3538.2996 | 0 | -4.53e-06
2030-05-25 | 8 | 0 | 0 | 0 | 0 | 0 | 3777.1387 | 3625.937 | 3785.2273 | 3743.0737 | 3642.4895 | 3538.2996 | 0 | -1080.5968
2030-05-25 | 9 | 153.4624 | 153.4624 | 0 | 0 | 0 | 3777.1387 | 3625.937 | 3785.2273 | 3743.0737 | 3642.4895 | 2526.4937 | 0 | -4.53e-06
2030-05-25 | 10 | 153.4624 | 153.4624 | 0 | 0 | 0 | 3777.1387 | 3625.937 | 3785.2273 | 3743.0737 | 3642.4895 | 265.2463 | 0 | -1080.5968
2030-05-25 | 11 | 153.4624 | 153.4624 | 0 | 198.6185 | 133.2642 | 3777.1387 | 3625.937 | 3785.2273 | 3743.0737 | 3642.4895 | 724.858 | 0 | -1080.5968
2030-05-25 | 12 | 153.4624 | 153.4624 | 0 | 199.8963 | 199.8963 | 3777.1387 | 3501.9297 | 3785.2273 | 3743.0737 | 3642.4895 | 265.2468 | 67.9285 | -1080.5968
2030-05-25 | 13 | 153.4624 | 153.4624 | 0 | 66.6321 | 49.6236 | 3777.1387 | 1777.4866 | 3785.2273 | 3743.0737 | 3642.4895 | 265.2463 | 323.5141 | -1080.5968
2030-05-25 | 14 | 153.4624 | 85.463 | 646.4664 | 199.8963 | 218.7915 | 3777.1387 | 1139.0806 | 3785.2273 | 3743.0737 | 3642.4895 | 348.3499 | 0 | -1080.5968
2030-05-25 | 15 | 0 | 83.8274 | 646.4664 | 262.7204 | 266.4163 | 3777.1387 | 166.9274 | 3785.2273 | 3743.0737 | 3642.4895 | -2243.4492 | 0 | -1080.5968
2030-05-25 | 16 | 153.4624 | 153.4624 | 646.4664 | 133.2642 | 142.3899 | 3777.1387 | 0 | 3785.2273 | 3743.0737 | 3642.4895 | -1769.1498 | 193.5983 | -1080.5968
2030-05-25 | 17 | 153.4624 | 153.4624 | 646.4664 | 133.2642 | 124.1708 | 3777.1387 | 30.0695 | 3478.4805 | 3743.0737 | 3642.4895 | -1769.1498 | 223.6887 | -1080.5968
2030-05-25 | 18 | 153.4624 | 153.4624 | 646.4664 | 0 | 11.3089 | 3777.1387 | 166.9217 | 2583.9141 | 3743.0737 | 3642.4895 | -2153.2952 | 0 | -1080.5968
2030-05-25 | 19 | 153.4624 | 153.4624 | 646.4664 | 0 | 0 | 3777.1387 | 166.9232 | 1921.4114 | 3743.0737 | 3642.4895 | 221.014 | 0 | -1080.5968
2030-05-25 | 20 | 153.4624 | 153.4624 | 0 | 0 | 0 | 3777.1387 | 1376.7206 | 1041.9285 | 3743.0737 | 3642.4895 | 265.2469 | 224.7852 | -1080.5968
2030-05-25 | 21 | 153.4624 | 153.4624 | 0 | 0 | 0 | 3777.1387 | 1204.5452 | 618.2111 | 3743.0737 | 3642.4895 | 660.0468 | 273.8386 | -1080.5968
2030-05-25 | 22 | 153.4624 | 153.4624 | 0 | 0 | 0 | 3777.1387 | 215.9545 | 487.968 | 3743.0737 | 3642.4895 | 1908.5065 | 0 | -1080.5968
2030-05-25 | 23 | 153.4624 | 153.4624 | 0 | 0 | 0 | 3777.1387 | 215.953 | 10.4342 | 3743.0737 | 3642.4895 | 1769.1079 | 183.9713 | -1080.5968
2030-05-25 | 24 | 153.4624 | 153.4624 | 0 | 0 | 0 | 3777.1387 | 1468.8405 | -405.9555 | 3743.0737 | 3642.4895 | 1808.942 | 306.8867 | -1080.5968
2030-05-26 | 1 | 153.4624 | 153.4624 | 0 | 0 | 0 | 3777.1387 | 230.987 | -702.4017 | 3726.3008 | 3642.4895 | 2866.5474 | 307.7468 | -1080.5968
2030-05-26 | 2 | 0 | 0 | 0 | 0 | 0 | 3330.8123 | 3625.937 | -809.9674 | 1799.1615 | 3642.4895 | 1998.1823 | 0 | 1080.5968
2030-05-26 | 3 | 0 | 0 | 0 | 0 | 0 | 3777.1387 | 3625.937 | -888.3397 | 849.3613 | 3642.4895 | 3538.2996 | 0 | 1080.5968
2030-05-26 | 4 | 0 | 0 | 0 | 0 | 0 | 3777.1387 | 3625.937 | -557.1061 | -232.6933 | 3642.4895 | 3538.2996 | 0 | 1080.5968
2030-05-26 | 5 | 0 | 0 | 0 | 0 | 0 | 3777.1387 | 1812.9685 | -408.1407 | 254.6568 | 3642.4895 | 3538.2996 | 0 | 790.6665
2030-05-26 | 6 | 0 | 0 | 646.4664 | 0 | 0 | 3777.1387 | 3625.937 | -1105.0023 | 4.53e-05 | 3642.4895 | 3538.2996 | 647.0283 | 1080.5968
2030-05-26 | 7 | 0 | 10.3816 | 0 | 0 | 0 | 3777.1387 | 333.951 | -332.3373 | -1834.417 | 3642.4895 | 3538.2996 | 0 | 1080.5968
2030-05-26 | 8 | 153.4624 | 153.4624 | 0 | 0 | 0 | 3777.1387 | 2318.3008 | 293.6964 | -1077.639 | 2968.9932 | 3538.2996 | 0 | -1080.5968
2030-05-26 | 9 | 460.3872 | 460.3872 | 0 | 0 | 0 | 3777.1387 | 3625.937 | 52.941 | 2130.8789 | 3642.4895 | 3538.2996 | 0 | -1080.5968
2030-05-26 | 10 | 306.9248 | 451.1949 | 0 | 133.2642 | 133.2642 | 3777.1387 | 3625.937 | -9.6606 | 3576.5063 | 3642.4895 | 3538.2996 | 265.4555 | -1080.5968
2030-05-26 | 11 | 460.3872 | 442.3702 | 0 | 199.8963 | 190.5797 | 3777.1387 | 3625.937 | 39.6812 | 2009.5042 | 3642.4895 | 3538.2996 | 0 | -1080.5968
2030-05-26 | 12 | 460.3872 | 460.3872 | 0 | 199.8963 | 217.2 | 3777.1387 | 3625.937 | 390.8337 | -53.1848 | 2219.9565 | 3538.2996 | 323.5141 | -1080.5968
2030-05-26 | 13 | 460.3872 | 460.3872 | 323.2332 | 266.4163 | 266.4163 | 3504.1531 | 168.9809 | 420.4039 | 0 | 1821.2448 | 2353.6809 | 0 | -1080.5968
2030-05-26 | 14 | 460.3872 | 460.3872 | 646.4664 | 266.4163 | 266.4163 | 1888.5693 | 166.9222 | 446.2635 | 0 | 0 | 436.814 | 468.5468 | -1080.5968
2030-05-26 | 15 | 460.3872 | 460.3872 | 646.4664 | 266.4163 | 266.4163 | 1888.5693 | 166.9224 | 377.3357 | 0 | 478.6256 | 1168.4308 | 485.8899 | -1080.5968
2030-05-26 | 16 | 460.3872 | 460.3872 | 646.4664 | 266.4163 | 266.4163 | 1888.5693 | 166.9222 | 349.0338 | 0 | 1692.7579 | 1769.1498 | 405.3586 | -1080.5968
2030-05-26 | 17 | 460.3872 | 460.3872 | 646.4664 | 199.8963 | 199.8963 | 1888.5693 | 168.9827 | 1495.3287 | 1275.1069 | 0 | 2459.5608 | 383.0778 | -1080.5968
2030-05-26 | 18 | 153.4624 | 259.9905 | 646.4664 | 199.8963 | 199.8963 | 2107.7051 | 1608.7775 | 781.7507 | -962.033 | 0 | 3538.2996 | 0 | -1080.5968
2030-05-26 | 19 | 153.4624 | 153.4624 | 646.4664 | 142.9502 | 133.2642 | 2852.1562 | 3625.937 | 26.2132 | -1871.5369 | 0 | 3538.2996 | 0 | -1080.5968
2030-05-26 | 20 | 153.4624 | 153.4624 | 0 | 199.8963 | 199.8963 | 3777.1387 | 3625.937 | -433.3716 | -1640.7155 | 0 | 3538.2996 | 0 | -1080.5968
2030-05-26 | 21 | 153.4624 | 153.4624 | 71.3941 | 199.8963 | 199.8963 | 3777.1387 | 3625.937 | -239.5044 | 1052.8287 | -712.1993 | 3538.2996 | 166.7757 | -1080.5968
2030-05-26 | 22 | 153.4624 | 153.4624 | 0 | 199.8963 | 199.8963 | 3777.1387 | 3625.937 | -226.968 | 2846.2473 | -4.53e-06 | 3538.2996 | 187.3379 | -1080.5968
2030-05-26 | 23 | 153.4624 | 153.4624 | 0 | 133.2642 | 133.2642 | 3777.1387 | 3625.937 | -59.5154 | 3743.0737 | 639.5791 | 3538.2996 | 485.2712 | -1080.5968
2030-05-26 | 24 | 153.4624 | 153.4624 | 0 | 0 | 57.9515 | 3777.1387 | 3625.937 | 532.3334 | 3743.0737 | 3496.6851 | 3538.2996 | 359.5343 | -1080.5968
2030-05-27 | 1 | 153.4624 | 153.4624 | 0 | 0 | 0 | 3777.1387 | 3625.937 | 3785.2273 | 3743.0737 | 3642.4895 | 3538.2996 | 446.4501 | -1080.5968
2030-05-27 | 2 | 153.4624 | 153.4624 | 0 | 65.0382 | 66.6321 | 3777.1387 | 3625.937 | 3785.2273 | 3743.0737 | 3642.4895 | 3538.2996 | 0 | -1080.5968
2030-05-27 | 3 | 153.4624 | 153.4624 | 0 | 0 | 0 | 3777.1387 | 3625.937 | 1877.1469 | 3743.0737 | 3642.4895 | 3538.2996 | 0 | -4.53e-06
2030-05-27 | 4 | 153.4624 | 153.4624 | 0 | 0 | 0 | 3777.1387 | 3625.937 | 2944.1697 | 3743.0737 | 3642.4895 | 3538.2996 | 0 | -4.53e-06
2030-05-27 | 5 | 153.4624 | 153.4624 | 0 | 0 | 0 | 3777.1387 | 3625.937 | 1499.9973 | 3743.0737 | 3642.4895 | 3538.2996 | 0 | -1080.5968
2030-05-27 | 6 | 153.4624 | 153.4624 | 0 | 0 | 0 | 3777.1387 | 3625.937 | 1892.6136 | 3743.0737 | 3642.4895 | 3538.2996 | 0 | -1080.5968
2030-05-27 | 7 | 153.4624 | 153.4624 | 0 | 0 | 0 | 3777.1387 | 3625.937 | 3680.9185 | 3743.0737 | 3642.4895 | 3538.2996 | 0 | -4.53e-06
2030-05-27 | 8 | 153.4624 | 153.4624 | 0 | 0 | 0 | 3777.1399 | 3625.937 | 3785.2273 | 3743.0737 | 3642.4895 | 3538.2996 | 0 | -1080.5968
2030-05-27 | 9 | 153.4624 | 153.4624 | 0 | 98.5033 | 66.6321 | 3777.1387 | 3625.937 | 3785.2273 | 3743.0737 | 3642.4895 | 3538.2996 | 125.4271 | -1080.5968
2030-05-27 | 10 | 153.4624 | 153.4624 | 0 | 133.2642 | 162.5796 | 3777.1387 | 3625.937 | 3785.2273 | 3743.0737 | 3642.4895 | 3538.2996 | 211.364 | -1080.5968
2030-05-27 | 11 | 153.4624 | 153.4624 | 0 | 150.1731 | 199.8963 | 3777.1387 | 3625.937 | 3785.2273 | 3743.0737 | 3642.4895 | 3538.2996 | 0 | -1080.5968
2030-05-27 | 12 | 0 | 27.1425 | 0 | 266.4163 | 266.4163 | 3777.1387 | 3625.937 | 3785.2273 | 3743.0737 | 3642.4895 | 3538.2996 | 0 | 1080.5968
2030-05-27 | 13 | 153.4624 | 88.5127 | 646.4664 | 266.4163 | 266.4163 | 3777.1387 | 3625.937 | 3785.2273 | 3743.0737 | 3642.4895 | 3538.2996 | 647.0283 | 1080.5968
2030-05-27 | 14 | 153.4624 | 153.4624 | 267.8735 | 266.4163 | 230.4269 | 3777.1387 | 3625.937 | 3785.2273 | 3743.0737 | 3642.4895 | 3538.2996 | 323.5141 | -1080.5968
2030-05-27 | 15 | 153.4624 | 153.4624 | 646.4664 | 265.0602 | 199.8963 | 3777.1387 | 3625.937 | 3785.2273 | 3743.0737 | 3642.4895 | 3538.2996 | 0 | -1080.5968
2030-05-27 | 16 | 153.4624 | 153.4624 | 646.4664 | 266.4163 | 258.6841 | 3777.1387 | 3625.937 | 3785.2273 | 3743.0737 | 3642.4895 | 3538.2996 | 0 | -1080.5968
2030-05-27 | 17 | 153.4624 | 153.4624 | 646.4664 | 169.1751 | 133.2642 | 3777.1387 | 3625.937 | 3785.2273 | 3743.0737 | 3642.4895 | 3538.2996 | 0 | -1080.5968
2030-05-27 | 18 | 153.4624 | 153.4624 | 646.4664 | 199.8963 | 199.8963 | 3777.1387 | 3625.937 | 3785.2273 | 3743.0737 | 3642.4895 | 3538.2996 | 0 | -1080.5968
2030-05-27 | 19 | 153.4624 | 153.4624 | 224.8167 | 0 | 0 | 3777.1387 | 3625.937 | 3785.2273 | 3743.0737 | 3642.4895 | 3538.2996 | 0 | -1080.5968
2030-05-27 | 20 | 153.4624 | 153.4624 | 11.1074 | 238.9788 | 199.8963 | 3777.1387 | 3625.937 | 3785.2273 | 3743.0737 | 3642.4895 | 3538.2996 | 0 | -1080.5968
2030-05-27 | 21 | 153.4624 | 153.4624 | 173.588 | 199.8963 | 199.8963 | 3777.1387 | 3625.937 | 3785.2273 | 3743.0737 | 3642.4895 | 3538.2996 | 0 | -1080.5968
2030-05-27 | 22 | 153.4624 | 153.4624 | 0 | 68.7546 | 66.6321 | 3777.1377 | 3625.937 | 3785.2273 | 3743.0737 | 3642.4895 | 3538.2996 | 0 | -1080.5968
2030-05-27 | 23 | 153.4624 | 153.4624 | 0 | 66.6321 | 66.6321 | 3777.1387 | 3625.937 | 3785.2273 | 3743.0737 | 3642.4895 | 3538.2996 | 34.3439 | -1080.5968
2030-05-27 | 24 | 153.4624 | 153.4624 | 0 | 133.2642 | 133.2642 | 3777.1387 | 3625.937 | 3785.2273 | 3743.0737 | 3642.4895 | 3538.2996 | 0 | -1080.5968
2030-05-28 | 1 | 153.4624 | 153.4624 | 0 | 0 | 0 | 3777.1387 | 3625.937 | 3785.2273 | 3743.0737 | 3642.4895 | 3538.2996 | 323.5141 | -1080.5968
2030-05-28 | 2 | 153.4624 | 153.4624 | 0 | 0 | 0 | 3777.1387 | 3625.937 | 3785.2273 | 3743.0737 | 3642.4895 | 3538.2996 | 219.8818 | -1080.5968
2030-05-28 | 3 | 153.4624 | 153.4624 | 0 | 0 | 0 | 3777.1387 | 3625.937 | 3785.2273 | 3743.0737 | 3642.4895 | 3538.2996 | 0 | -1080.5968
2030-05-28 | 4 | 153.4624 | 59.138 | 0 | 0 | 0 | 3777.1387 | 3625.937 | 2875.8809 | 3743.0737 | 3642.4895 | 3538.2996 | 0 | -1080.5968
2030-05-28 | 5 | 153.4624 | 153.4624 | 0 | 0 | 0 | 3777.1387 | 3625.937 | 3785.2273 | 3743.0737 | 3642.4895 | 3538.2996 | 0 | -1080.5968
2030-05-28 | 6 | 153.4624 | 153.4624 | 0 | 0 | 0 | 3777.1399 | 3625.937 | 3785.2273 | 3743.0737 | 3642.4895 | 3538.2996 | 0 | -1080.5968
2030-05-28 | 7 | 153.4624 | 91.4497 | 0 | 0 | 0 | 3777.1387 | 3625.937 | 3785.2273 | 3743.0737 | 3642.4895 | 3538.2996 | 0 | -1080.5968
2030-05-28 | 8 | 153.4624 | 153.4624 | 0 | 0 | 5.7373 | 3777.1387 | 3625.937 | 3785.2273 | 3743.0737 | 3642.4895 | 3538.2996 | 380.4631 | -1080.5968
2030-05-28 | 9 | 153.4624 | 153.4624 | 0 | 133.2642 | 73.0805 | 3777.1387 | 3625.937 | 3785.2273 | 3743.0737 | 3642.4895 | 3538.2996 | 0 | -1080.5968
2030-05-28 | 10 | 153.4624 | 153.4624 | 0 | 127.3821 | 133.2642 | 3777.1387 | 3625.937 | 3785.2273 | 3743.0737 | 3642.4895 | 3538.2996 | 0 | -1080.5968
2030-05-28 | 11 | 153.4624 | 153.4624 | 236.6869 | 66.6321 | 93.8903 | 3777.1387 | 3625.937 | 3785.2273 | 3743.0737 | 3642.4895 | 3538.2996 | 0 | -1080.5968
2030-05-28 | 12 | 153.4624 | 153.4624 | 0 | 133.2642 | 130.1224 | 3777.1387 | 3625.937 | 3785.2273 | 3743.0737 | 3642.4895 | 3538.2996 | 0 | -1080.5968
2030-05-28 | 13 | 153.4624 | 153.4624 | 0 | 199.8963 | 164.9912 | 3777.1387 | 3625.937 | 3785.2273 | 3743.0737 | 3642.4895 | 3538.2996 | 0 | -1080.5968
2030-05-28 | 14 | 153.4624 | 153.4624 | 0 | 199.8963 | 206.1378 | 3777.1387 | 3625.937 | 3785.2273 | 3743.0737 | 3642.4895 | 3538.2996 | 0 | -1080.5968
2030-05-28 | 15 | 153.4624 | 153.4624 | 646.4664 | 152.595 | 199.8963 | 3777.1387 | 3625.937 | 3785.2273 | 3743.0737 | 3642.4895 | 3538.2996 | 0 | -1080.5968
2030-05-28 | 16 | 153.4624 | 153.4624 | 646.4664 | 199.8963 | 227.4273 | 3777.1387 | 3625.937 | 3785.2273 | 3743.0737 | 3642.4895 | 3538.2996 | 0 | -1080.5968
2030-05-28 | 17 | 153.4624 | 153.4624 | 194.935 | 266.4163 | 266.4163 | 3777.1387 | 3625.9382 | 3785.2273 | 3743.0737 | 3642.4895 | 3538.2996 | 647.0283 | 1080.5968
2030-05-28 | 18 | 153.4624 | 153.4624 | 629.9851 | 208.1249 | 266.4163 | 3777.1387 | 3625.937 | 3785.2273 | 3743.0737 | 3642.4895 | 3538.2996 | 0 | -1080.5968
2030-05-28 | 19 | 153.4624 | 153.4624 | 646.4664 | 133.2642 | 149.6552 | 3777.1387 | 3625.937 | 3785.2273 | 3743.0737 | 3642.4895 | 3538.2996 | 0 | -1080.5968
2030-05-28 | 20 | 153.4624 | 153.4624 | 0 | 95.0041 | 66.6321 | 3777.1387 | 3625.937 | 3785.2273 | 3743.0737 | 3642.4895 | 3538.2996 | 0 | -1080.5968
2030-05-28 | 21 | 153.4624 | 153.4624 | 0 | 66.6321 | 36.6702 | 3777.1387 | 3625.937 | 3785.2273 | 3743.0737 | 3642.4895 | 3538.2996 | 0 | -1080.5968
2030-05-28 | 22 | 153.4624 | 153.4624 | 0 | 71.5851 | 66.6321 | 3777.1387 | 3625.937 | 3785.2273 | 3743.0737 | 3642.4895 | 3538.2996 | 0 | -1080.5968
2030-05-28 | 23 | 153.4624 | 153.4624 | 0 | 66.6321 | 113.3713 | 3777.1387 | 3625.937 | 3785.2273 | 3743.0737 | 3642.4895 | 3538.2996 | 0 | -1080.5968
2030-05-28 | 24 | 153.4624 | 153.4624 | 0 | 133.2642 | 83.2815 | 3777.1387 | 3625.937 | 3785.2273 | 3743.0737 | 3642.4895 | 3538.2996 | 0 | -1080.5968
2030-05-29 | 1 | 153.4624 | 153.4624 | 0 | 66.6321 | 81.1605 | 3777.1387 | 3625.937 | 3785.2273 | 3743.0737 | 3642.4895 | 3538.2996 | 0 | -1080.5968
2030-05-29 | 2 | 153.4624 | 153.4624 | 0 | 0 | 0 | 3777.1387 | 3625.937 | 3785.2273 | 3743.0737 | 3642.4895 | 3538.2996 | 0 | -1080.5968
2030-05-29 | 3 | 153.4624 | 153.4624 | 0 | 0 | 0 | 3777.1387 | 3625.937 | 3785.2273 | 3743.0737 | 3642.4895 | 3538.2996 | 0 | -1080.5968
2030-05-29 | 4 | 153.4624 | 153.4624 | 0 | 0 | 0 | 3777.1387 | 3625.937 | 3785.2273 | 3743.0737 | 3642.4895 | 3538.2996 | 0 | -1080.5968
2030-05-29 | 5 | 153.4624 | 153.4624 | 0 | 0 | 0 | 3777.1387 | 3625.937 | 3785.2273 | 3743.0737 | 3642.4895 | 3538.2996 | 0 | -1080.5968
2030-05-29 | 6 | 153.4624 | 153.4624 | 0 | 0 | 0 | 3777.1387 | 3625.937 | 3785.2273 | 3743.0737 | 3642.4895 | 3538.2996 | 0 | -1080.5968
2030-05-29 | 7 | 92.5933 | 0 | 0 | 0 | 0 | 3777.1387 | 3625.937 | 3785.2273 | 3743.0737 | 3642.4895 | 3538.2996 | 0 | -1080.5968
2030-05-29 | 8 | 153.4624 | 153.4624 | 0 | 266.4163 | 241.1715 | 3777.1387 | 3625.937 | 3785.2273 | 3743.0737 | 3642.4895 | 3538.2996 | 323.5141 | -1080.5968
2030-05-29 | 9 | 153.4624 | 153.4624 | 0 | 266.4163 | 266.4163 | 3777.1387 | 3625.937 | 3785.2273 | 3743.0737 | 3642.4895 | 3538.2996 | 392.1949 | -1080.5968
2030-05-29 | 10 | 153.4624 | 153.4624 | 25.1479 | 266.4163 | 266.4163 | 3777.1387 | 3625.937 | 3785.2273 | 3743.0737 | 3642.4895 | 3538.2996 | 0 | -1080.5968
2030-05-29 | 11 | 153.4624 | 153.4624 | 0 | 199.8963 | 199.8963 | 3777.1387 | 3625.937 | 3785.2273 | 3743.0737 | 3642.4895 | 3538.2996 | 215.5128 | -1080.5968
2030-05-29 | 12 | 153.4624 | 153.4624 | 323.2332 | 199.8963 | 199.8963 | 3777.1387 | 3625.937 | 3785.2273 | 3743.0737 | 3642.4895 | 3538.2996 | 33.9995 | -1080.5968
2030-05-29 | 13 | 306.9248 | 448.7602 | 323.2332 | 199.8963 | 199.8963 | 3777.1387 | 3625.937 | 3785.2273 | 3743.0737 | 3642.4895 | 3538.2996 | 0 | -1080.5968
2030-05-29 | 14 | 312.8057 | 460.3872 | 0 | 199.8963 | 199.8963 | 3777.1387 | 2166.825 | 3785.2273 | 3743.0737 | 3642.4895 | 3538.2996 | 0 | -1080.5968
2030-05-29 | 15 | 419.4633 | 460.3872 | 0 | 199.8963 | 199.8963 | 3777.1387 | 417.7989 | 3785.2273 | 3743.0737 | 3642.4895 | 3538.2996 | 0 | -1080.5968
2030-05-29 | 16 | 460.3872 | 460.3872 | 646.4664 | 266.4163 | 266.4163 | 3777.1387 | 168.9814 | 3252.5918 | 3743.0737 | 3642.4895 | 3472.9524 | 160.254 | -1080.5968
2030-05-29 | 17 | 460.3872 | 460.3872 | 534.2564 | 199.8963 | 199.8963 | 3777.1387 | 168.9821 | 1892.6136 | 1871.5369 | 3500.3425 | 3538.2996 | 0 | -1080.5968
2030-05-29 | 18 | 460.3872 | 460.3872 | 626.8639 | 199.8963 | 199.8963 | 3777.1387 | 925.0423 | 1892.6136 | 1871.5369 | 1821.2448 | 3538.2996 | 0 | -1080.5968
2030-05-29 | 19 | 460.3872 | 460.3872 | 510.1564 | 266.4163 | 266.4163 | 3777.1387 | 1059.3231 | 1892.6136 | 1871.5369 | 1821.2448 | 3538.2996 | 0 | -1080.5968
2030-05-29 | 20 | 460.3872 | 460.3872 | 493.0356 | 266.4163 | 266.4163 | 1888.5693 | 168.9796 | 666.347 | 1871.5369 | 3642.4895 | 3538.2996 | 0 | -1080.5968
2030-05-29 | 21 | 460.3872 | 460.3872 | 417.1282 | 199.8963 | 242.516 | 1945.2687 | 168.9825 | 1892.6136 | 3743.0737 | 3642.4895 | 3538.2996 | 0 | -1080.5968
2030-05-29 | 22 | 460.3872 | 460.3872 | 355.396 | 137.1846 | 199.8963 | 1888.5693 | 168.9805 | 1892.6136 | 3548.0269 | 3642.4895 | 2780.4851 | 0 | -1080.5968
2030-05-29 | 23 | 460.3872 | 460.3872 | 563.4523 | 199.8963 | 251.3278 | 1888.5693 | 168.9815 | 1892.6136 | 1871.5369 | 3321.7756 | 1769.1498 | 0 | -1080.5968
2030-05-29 | 24 | 460.3872 | 460.3872 | 646.4664 | 199.8963 | 166.2584 | 1888.5693 | 166.9219 | 856.3823 | 1871.5369 | 3258.9216 | 1769.1498 | 0 | -1080.5968
2030-05-30 | 1 | 460.3872 | 460.3872 | 646.4664 | 156.6582 | 199.8963 | 3199.3352 | 168.9815 | 239.8395 | 1871.5369 | 3642.4895 | 1484.5106 | 0 | -1080.5968
2030-05-30 | 2 | 153.4624 | 222.4146 | 0 | 0 | 0 | 3777.1387 | 2257.2878 | -47.4457 | 3069.4746 | 2801.4155 | 3538.2996 | 88.2868 | -1080.5968
2030-05-30 | 3 | 153.4624 | 153.4624 | 0 | 0 | 0 | 3777.1387 | 3625.937 | 1008.9546 | 3743.0737 | 3642.4895 | 3538.2996 | 38.1281 | -1080.5968
2030-05-30 | 4 | 153.4624 | 153.4624 | 0 | 0 | 0 | 3777.1387 | 3625.937 | 0.0010707 | 3743.0737 | 3642.4895 | 3538.2996 | 0 | -1080.5968
2030-05-30 | 5 | 153.4624 | 153.4624 | 0 | 0 | 0 | 3777.1387 | 3625.937 | -1719.6608 | 3743.0737 | 3642.4895 | 3538.2996 | 0 | -1080.5968
2030-05-30 | 6 | 153.4624 | 153.4624 | 0 | 0 | 0 | 3777.1387 | 3625.937 | -1433.7894 | 3743.0737 | 3642.4895 | 3538.2996 | 0 | -1080.5968
2030-05-30 | 7 | 153.4624 | 153.4624 | 423.123 | 0 | 0 | 3777.1387 | 3625.937 | 848.8052 | 3743.0737 | 3642.4895 | 3538.2996 | 0 | -1080.5968
2030-05-30 | 8 | 460.3872 | 460.3872 | 0 | 177.7226 | 133.2642 | 3777.1387 | 2079.8176 | -602.127 | 3743.0737 | 2019.9092 | 3538.2996 | 98.377 | -1080.5968
2030-05-30 | 9 | 460.3872 | 460.3872 | 484.8498 | 199.8963 | 199.8963 | 3777.1387 | 1812.9685 | 0 | 1871.5369 | 1821.2448 | 3538.2996 | 0 | -1080.5968
2030-05-30 | 10 | 460.3872 | 460.3872 | 646.4664 | 199.8963 | 199.8963 | 1888.5693 | 168.981 | 200.0463 | 1871.5369 | 1821.2448 | 3176.9575 | 0 | -1080.5968
2030-05-30 | 11 | 460.3872 | 460.3872 | 646.4664 | 199.8963 | 199.8963 | 1888.5693 | 168.9813 | 373.8699 | 1136.4889 | 1821.2448 | 3538.2996 | 0 | -1080.5968
2030-05-30 | 12 | 460.3872 | 460.3872 | 0 | 199.8963 | 199.8963 | 3777.1387 | 836.4202 | 611.7275 | 1871.5369 | 1821.2448 | 3538.2996 | 0 | -1080.5968
2030-05-30 | 13 | 460.3872 | 460.3872 | 646.4664 | 199.8963 | 199.8963 | 3777.1387 | 1812.9685 | 1185.5242 | 1871.5369 | 1821.2448 | 3538.2996 | 0 | -1080.5968
2030-05-30 | 14 | 460.3872 | 460.3872 | 646.4664 | 199.8963 | 199.8963 | 3777.1387 | 1181.6277 | 357.0836 | 1871.5369 | 1821.2448 | 3538.2996 | 0 | -1080.5968
2030-05-30 | 15 | 460.3872 | 460.3872 | 628.0109 | 199.8963 | 199.8963 | 2524.6143 | 215.9533 | 257.6684 | 1871.5369 | -4.53e-06 | 3538.2996 | 0 | -1080.5968
2030-05-30 | 16 | 460.3872 | 460.3872 | 323.2332 | 199.8963 | 199.8963 | 3777.1387 | 213.9535 | -116.4232 | 547.0999 | -4.53e-06 | 3090.4407 | 0 | -1080.5968
2030-05-30 | 17 | 460.3872 | 460.3872 | 646.4664 | 199.8963 | 199.8963 | 3777.1387 | 1812.9685 | 46.3 | 645.0352 | 0 | 3538.2996 | 0 | -1080.5968
2030-05-30 | 18 | 460.3872 | 460.3872 | 323.2332 | 199.8963 | 199.8963 | 3777.1387 | 1812.9685 | -467.9775 | -1260.8672 | 382.2404 | 3538.2996 | 0 | -1080.5968
2030-05-30 | 19 | 460.3872 | 460.3872 | 84.6773 | 199.8963 | 199.8963 | 3777.1387 | 1812.9685 | 0 | 676.6972 | 532.7255 | 3538.2996 | 0 | -1080.5968
2030-05-30 | 20 | 460.3872 | 460.3872 | 115.4306 | 199.8963 | 199.8963 | 2911.7336 | 1812.9685 | -361.8942 | 1842.632 | 1821.2448 | 3538.2996 | 0 | -1080.5968
2030-05-30 | 21 | 460.3872 | 460.3872 | 0 | 199.8963 | 199.8963 | 3777.1387 | 1812.9685 | -647.0879 | 1871.5369 | 3025.8833 | 3538.2996 | 0 | -1080.5968
2030-05-30 | 22 | 460.3872 | 460.3872 | 0 | 199.8963 | 199.8963 | 3559.9272 | 1294.6349 | -839.6328 | 1871.5369 | 1821.2448 | 3538.2996 | 0 | -1080.5968
2030-05-30 | 23 | 460.3872 | 460.3872 | 429.9194 | 199.8963 | 199.8963 | 1888.5693 | 168.9809 | -964.7676 | 1871.5369 | 1821.2448 | 3538.2996 | 0 | -1080.5968
2030-05-30 | 24 | 153.4624 | 153.4624 | 0 | 158.9742 | 133.2642 | 3777.1387 | 215.9525 | -1150.5884 | 1464.1307 | 843.8776 | 1568.6166 | 0 | -1080.5968
2030-05-31 | 1 | 153.4624 | 153.4624 | 0 | 0 | 0 | 3777.1387 | 215.9508 | -1189.819 | 1871.5369 | 894.9022 | 3538.2996 | 592.4022 | -1080.5968
2030-05-31 | 2 | 153.4624 | 153.4624 | 0 | 0 | 0 | 3777.1387 | 3584.1079 | -1238.5895 | 4.53e-05 | 1821.2448 | 3538.2996 | 647.0283 | -1080.5968
2030-05-31 | 3 | 153.4624 | 153.4624 | 0 | 0 | 0 | 3777.1387 | 3135.7388 | -1035.7766 | 4.53e-05 | 2282.0957 | 3538.2996 | 449.235 | -1080.5968
2030-05-31 | 4 | 153.4624 | 153.4624 | 0 | 0 | 0 | 3777.1387 | 1090.8856 | -1267.4219 | 287.783 | 2587.8855 | 3538.2996 | 339.0972 | -1080.5968
2030-05-31 | 5 | 153.4624 | 153.4624 | 0 | 0 | 0 | 3777.1387 | 733.5597 | -1495.5444 | 2861.748 | 3642.4895 | 3538.2996 | 249.3417 | -1080.5968
2030-05-31 | 6 | 153.4624 | 153.4624 | 0 | 0 | 0 | 3777.1387 | 1835.7047 | -916.077 | 2985.2751 | 3642.4895 | 3538.2996 | 103.9337 | -1080.5968
2030-05-31 | 7 | 153.4624 | 153.4624 | 0 | 22.5028 | 0 | 3777.1387 | 871.5316 | -2.7895e-05 | 2202.3257 | 3011.0166 | 3538.2996 | 122.4348 | -1080.5968
2030-05-31 | 8 | 460.3872 | 460.3872 | 0 | 199.8963 | 199.8963 | 3777.1387 | 168.9786 | 594.9938 | 1871.5369 | 1819.8088 | 1769.1498 | 323.5141 | -1080.5968
2030-05-31 | 9 | 460.3872 | 460.3872 | 263.0713 | 199.8963 | 199.8963 | 3777.1387 | 168.9817 | 645.0168 | 1871.5369 | 1821.2448 | 2528.5012 | 0 | -1080.5968
2030-05-31 | 10 | 460.3872 | 460.3872 | 323.2332 | 199.8963 | 199.8963 | 3777.1387 | 1173.7662 | 682.2568 | 1871.5369 | 1821.2448 | 3538.2996 | 67.9119 | -1080.5968
2030-05-31 | 11 | 460.3872 | 460.3872 | 0 | 199.8963 | 199.8963 | 3777.1387 | 1812.9685 | 169.2012 | 1871.5369 | 1821.2448 | 3538.2996 | 375.3453 | -1080.5968
2030-05-31 | 12 | 460.3872 | 460.3872 | 323.2332 | 199.8963 | 199.8963 | 3777.1387 | 1403.2253 | 114.7466 | 1871.5369 | 1798.5116 | 3538.2996 | 0 | -1080.5968
2030-05-31 | 13 | 460.3872 | 460.3872 | 646.4664 | 199.8963 | 199.8963 | 1888.5693 | 168.9818 | 0 | 1797.2653 | 349.6069 | 3538.2996 | 0 | -1080.5968
2030-05-31 | 14 | 460.3872 | 460.3872 | 646.4664 | 199.8963 | 199.8963 | 2123.2847 | 284.7175 | -308.6485 | 918.3182 | 0 | 3538.2996 | 0 | -1080.5968
2030-05-31 | 15 | 460.3872 | 460.3872 | 646.4664 | 199.8963 | 199.8963 | 1888.5693 | 166.9234 | -61.3691 | 641.2752 | -945.414 | 3301.8076 | 0 | -1080.5968
2030-05-31 | 16 | 460.3872 | 406.2903 | 646.4664 | 133.2642 | 133.2642 | 1888.5693 | 166.9227 | -436.5775 | 0 | 0 | 2943.1235 | 0 | -1080.5968
2030-05-31 | 17 | 223.4285 | 153.4624 | 646.4664 | 133.2642 | 135.7811 | 1888.5693 | 168.9817 | -106.7286 | 0 | -741.7296 | 3538.2996 | 0 | -1080.5968
2030-05-31 | 18 | 153.4624 | 153.4624 | 484.8498 | 66.6321 | 111.2905 | 3152.1409 | 168.9808 | -32.1651 | -346.1844 | -1257.2179 | 3538.2996 | 0 | -1080.5968
2030-05-31 | 19 | 306.9248 | 241.6344 | 484.8498 | 133.2642 | 90.1973 | 3777.1387 | 168.9812 | -872.4968 | -1871.5369 | 0 | 3538.2996 | 0 | -1080.5968
2030-05-31 | 20 | 153.4624 | 235.4131 | 480.17 | 66.3133 | 0 | 3777.1387 | 168.9846 | -590.9249 | -1382.42 | 194.5279 | 3538.2996 | 0 | -1080.5968
2030-05-31 | 21 | 460.3872 | 460.3872 | 442.1025 | 133.2642 | 133.2642 | 3615.2791 | 415.6754 | -847.676 | -1871.5369 | 1821.2448 | 3538.2996 | 0 | -1080.5968
2030-05-31 | 22 | 460.3872 | 460.3872 | 484.8498 | 199.8963 | 199.8963 | 1888.5693 | 168.9813 | -765.2054 | 555.2834 | 1821.2448 | 3538.2996 | 0 | -1080.5968
2030-05-31 | 23 | 460.3872 | 460.3872 | 589.4321 | 199.8963 | 199.8963 | 2525.6809 | 168.9811 | 0 | 1871.5369 | 1102.4491 | 1769.1498 | 0 | -1080.5968
2030-05-31 | 24 | 460.3872 | 460.3872 | 293.3741 | 199.8963 | 199.8963 | 3015.9595 | 166.9224 | -255.1503 | 0 | 0 | 1002.1656 | 0 | -1080.5968
2030-06-01 | 1 | 153.4624 | 153.4624 | 136.5706 | 0 | 0 | 3777.1387 | 166.9224 | 396.7808 | -2516.7036 | -1752.0262 | 1429.0895 | 0 | -1080.5968
2030-06-01 | 2 | 153.4624 | 153.4624 | 0 | 0 | 0 | 3270.0142 | 166.9225 | 340.6188 | -215.0392 | 0 | 1269.6207 | 0 | -1080.5968
2030-06-01 | 3 | 153.4624 | 153.4624 | 0 | 0 | 0 | 3777.1387 | 215.9534 | -2.7895e-05 | 4.53e-05 | 1326.1445 | 3227.5928 | 0 | -1080.5968
2030-06-01 | 4 | 153.4624 | 153.4624 | 0 | 0 | 0 | 3777.1387 | 230.9843 | -1190.4181 | -1985.1361 | 3642.4895 | 3538.2996 | 0 | -1080.5968
2030-06-01 | 5 | 153.4624 | 153.4624 | 0 | 0 | 0 | 3777.1387 | 215.9517 | 517.3872 | 4.53e-05 | 277.2395 | 3538.2996 | 0 | -1080.5968
2030-06-01 | 6 | 153.4624 | 153.4624 | 0 | 0 | 0 | 3777.1387 | 215.9523 | 408.2162 | 4.53e-05 | 1178.281 | 3538.2996 | 0 | -1080.5968
2030-06-01 | 7 | 153.4624 | 153.4624 | 0 | 0 | 0 | 3777.1387 | 215.9529 | 438.7667 | -83.2619 | 1821.2448 | 3538.2996 | 0 | -1080.5968
2030-06-01 | 8 | 153.4624 | 153.4624 | 0 | 133.2642 | 133.2642 | 3777.1387 | 168.9805 | 1332.5226 | 0 | 0 | 2541.1228 | 0 | -1080.5968
2030-06-01 | 9 | 153.4624 | 153.4624 | 156.3176 | 55.5854 | 0 | 3777.1387 | 168.9799 | 1892.6136 | -1871.5369 | -496.3105 | 3245.3567 | 0 | -1080.5968
2030-06-01 | 10 | 460.3872 | 460.3872 | 551.0148 | 199.8963 | 199.8963 | 1888.5693 | 168.9809 | 1265.7155 | -560.2408 | 1821.2448 | 1769.1498 | 0 | -1080.5968
2030-06-01 | 11 | 460.3872 | 460.3872 | 323.2332 | 199.8963 | 199.8963 | 1888.5693 | 168.9808 | 1410.2196 | 0 | 1821.2448 | 1769.1498 | 0 | -1080.5968
2030-06-01 | 12 | 460.3872 | 460.3872 | 0 | 199.8963 | 199.8963 | 1888.5693 | 168.9812 | 1766.384 | -42.4186 | 1214.6169 | 3307.7949 | 219.8123 | -1080.5968
2030-06-01 | 13 | 460.3872 | 460.3872 | 0 | 199.8963 | 199.8963 | 1888.5693 | 168.9813 | 1214.7423 | 887.1749 | 1821.2448 | 2321.9011 | 351.9468 | -1080.5968
2030-06-01 | 14 | 460.3872 | 460.3872 | 110.0111 | 199.8963 | 199.8963 | 2708.9805 | 168.9814 | 1165.7678 | 1438.6821 | 0 | 1769.1498 | 0 | -1080.5968
2030-06-01 | 15 | 460.3872 | 460.3872 | 646.4664 | 199.8963 | 199.8963 | 1962.8732 | 166.9226 | 286.5285 | 0 | 0 | 1769.1498 | 0 | -1080.5968
2030-06-01 | 16 | 460.3872 | 460.3872 | 646.4664 | 199.8963 | 199.8963 | 2139.8718 | 166.9225 | 0 | 184.5267 | 0 | 1769.1498 | 0 | -1080.5968
2030-06-01 | 17 | 460.3872 | 460.3872 | 646.4664 | 199.8963 | 199.8963 | 1888.5693 | 166.9224 | 0 | 432.705 | 0 | 1769.1498 | 0 | -1080.5968
2030-06-01 | 18 | 460.3872 | 460.3872 | 646.4664 | 199.8963 | 199.8963 | 1888.5693 | 168.9813 | 0 | 1167.8419 | 0 | 3538.2996 | 0 | -1080.5968
2030-06-01 | 19 | 153.4624 | 153.4624 | 646.4664 | 133.2642 | 181.6482 | 3098.0649 | 168.9823 | -797.0637 | 0 | 0 | 2025.6105 | 0 | -1080.5968
2030-06-01 | 20 | 170.8218 | 153.4624 | 646.4664 | 199.8963 | 199.8963 | 3311.7273 | 168.9811 | -806.4706 | 0 | -177.3629 | 3538.2996 | 0 | -1080.5968
2030-06-01 | 21 | 153.4624 | 153.4624 | 646.4664 | 133.2642 | 133.2642 | 1888.5693 | 168.9816 | -805.1706 | 1871.5369 | 845.8052 | 2577.3772 | 0 | -1080.5968
2030-06-01 | 22 | 153.4624 | 153.4624 | 646.4664 | 133.2642 | 133.2642 | 1888.5693 | 168.9806 | -1168.7988 | 649.2283 | 1821.2448 | 3005.1624 | 0 | -1080.5968
2030-06-01 | 23 | 153.4624 | 153.4624 | 562.6921 | 133.2642 | 133.2642 | 1888.5693 | 168.9801 | -472.8206 | 1266.9547 | 493.1229 | 2209.1663 | 0 | -1080.5968
2030-06-01 | 24 | 153.4624 | 153.4624 | 104.0561 | 0 | 0 | 3777.1387 | 166.9224 | 642.526 | -499.9236 | -1377.5607 | 221.0134 | 0 | -1080.5968
2030-06-02 | 1 | 153.4624 | 153.4624 | 646.4664 | 0 | 0 | 3777.1387 | 166.9222 | -60.4551 | -3539.9404 | -526.4733 | 221.0141 | 0 | -1080.5968
2030-06-02 | 2 | 153.4624 | 153.4624 | 171.2692 | 0 | 0 | 2023.2772 | 166.9224 | 360.5978 | -558.3333 | 0 | 221.0145 | 0 | -1080.5968
2030-06-02 | 3 | 153.4624 | 153.4624 | 0 | 0 | 0 | 3777.1387 | 213.9523 | 635.1395 | -2065.491 | -4.53e-06 | 265.2459 | 0 | -1080.5968
2030-06-02 | 4 | 153.4624 | 153.4624 | 0 | 0 | 0 | 3777.1387 | 213.9514 | 643.2656 | -1871.5369 | 712.5018 | 265.2453 | 0 | -1080.5968
2030-06-02 | 5 | 153.4624 | 153.4624 | 0 | 0 | 0 | 3777.1387 | 213.9516 | 1049.2083 | -1702.3876 | -4.53e-06 | 265.2462 | 0 | -1080.5968
2030-06-02 | 6 | 153.4624 | 153.4624 | 0 | 0 | 0 | 3777.1387 | 213.953 | 1302.3169 | -966.046 | -4.53e-06 | 265.2469 | 0 | -1080.5968
2030-06-02 | 7 | 259.3572 | 306.9248 | 0 | 0 | 0 | 3777.1387 | 213.9524 | 173.2378 | -2353.4658 | 3642.4895 | 265.2455 | 0 | -1080.5968
2030-06-02 | 8 | 153.4624 | 279.1035 | 0 | 0 | 0 | 3777.1387 | 215.9536 | 431.9466 | -1871.5369 | 3642.4895 | 1769.1498 | 0 | -1080.5968
2030-06-02 | 9 | 299.5914 | 306.9248 | 0 | 0 | 0 | 3777.1387 | 213.952 | 538.2397 | -175.2255 | 3642.4895 | 265.2464 | 0 | -1080.5968
2030-06-02 | 10 | 306.9248 | 295.8073 | 0 | 0 | 60.0476 | 3777.1387 | 203.4815 | 756.2938 | -138.1913 | 3642.4895 | 1769.1498 | 0 | -1080.5968
2030-06-02 | 11 | 306.9248 | 181.8312 | 0 | 0 | 0 | 3777.1387 | 215.9519 | 1089.4857 | 0.0010219 | 2918.3972 | 1422.1406 | 0 | -1080.5968
2030-06-02 | 12 | 153.4624 | 153.4624 | 0 | 0 | 10.1497 | 3777.1387 | 213.9518 | 961.5057 | 613.4665 | 1821.2448 | 1044.7611 | 0 | -1080.5968
2030-06-02 | 13 | 153.4624 | 153.4624 | 0 | 13.2135 | 66.6321 | 2666.6047 | 213.9519 | 93.2345 | -1835.8397 | 1821.2448 | 1511.6062 | 0 | -1080.5968
2030-06-02 | 14 | 153.4624 | 153.4624 | 7.1031 | 66.6321 | 66.6321 | 1888.5693 | 168.9795 | 834.9897 | 0 | 761.241 | 3538.2996 | 0 | -1080.5968
2030-06-02 | 15 | 306.9248 | 306.9248 | 646.4664 | 199.8963 | 199.8963 | 2139.9089 | 168.9813 | 299.3118 | 0 | 0 | 2468.3381 | 0 | -1080.5968
2030-06-02 | 16 | 460.3872 | 397.7048 | 197.9163 | 199.8963 | 199.8963 | 2448.4678 | 166.9223 | 0 | 0 | 0 | 1425.1759 | 0 | -1080.5968
2030-06-02 | 17 | 460.3872 | 457.8225 | 222.9388 | 199.8963 | 199.8963 | 2383.8208 | 166.9218 | 0 | 0 | 0 | 956.796 | 0 | -1080.5968
2030-06-02 | 18 | 460.3872 | 460.3872 | 255.5043 | 199.8963 | 199.8963 | 2391.7446 | 166.9221 | 0 | 0 | 0 | 1003.9022 | 0 | -1080.5968
2030-06-02 | 19 | 460.3872 | 460.3872 | 110.7289 | 199.8963 | 199.8963 | 2611.8818 | 166.9225 | 0 | 0 | 0 | 1769.1498 | 0 | -1080.5968
2030-06-02 | 20 | 460.3872 | 460.3872 | 646.4664 | 133.2642 | 133.2642 | 2253.6838 | 168.9819 | -432.3752 | 0 | 746.5929 | 2406.8389 | 0 | -1080.5968
2030-06-02 | 21 | 153.4624 | 153.4624 | 646.4664 | 0 | 0 | 2109.2637 | 215.9536 | -847.2255 | -1008.0752 | 1821.2448 | 2492.7871 | 0 | -1080.5968
2030-06-02 | 22 | 153.4624 | 153.4624 | 0 | 66.6321 | 66.6321 | 1888.5693 | 168.9815 | -423.5763 | 0 | 1821.2448 | 3263.8286 | 0 | -1080.5968
2030-06-02 | 23 | 153.4624 | 153.4624 | 0 | 0 | 0 | 3777.1387 | 166.9224 | -203.0326 | -1871.5369 | 703.3976 | 221.0159 | 0 | -1080.5968
2030-06-02 | 24 | 153.4624 | 153.4624 | 133.6291 | 0 | 0 | 3777.1387 | 213.9523 | 696.1285 | -3350.1372 | -1821.2448 | 265.2475 | 0 | -1080.5968
2030-06-03 | 1 | 153.4624 | 153.4624 | 0 | 0 | 0 | 2542.8599 | 166.9225 | 247.8426 | -3743.0737 | -1022.194 | 1769.1498 | 0 | -1080.5968
2030-06-03 | 2 | 153.4624 | 153.4624 | 0 | 0 | 0 | 3777.1387 | 168.9801 | 387.8499 | -1683.9771 | 0 | 3538.2996 | 0 | -1080.5968
2030-06-03 | 3 | 153.4624 | 153.4624 | 0 | 0 | 0 | 3777.1387 | 3256.4517 | 721.5085 | -2378.4158 | 0 | 3538.2996 | 0 | -1080.5968
2030-06-03 | 4 | 153.4624 | 153.4624 | 0 | 0 | 0 | 3777.1387 | 3625.937 | 712.9382 | 2175.3267 | 3642.4895 | 3538.2996 | 0 | -1080.5968
2030-06-03 | 5 | 153.4624 | 153.4624 | 0 | 0 | 0 | 3777.1387 | 3625.937 | 944.5681 | 3743.0737 | 3642.4895 | 3538.2996 | 0 | -1080.5968
2030-06-03 | 6 | 153.4624 | 153.4624 | 0 | 199.8963 | 199.8963 | 3777.1387 | 3625.937 | 3785.2273 | 3743.0737 | 3642.4895 | 3538.2996 | 0 | -1080.5968
2030-06-03 | 7 | 153.4624 | 153.4624 | 0 | 0 | 0 | 3777.1387 | 3625.937 | 3785.2273 | 3743.0737 | 3642.4895 | 3538.2996 | 0 | -1080.5968
2030-06-03 | 8 | 153.4624 | 153.4624 | 0 | 66.6321 | 1.4746 | 3777.1387 | 3625.937 | 3785.2273 | 3743.0737 | 3642.4895 | 3538.2996 | 0 | -1080.5968
2030-06-03 | 9 | 388.8564 | 460.3872 | 0 | 133.2642 | 133.2642 | 3777.1387 | 3625.937 | 3785.2273 | 3743.0737 | 3642.4895 | 3538.2996 | 0 | -1080.5968
2030-06-03 | 10 | 306.9248 | 402.2888 | 0 | 0 | 0 | 3777.1387 | 2364.9106 | 3785.2273 | 1812.6805 | 3642.4895 | 3538.2996 | 0 | -1080.5968
2030-06-03 | 11 | 190.4196 | 153.4624 | 0 | 5.8602 | 66.6321 | 3777.1387 | 2403.6753 | 3779.7087 | 1871.5369 | 2023.0885 | 3538.2996 | 180.9667 | -1080.5968
2030-06-03 | 12 | 460.3872 | 460.3872 | 646.4664 | 133.2642 | 133.2642 | 3777.1387 | 3625.937 | 3035.0229 | 1871.5369 | 2646.447 | 3538.2996 | 0 | -1080.5968
2030-06-03 | 13 | 460.3872 | 460.3872 | 40.7293 | 199.8963 | 199.8963 | 3777.1387 | 168.9807 | 932.4897 | 988.3655 | 1860.5255 | 3538.2996 | 0 | -1080.5968
2030-06-03 | 14 | 460.3872 | 460.3872 | 646.4664 | 266.4163 | 246.7889 | 1888.5693 | 168.9823 | 472.2857 | 1431.3906 | 1821.2448 | 3538.2996 | 0 | -1080.5968
2030-06-03 | 15 | 460.3872 | 460.3872 | 646.4664 | 266.4163 | 266.4163 | 3777.1387 | 168.9818 | 1501.9933 | 1871.5369 | 0 | 3302.8652 | 0 | -1080.5968
2030-06-03 | 16 | 460.3872 | 460.3872 | 646.4664 | 266.4163 | 266.4163 | 3377.9167 | 1413.3646 | 1313.4639 | 1871.5369 | 0 | 3538.2996 | 196.9142 | -1080.5968
2030-06-03 | 17 | 460.3872 | 460.3872 | 646.4664 | 266.4163 | 266.4163 | 3383.312 | 1745.3881 | 1521.6964 | 1583.9983 | 0 | 3538.2996 | 227.0836 | -1080.5968
2030-06-03 | 18 | 460.3872 | 460.3872 | 646.4664 | 199.8963 | 199.8963 | 3453.7644 | 2168.7769 | 1162.5983 | 0 | 365.5767 | 3538.2996 | 0 | -1080.5968
2030-06-03 | 19 | 460.3872 | 460.3872 | 646.4664 | 199.8963 | 199.8963 | 3777.1387 | 3625.937 | 1012.2979 | 119.0896 | 0 | 3538.2996 | 0 | -1080.5968
2030-06-03 | 20 | 460.3872 | 460.3872 | 277.3918 | 149.9665 | 133.2642 | 3777.1387 | 3625.937 | 509.503 | 424.8293 | 822.4521 | 3538.2996 | 0 | -1080.5968
2030-06-03 | 21 | 460.3872 | 460.3872 | 68.1609 | 146.3363 | 133.2642 | 3777.1387 | 2268.283 | 219.3894 | 1586.8108 | 1821.2448 | 3538.2996 | 0 | -1080.5968
2030-06-03 | 22 | 460.3872 | 460.3872 | 484.8498 | 199.8963 | 199.8963 | 2636.8623 | 168.9812 | -165.9039 | 0 | 1821.2448 | 3538.2996 | 0 | -1080.5968
2030-06-03 | 23 | 460.3872 | 460.3872 | 646.4664 | 199.8963 | 199.8963 | 1888.5693 | 168.9809 | 0 | -27.4531 | 1821.2448 | 2822.0676 | 0 | -1080.5968
2030-06-03 | 24 | 460.3872 | 460.3872 | 646.4664 | 199.8963 | 199.8963 | 1888.5693 | 168.9813 | 542.3352 | 0 | 0 | 2542.3743 | 0 | -1080.5968
2030-06-04 | 1 | 306.9248 | 406.1053 | 641.1882 | 133.2642 | 133.2642 | 3777.1387 | 168.9809 | -40.4977 | -1228.1873 | 1421.973 | 3538.2996 | 0 | -1080.5968
2030-06-04 | 2 | 153.4624 | 153.4624 | 0 | 0 | 0 | 3777.1387 | 3052.3796 | 170.3336 | 2204.449 | 3642.4895 | 3538.2996 | 0 | -1080.5968
2030-06-04 | 3 | 306.9248 | 314.5402 | 0 | 0 | 0 | 3777.1387 | 3625.937 | 2383.6182 | 3743.0737 | 3642.4895 | 3538.2996 | 0 | -1080.5968
2030-06-04 | 4 | 153.4624 | 235.7071 | 0 | 66.6321 | 17.7755 | 3777.1387 | 3625.937 | 3785.2283 | 3743.0737 | 3642.4895 | 3538.2996 | 0 | -1080.5968
2030-06-04 | 5 | 153.4624 | 153.4624 | 0 | 0 | 0 | 3777.1387 | 3625.937 | 3785.2273 | 3743.0737 | 3642.4895 | 3538.2996 | 0 | -1080.5968
2030-06-04 | 6 | 153.4624 | 153.4624 | 0 | 0 | 0 | 3777.1387 | 3625.937 | 3785.2273 | 3743.0737 | 3642.4895 | 3538.2996 | 0 | -1080.5968
2030-06-04 | 7 | 153.4624 | 153.4624 | 0 | 0 | 0 | 3777.1387 | 3625.937 | 3785.2273 | 3743.0737 | 3642.4895 | 3538.2996 | 0 | -1080.5968
2030-06-04 | 8 | 153.4624 | 153.4624 | 0 | 0 | 0 | 3777.1387 | 3625.937 | 3785.2273 | 3743.0737 | 3642.4895 | 3538.2996 | 0 | -1080.5968
2030-06-04 | 9 | 153.4624 | 153.4624 | 0 | 66.6321 | 113.3769 | 3777.1387 | 3625.937 | 3785.2273 | 3743.0737 | 3642.4895 | 3538.2996 | 107.5505 | -1080.5968
2030-06-04 | 10 | 153.4624 | 153.4624 | 0 | 133.2642 | 157.32 | 3777.1387 | 3625.937 | 3785.2273 | 3743.0737 | 3642.4895 | 3538.2996 | 184.3941 | -1080.5968
2030-06-04 | 11 | 153.4624 | 153.4624 | 0 | 194.0735 | 133.2642 | 3777.1387 | 3625.937 | 3785.2273 | 3743.0737 | 3642.4895 | 3538.2996 | 0 | -1080.5968
2030-06-04 | 12 | 153.4624 | 153.4624 | 0 | 0 | 0 | 3777.1387 | 3625.937 | 986.3987 | 3743.0737 | 3642.4895 | 3538.2996 | 0 | -1080.5968
2030-06-04 | 13 | 460.3872 | 307.2281 | 484.8498 | 133.2642 | 133.2642 | 3777.1387 | 1812.9685 | 0 | 1871.5369 | 1821.2448 | 3538.2996 | 0 | -1080.5968
2030-06-04 | 14 | 460.3872 | 460.3872 | 484.8498 | 133.2642 | 133.2642 | 3777.1387 | 1812.9685 | -969.6583 | 732.0873 | 1821.2448 | 3538.2996 | 0 | -1080.5968
2030-06-04 | 15 | 460.3872 | 460.3872 | 110.6605 | 133.2642 | 133.2642 | 3777.1387 | 1812.9685 | -482.1274 | 1871.5369 | 373.4928 | 3538.2996 | 0 | -1080.5968
2030-06-04 | 16 | 460.3872 | 460.3872 | 646.4664 | 199.8963 | 199.8963 | 3777.1387 | 1724.8221 | -10.546 | 1721.406 | 0 | 3538.2996 | 0 | -1080.5968
2030-06-04 | 17 | 460.3872 | 460.3872 | 646.4664 | 199.8963 | 199.8963 | 3777.1387 | 1812.9685 | -15.8122 | 0 | 0 | 3538.2996 | 0 | -1080.5968
2030-06-04 | 18 | 460.3872 | 460.3872 | 646.4664 | 199.8963 | 195.5165 | 2369.4824 | 1146.7986 | -32.6777 | 0 | 0 | 3538.2996 | 0 | -1080.5968
2030-06-04 | 19 | 460.3872 | 460.3872 | 646.4664 | 199.8963 | 199.8963 | 2558.3315 | 168.9818 | -26.0141 | 0 | 0 | 3423.7688 | 0 | -1080.5968
2030-06-04 | 20 | 460.3872 | 460.3872 | 646.4664 | 199.8963 | 199.8963 | 2471.2827 | 168.9811 | -247.8185 | 0 | 0 | 2298.3518 | 0 | -1080.5968
2030-06-04 | 21 | 460.3872 | 460.3872 | 500.4822 | 199.8963 | 199.8963 | 2968.4072 | 168.982 | 0 | 1871.5369 | 1821.2448 | 2838.4097 | 0 | -1080.5968
2030-06-04 | 22 | 460.3872 | 460.3872 | 0 | 199.8963 | 199.8963 | 3777.1387 | 168.9814 | 0 | 1871.5369 | 1821.2448 | 3538.2996 | 0 | -1080.5968
2030-06-04 | 23 | 460.3872 | 460.3872 | 400.2402 | 199.8963 | 199.8963 | 3777.1387 | 1812.9685 | 0 | 444.51 | 496.7517 | 3538.2996 | 0 | -1080.5968
2030-06-04 | 24 | 460.3872 | 460.3872 | 646.4664 | 133.2642 | 133.2642 | 3777.1387 | 1812.9685 | -357.386 | 86.2484 | 0 | 3538.2996 | 0 | -1080.5968
2030-06-05 | 1 | 153.4624 | 153.4624 | 113.759 | 0 | 0 | 3777.1387 | 2501.4314 | -889.4136 | 4.53e-05 | -4.53e-06 | 3538.2996 | 0 | -1080.5968
2030-06-05 | 2 | 153.4624 | 153.4624 | 0 | 0 | 0 | 3777.1387 | 534.83 | -1243.9783 | 1712.3102 | 1821.2448 | 3538.2996 | 0 | -1080.5968
2030-06-05 | 3 | 153.4624 | 153.4624 | 0 | 0 | 0 | 3777.1387 | 3625.937 | 181.939 | 3743.0737 | 3227.4375 | 3538.2996 | 0 | -1080.5968
2030-06-05 | 4 | 153.4624 | 153.4624 | 0 | 0 | 0 | 3777.1387 | 3625.937 | 3785.2273 | 3743.0737 | 3642.4895 | 3538.2996 | 0 | -1080.5968
2030-06-05 | 5 | 153.4624 | 153.4624 | 0 | 0 | 0 | 3777.1387 | 3625.937 | 3785.2273 | 3743.0737 | 3642.4895 | 3538.2996 | 0 | -1080.5968
2030-06-05 | 6 | 153.4624 | 153.4624 | 0 | 0 | 0 | 3777.1387 | 3625.937 | 3785.2273 | 3743.0737 | 3642.4895 | 3538.2996 | 0 | -1080.5968
2030-06-05 | 7 | 153.4624 | 153.4624 | 0 | 0 | 0 | 3777.1387 | 3625.937 | 3785.2273 | 3743.0737 | 3642.4895 | 3538.2996 | 0 | -1080.5968
2030-06-05 | 8 | 153.4624 | 153.4624 | 0 | 0 | 0 | 3777.1387 | 3625.937 | 3785.2273 | 3743.0737 | 3642.4895 | 3538.2996 | 0 | -1080.5968
2030-06-05 | 9 | 153.4624 | 153.4624 | 0 | 102.9802 | 66.6321 | 3777.1387 | 3625.937 | 3785.2273 | 3743.0737 | 3642.4895 | 3538.2996 | 0 | -1080.5968
2030-06-05 | 10 | 153.4624 | 153.4624 | 0 | 266.4163 | 266.4163 | 3777.1387 | 3625.937 | 3785.2273 | 3743.0737 | 3642.4895 | 3538.2996 | 0 | -1080.5968
2030-06-05 | 11 | 153.4624 | 153.4624 | 22.0618 | 266.4163 | 266.4163 | 3777.1387 | 3625.937 | 3785.2273 | 3743.0737 | 3642.4895 | 3538.2996 | 0 | -1080.5968
2030-06-05 | 12 | 293.7515 | 153.4624 | 0 | 266.4163 | 266.4163 | 3777.1387 | 3625.937 | 3785.2273 | 3743.0737 | 3642.4895 | 3538.2996 | 0 | -1080.5968
2030-06-05 | 13 | 460.3872 | 460.3872 | 646.4664 | 199.8963 | 171.1624 | 3777.1387 | 3625.937 | 2890.2332 | 1871.5369 | 2064.4648 | 3538.2996 | 0 | -1080.5968
2030-06-05 | 14 | 460.3872 | 460.3872 | 646.4664 | 266.4163 | 266.4163 | 3777.1387 | 1812.9685 | 1892.6136 | 1522.8094 | 1720.3896 | 3538.2996 | 0 | -1080.5968
2030-06-05 | 15 | 460.3872 | 460.3872 | 646.4664 | 266.4163 | 266.4163 | 3777.1387 | 1812.9685 | 1736.2465 | 1871.5369 | 1823.6666 | 3538.2996 | 0 | -1080.5968
2030-06-05 | 16 | 460.3872 | 460.3872 | 646.4664 | 266.4163 | 266.4163 | 3777.1387 | 1812.9685 | 1892.6136 | 2051.9805 | 1821.2448 | 3538.2996 | 0 | -1080.5968
2030-06-05 | 17 | 460.3872 | 460.3872 | 646.4664 | 266.4163 | 266.4163 | 3777.1387 | 168.9822 | 1892.6136 | 1871.5369 | 2007.4381 | 3538.2996 | 0 | -1080.5968
2030-06-05 | 18 | 460.3872 | 460.3872 | 646.4664 | 266.4163 | 266.4163 | 1888.5693 | 168.9808 | 1441.6134 | 1871.5369 | 2062.7615 | 3538.2996 | 0 | -1080.5968
2030-06-05 | 19 | 460.3872 | 460.3872 | 646.4664 | 266.4163 | 266.4163 | 1888.5693 | 168.982 | 1308.8889 | 1845.577 | 1821.2448 | 3538.2996 | 0 | -1080.5968
2030-06-05 | 20 | 460.3872 | 460.3872 | 407.4012 | 266.4163 | 266.4163 | 3777.1387 | 168.9817 | 1817.4469 | 1871.5369 | 1821.2448 | 3538.2996 | 0 | -1080.5968
2030-06-05 | 21 | 460.3872 | 460.3872 | 197.4604 | 199.8963 | 199.8963 | 3777.1387 | 798.0545 | 2577.5952 | 1871.5369 | 1821.2448 | 3538.2996 | 0 | -1080.5968
2030-06-05 | 22 | 460.3872 | 460.3872 | 167.0908 | 199.8963 | 199.8963 | 3777.1387 | 1812.9685 | 3342.4907 | 1871.5369 | 2470.1492 | 3538.2996 | 0 | -1080.5968
2030-06-05 | 23 | 460.3872 | 460.3872 | 179.8828 | 261.1123 | 199.8963 | 3777.1387 | 1074.0079 | 3785.2273 | 3743.0737 | 3642.4895 | 3538.2996 | 0 | -1080.5968
2030-06-05 | 24 | 460.3872 | 460.3872 | 0 | 66.6321 | 88.1129 | 3777.1387 | 3625.9382 | 3785.2273 | 3743.0737 | 3642.4895 | 3538.2996 | 0 | -1080.5968
2030-06-06 | 1 | 460.3872 | 460.3872 | 0 | 0 | 64.4613 | 3777.1387 | 3625.937 | 3785.2273 | 3743.0737 | 3642.4895 | 3538.2996 | 0 | -1080.5968
2030-06-06 | 2 | 460.3872 | 433.895 | 0 | 0 | 0 | 3777.1387 | 3625.937 | 3785.2273 | 3743.0737 | 3642.4895 | 3538.2983 | 0 | -1080.5968
2030-06-06 | 3 | 460.3872 | 451.3206 | 0 | 0 | 0 | 3777.1387 | 3625.937 | 3785.2273 | 3743.0737 | 3642.4895 | 3538.2996 | 0 | -1080.5968
2030-06-06 | 4 | 153.4624 | 153.4624 | 0 | 0 | 0 | 3777.1387 | 3625.937 | 3785.2273 | 3743.0737 | 3642.4895 | 3538.2996 | 0 | -1080.5968
2030-06-06 | 5 | 153.4624 | 153.4624 | 0 | 0 | 0 | 3777.1387 | 3625.937 | 2139.937 | 3743.0737 | 3642.4895 | 3538.2996 | 0 | -1080.5968
2030-06-06 | 6 | 153.4624 | 153.4624 | 0 | 0 | 0 | 3777.1387 | 3625.937 | -937.461 | 3743.0737 | 3642.4895 | 3538.2996 | 0 | -1080.5968
2030-06-06 | 7 | 153.4624 | 153.4624 | 0 | 0 | 0 | 3777.1387 | 2409.7517 | -2.7895e-05 | 3379.9377 | 1095.0803 | 3538.2996 | 0 | -1080.5968
2030-06-06 | 8 | 153.4624 | 153.4624 | 0 | 0 | 0 | 3777.1387 | 2754.1414 | -167.8198 | 3010.2712 | 1821.2448 | 3538.2996 | 0 | -1080.5968
2030-06-06 | 9 | 153.4624 | 153.4624 | 0 | 0 | 0 | 3777.1387 | 725.7198 | -41.2477 | 1871.5369 | 1273.0479 | 3538.2996 | 0 | -1080.5968
2030-06-06 | 10 | 255.8728 | 306.9248 | 192.1173 | 0 | 0 | 3777.1387 | 1360.2518 | 1892.6136 | 1871.5369 | -106.9873 | 3538.2996 | 0 | -1080.5968
2030-06-06 | 11 | 460.3872 | 460.3872 | 484.8498 | 0 | 34.3442 | 3777.1387 | 906.8046 | 1892.6136 | 1871.5369 | 3.6313 | 3538.2996 | 0 | -1080.5968
2030-06-06 | 12 | 460.3872 | 460.3872 | 484.8498 | 94.1871 | 66.6321 | 3199.2703 | 168.9807 | 752.873 | 1808.8413 | 1821.2448 | 3538.2996 | 0 | -1080.5968
2030-06-06 | 13 | 460.3872 | 460.3872 | 88.8413 | 199.8963 | 136.9121 | 3777.1387 | 1812.9685 | 867.8622 | 1371.8018 | 1821.2448 | 3538.2996 | 0 | -1080.5968
2030-06-06 | 14 | 460.3872 | 460.3872 | 646.4664 | 159.7718 | 133.2642 | 2325.3069 | 168.9821 | 1033.0342 | 1871.5369 | 1821.2448 | 3538.2996 | 0 | -1080.5968
2030-06-06 | 15 | 153.4624 | 283.6915 | 646.4664 | 199.8963 | 199.8963 | 3777.1387 | 386.3249 | 1892.6136 | 1871.5369 | 1821.2448 | 3538.2996 | 0 | -1080.5968
2030-06-06 | 16 | 153.4624 | 229.5789 | 646.4664 | 199.8963 | 199.8963 | 3130.0999 | 168.9809 | 1892.6136 | 1871.5369 | 1821.2448 | 3538.2996 | 0 | -1080.5968
2030-06-06 | 17 | 153.4624 | 239.5607 | 646.4664 | 199.8963 | 199.8963 | 2748.5432 | 168.9811 | 1892.6136 | 1871.5369 | 1870.6012 | 1948.6188 | 0 | -1080.5968
2030-06-06 | 18 | 204.4598 | 306.9248 | 646.4664 | 199.8963 | 199.8963 | 1888.5693 | 166.9226 | 3436.0229 | 1871.5369 | 1872.6991 | 1098.6274 | 0 | -1080.5968
2030-06-06 | 19 | 153.4624 | 153.4624 | 646.4664 | 69.6244 | 133.2642 | 2424.5767 | 168.981 | 3318.2734 | 1871.5369 | 1821.2448 | 2062.095 | 0 | -1080.5968
2030-06-06 | 20 | 153.4624 | 153.4624 | 247.3687 | 66.6321 | 89.9348 | 3777.1387 | 168.9805 | 3067.7844 | 2362.0735 | 1821.2448 | 1769.1498 | 0 | -1080.5968
2030-06-06 | 21 | 153.4624 | 153.4624 | 389.9118 | 66.6321 | 60.269 | 3384.9893 | 168.9813 | 3248.0977 | 2538.051 | 1821.2448 | 3538.2996 | 0 | -1080.5968
2030-06-06 | 22 | 153.4624 | 153.4624 | 510.952 | 70.4296 | 66.6321 | 3777.1387 | 168.9812 | 3559.6648 | 3170.3608 | 1821.2448 | 2424.1924 | 0 | -1080.5968
2030-06-06 | 23 | 174.3738 | 153.4624 | 573.0853 | 66.6321 | 66.6321 | 3777.1387 | 168.9819 | 3436.1333 | 2363.0793 | 2715.3533 | 2928.6533 | 0 | -1080.5968
2030-06-06 | 24 | 153.4624 | 153.4624 | 113.7489 | 66.6321 | 86.7966 | 3777.1399 | 215.9529 | 3508.2256 | 3003.3232 | 1534.1808 | 3365.8821 | 0 | -1080.5968
2030-06-07 | 1 | 153.4624 | 153.4624 | 325.953 | 66.6321 | 63.5548 | 3777.1387 | 168.9813 | 1877.7996 | 3664.5818 | 1821.2448 | 3538.2996 | 0 | -1080.5968
2030-06-07 | 2 | 153.4624 | 153.4624 | 484.8498 | 0 | 0 | 3777.1387 | 215.9529 | 330.8761 | -239.6729 | 1821.2448 | 3538.2996 | 0 | -1080.5968
2030-06-07 | 3 | 153.4624 | 153.4624 | 411.9637 | 0 | 0 | 3369.261 | 200.9981 | 529.7515 | -1665.6124 | 1821.2448 | 3538.2996 | 0 | -1080.5968
2030-06-07 | 4 | 153.4624 | 153.4624 | 148.5429 | 0 | 0 | 3777.1387 | 215.9531 | 851.781 | 154.063 | 1821.2448 | 3538.2996 | 0 | -1080.5968
2030-06-07 | 5 | 153.4624 | 153.4624 | 0 | 0 | 0 | 3777.1387 | 215.9529 | 152.3081 | 4.53e-05 | 3642.4895 | 3538.2996 | 0 | -1080.5968
2030-06-07 | 6 | 153.4624 | 153.4624 | 0 | 0 | 0 | 3777.1387 | 230.9874 | -60.2854 | 4.53e-05 | 3642.4895 | 3538.2996 | 0 | -1080.5968
2030-06-07 | 7 | 306.9248 | 261.9973 | 0 | 0 | 0 | 3777.1387 | 215.9522 | -300.8105 | 4.53e-05 | 3642.4895 | 3538.2996 | 0 | -1080.5968
2030-06-07 | 8 | 265.8369 | 306.9248 | 234.0237 | 66.6321 | 22.9403 | 3777.1387 | 1812.9685 | 357.6887 | -609.5757 | 523.0101 | 3538.2996 | 0 | -1080.5968
2030-06-07 | 9 | 306.9248 | 449.3623 | 0 | 66.6321 | 62.1416 | 3777.1387 | 3625.937 | 148.911 | -827.9247 | 983.7073 | 3538.2996 | 0 | -1080.5968
2030-06-07 | 10 | 460.3872 | 460.3872 | 323.2332 | 205.1044 | 199.8963 | 3777.1387 | 2824.0627 | 7.5255 | -1871.5369 | 1821.2448 | 3538.2996 | 0 | -1080.5968
2030-06-07 | 11 | 460.3872 | 460.3872 | 646.4664 | 266.4163 | 266.4163 | 3777.1387 | 1812.9685 | 267.4527 | -503.149 | 1821.2448 | 3538.2996 | 0 | -1080.5968
2030-06-07 | 12 | 460.3872 | 460.3872 | 646.4664 | 266.4163 | 266.4163 | 3777.1387 | 1812.9685 | 919.1357 | -394.6205 | 1821.2448 | 3538.2996 | 0 | -1080.5968
2030-06-07 | 13 | 460.3872 | 460.3872 | 646.4664 | 199.8963 | 199.8963 | 3777.1387 | 168.9821 | 1892.6136 | 1871.5369 | 1056.149 | 3538.2996 | 0 | -1080.5968
2030-06-07 | 14 | 460.3872 | 460.3872 | 646.4664 | 199.8963 | 199.8963 | 1888.5693 | 168.9812 | 1274.5781 | 1871.5369 | 663.8114 | 3538.2996 | 0 | -1080.5968
2030-06-07 | 15 | 460.3872 | 460.3872 | 646.4664 | 199.8963 | 199.8963 | 1888.5693 | 168.9814 | 606.3836 | 799.1757 | 1821.2448 | 2091.5537 | 0 | -1080.5968
2030-06-07 | 16 | 460.3872 | 460.3872 | 646.4664 | 199.8963 | 199.8963 | 1888.5693 | 168.9814 | 492.6203 | 0 | 1821.2448 | 1769.1498 | 0 | -1080.5968
2030-06-07 | 17 | 460.3872 | 460.3872 | 646.4664 | 199.8963 | 199.8963 | 1888.5693 | 168.982 | 582.9517 | 1238.886 | 1821.2448 | 2716.6475 | 0 | -1080.5968
2030-06-07 | 18 | 460.3872 | 460.3872 | 646.4664 | 199.8963 | 199.8963 | 1888.5693 | 168.9822 | 1034.0988 | 950.2621 | 1821.2448 | 3538.2996 | 0 | -1080.5968
2030-06-07 | 19 | 306.9248 | 271.4883 | 646.4664 | 133.2642 | 133.2642 | 1888.5693 | 168.981 | 961.1558 | 714.6044 | 1821.2448 | 3538.2996 | 0 | -1080.5968
2030-06-07 | 20 | 153.4624 | 248.3843 | 573.1576 | 66.6321 | 66.6321 | 3777.1387 | 1702.887 | 670.9421 | -3496.2273 | 1821.2448 | 3538.2996 | 0 | -1080.5968
2030-06-07 | 21 | 460.3872 | 395.4933 | 248.0674 | 25.8917 | 0 | 3777.1387 | 168.9823 | 1276.5686 | -3743.0737 | 1263.1672 | 3538.2996 | 0 | -1080.5968
2030-06-07 | 22 | 153.4624 | 153.4624 | 452.829 | 0 | 0 | 2980.9741 | 168.9813 | 634.4185 | -2630.5117 | 1821.2448 | 3538.2996 | 0 | -1080.5968
2030-06-07 | 23 | 153.4624 | 195.8878 | 370.3336 | 0 | 0 | 3777.1387 | 173.5369 | 1631.889 | -2774.8252 | 0 | 3538.2996 | 0 | -1080.5968
2030-06-07 | 24 | 153.4624 | 220.6147 | 485.8342 | 169.1494 | 199.8963 | 3777.1387 | 168.981 | 1429.9106 | -2676.5137 | 0 | 2607.9185 | 0 | -1080.5968
2030-06-08 | 1 | 460.3872 | 460.3872 | 0 | 143.2283 | 199.8963 | 3777.1387 | 166.9228 | 1233.0558 | -1503.9939 | 1821.2448 | 857.6579 | 0 | -1080.5968
2030-06-08 | 2 | 460.3872 | 460.3872 | 203.0357 | 133.2642 | 183.8259 | 3777.1387 | 3625.937 | 712.4442 | -678.4385 | 3642.4895 | 3538.2996 | 0 | -1080.5968
2030-06-08 | 3 | 460.3872 | 453.5778 | 0 | 0 | 0 | 3777.1387 | 3625.937 | 1362.5839 | 3743.0737 | 3642.4895 | 3538.2996 | 0 | -1080.5968
2030-06-08 | 4 | 153.4624 | 153.4624 | 0 | 0 | 0 | 3777.1387 | 3625.937 | 1351.6024 | 2088.4263 | 3642.4895 | 3538.2996 | 0 | -1080.5968
2030-06-08 | 5 | 153.4624 | 153.4624 | 0 | 0 | 0 | 3777.1387 | 3625.937 | 1186.2693 | 1585.0291 | 3642.4895 | 3538.2996 | 0 | -1080.5968
2030-06-08 | 6 | 153.4624 | 153.4624 | 0 | 0 | 0 | 3777.1387 | 3625.937 | 1836.782 | 2489.3276 | 3642.4895 | 3538.2996 | 0 | -1080.5968
2030-06-08 | 7 | 153.4624 | 153.4624 | 0 | 0 | 28.2714 | 3777.1387 | 3625.937 | 2100.0352 | 3707.0984 | 3642.4895 | 3538.2996 | 0 | -1080.5968
2030-06-08 | 8 | 306.9248 | 402.6973 | 0 | 199.8963 | 199.8963 | 3777.1387 | 3625.937 | 2613.7495 | 3743.0737 | 3642.4895 | 3538.2996 | 0 | -1080.5968
2030-06-08 | 9 | 306.9248 | 405.0625 | 0 | 66.6321 | 66.6321 | 3777.1387 | 3625.937 | 2185.3765 | 3743.0737 | 3642.4895 | 3538.2996 | 0 | -1080.5968
2030-06-08 | 10 | 454.5134 | 460.3872 | 0 | 0 | 0 | 3777.1387 | 3625.937 | 2000.4048 | 1513.725 | 3642.4895 | 3538.2996 | 0 | -1080.5968
2030-06-08 | 11 | 460.3872 | 460.3872 | 0 | 66.6321 | 9.8309 | 3777.1387 | 2905.2209 | 2202.1648 | 950.3878 | 3642.4895 | 3538.2996 | 0 | -1080.5968
2030-06-08 | 12 | 460.3872 | 460.3872 | 0 | 66.6321 | 116.0947 | 3706.2822 | 428.0558 | 2756.3025 | 2740.9844 | 3642.4895 | 3538.2996 | 0 | -1080.5968
2030-06-08 | 13 | 460.3872 | 460.3872 | 0 | 266.4163 | 266.4163 | 3533.2078 | 215.9533 | 3000.3892 | 2872.311 | 3642.4895 | 1769.1498 | 0 | -1080.5968
2030-06-08 | 14 | 402.5477 | 460.3872 | 312.9508 | 199.8963 | 199.8963 | 3738.3113 | 166.922 | 1967.4556 | 1871.5369 | 3154.7234 | 0 | 0 | -1080.5968
2030-06-08 | 15 | 460.3872 | 397.0362 | 318.4969 | 199.8963 | 199.8963 | 3777.1387 | 166.9226 | 1929.6643 | 1871.5369 | 3309.2419 | -1250.027 | 0 | -1080.5968
2030-06-08 | 16 | 376.9914 | 460.3872 | 247.1951 | 164.9468 | 133.2642 | 3727.8101 | 166.9222 | 1715.7013 | 3261.6992 | 3642.4895 | -2007.0505 | 0 | -1080.5968
2030-06-08 | 17 | 427.2176 | 306.9248 | 204.6612 | 133.2642 | 149.2698 | 3777.1387 | 166.9224 | 989.3046 | 1871.5369 | 2455.5068 | -1769.1498 | 0 | -1080.5968
2030-06-08 | 18 | 306.9248 | 363.5366 | 151.5259 | 133.2642 | 96.6076 | 3737.9036 | 166.9222 | 1220.4172 | 1871.5369 | 1821.2448 | -782.6695 | 0 | -1080.5968
2030-06-08 | 19 | 460.3872 | 435.5831 | 28.876 | 66.6321 | 71.7088 | 3777.1387 | 166.9233 | 1160.2313 | 1041.6573 | 1821.2448 | 221.014 | 0 | -1080.5968
2030-06-08 | 20 | 460.3872 | 460.3872 | 646.4664 | 199.8963 | 225.5339 | 3709.2993 | 168.9812 | 1407.6422 | 0 | 1821.2448 | 3005.1587 | 0 | -1080.5968
2030-06-08 | 21 | 460.3872 | 460.3872 | 161.6166 | 266.4163 | 208.6628 | 3777.1387 | 213.9524 | 799.6565 | -1448.3557 | 3402.7104 | 1611.4478 | 0 | -1080.5968
2030-06-08 | 22 | 460.3872 | 460.3872 | 0 | 266.4163 | 266.4163 | 3777.1387 | 215.9523 | 711.5319 | -939.896 | 3520.2007 | 2840.3013 | 0 | -1080.5968
2030-06-08 | 23 | 460.3872 | 460.3872 | 170.4726 | 266.4163 | 266.4163 | 3777.1387 | 215.9536 | 870.5873 | -1263.8312 | 3642.4895 | 2488.2778 | 0 | -1080.5968
2030-06-08 | 24 | 460.3872 | 460.3872 | 0 | 187.1833 | 133.2642 | 3777.1387 | 215.9518 | 1208.3427 | -304.5383 | 3642.4895 | 3063.6267 | 0 | -1080.5968
2030-06-09 | 1 | 460.3872 | 460.3872 | 139.9923 | 143.2357 | 133.2642 | 3777.1387 | 347.7942 | 1410.7891 | 413.596 | 3642.4895 | 3538.2996 | 0 | -1080.5968
2030-06-09 | 2 | 306.9248 | 277.6111 | 0 | 199.8963 | 199.8963 | 3741.1707 | 3625.937 | 3093.6885 | 3743.075 | 3642.4895 | 3397.0334 | 0 | -1080.5968
2030-06-09 | 3 | 153.4624 | 153.4624 | 0 | 199.8963 | 199.8963 | 3777.1387 | 3625.937 | 3785.2273 | 3743.0737 | 3642.4895 | 3538.2996 | 0 | -1080.5968
2030-06-09 | 4 | 153.4624 | 153.4624 | 0 | 266.4163 | 266.4163 | 3777.1387 | 3625.937 | 3785.2273 | 3743.0737 | 3642.4895 | 3538.2996 | 0 | -1080.5968
2030-06-09 | 5 | 153.4624 | 153.4624 | 0 | 66.6321 | 95.291 | 3777.1387 | 3625.9382 | 3785.2273 | 3743.0737 | 3642.4895 | 3538.2996 | 0 | -1080.5968
2030-06-09 | 6 | 153.4624 | 153.4624 | 0 | 105.0568 | 133.2642 | 3777.1387 | 3625.937 | 3785.2273 | 3743.0737 | 3642.4895 | 3538.2996 | 0 | -1080.5968
2030-06-09 | 7 | 153.4624 | 153.4624 | 0 | 266.4163 | 266.4163 | 3777.1387 | 2787.0813 | 3785.2273 | 3743.0737 | 3642.4895 | 3538.2996 | 0 | -1080.5968
2030-06-09 | 8 | 0 | 0 | 0 | 266.4163 | 266.4163 | 3777.1387 | 3625.937 | 3785.2273 | 3743.0737 | 3642.4895 | 3538.2996 | 0 | -1080.5968
2030-06-09 | 9 | 0 | 0 | 0 | 266.4163 | 266.4163 | 3777.1387 | 3625.937 | 3785.2273 | 3743.0737 | 3642.4895 | 3538.2996 | 0 | 1080.5968
2030-06-09 | 10 | 153.4624 | 153.4624 | 0 | 187.1274 | 133.2642 | 3777.1387 | 3625.937 | 3785.2273 | 3743.0737 | 3642.4895 | 3538.2996 | 0 | -1080.5968
2030-06-09 | 11 | 153.4624 | 142.5557 | 0 | 199.8963 | 199.8963 | 3777.1387 | 3625.937 | 3785.2273 | 3743.0737 | 3642.4895 | 3538.2996 | 0 | -1080.5968
2030-06-09 | 12 | 153.4624 | 153.4624 | 0 | 199.8963 | 199.8963 | 3777.1387 | 3625.937 | 3785.2273 | 3743.0737 | 3642.4895 | 3538.2996 | 0 | -1080.5968
2030-06-09 | 13 | 153.4624 | 153.4624 | 0 | 199.8963 | 199.8963 | 3777.1387 | 3625.937 | 3785.2273 | 3743.0737 | 3642.4895 | 3538.2996 | 0 | -1080.5968
2030-06-09 | 14 | 153.4624 | 153.4624 | 0 | 199.8963 | 194.9996 | 3777.1387 | 2421.8813 | 3785.2273 | 3743.0737 | 3642.4895 | 3538.2996 | 0 | -1080.5968
2030-06-09 | 15 | 153.4624 | 153.4624 | 0 | 94.9276 | 66.6321 | 3777.1387 | 1787.6874 | 3785.2273 | 3743.0737 | 3642.4895 | 3538.2996 | 0 | -1080.5968
2030-06-09 | 16 | 153.4624 | 153.4624 | 0 | 66.6321 | 31.9086 | 3777.1387 | 3023.7307 | 3785.2273 | 3743.0737 | 3642.4895 | 265.2458 | 0 | -1080.5968
2030-06-09 | 17 | 153.4624 | 153.4624 | 0 | 44.1146 | 66.6321 | 3777.1387 | 3625.937 | 3785.2273 | 3743.0737 | 3642.4895 | 265.2457 | 0 | -1080.5968
2030-06-09 | 18 | 153.4624 | 153.4624 | 0 | 58.1387 | 0 | 3777.1387 | 3625.937 | 3785.2273 | 3743.0737 | 3642.4895 | 265.2435 | 0 | -1080.5968
2030-06-09 | 19 | 153.4624 | 153.4624 | 0 | 38.1834 | 0 | 3777.1387 | 1726.7053 | 3785.2273 | 3743.0737 | 3642.4895 | 2456.6218 | 0 | -1080.5968
2030-06-09 | 20 | 153.4624 | 153.4624 | 0 | 0 | 53.5989 | 3777.1387 | 2354.48 | 3785.2273 | 3743.0737 | 3642.4895 | 3538.2996 | 0 | -1080.5968
2030-06-09 | 21 | 153.4624 | 153.4624 | 0 | 0 | 44.7256 | 3777.1387 | 3625.937 | 3785.2273 | 3743.0737 | 3642.4895 | 2341.6191 | 0 | -1080.5968
2030-06-09 | 22 | 153.4624 | 153.4624 | 0 | 0 | 0 | 3777.1387 | 3625.937 | 3785.2273 | 3743.0737 | 3642.4895 | 3538.2996 | 0 | -1080.5968
2030-06-09 | 23 | 153.4624 | 153.4624 | 0 | 0 | 0 | 3777.1387 | 3625.937 | 3785.2273 | 3743.0737 | 3642.4895 | 3538.2996 | 0 | -1080.5968
2030-06-09 | 24 | 0 | 0 | 0 | 0 | 0 | 3777.1387 | 3625.937 | 3785.2273 | 3743.0737 | 3642.4895 | 3538.2996 | 0 | -1080.5968
2030-06-10 | 1 | 153.4624 | 153.4624 | 0 | 0 | 2.2145 | 3777.1387 | 3625.937 | 3785.2273 | 3743.0737 | 3642.4895 | 3538.2996 | 0 | -1080.5968
2030-06-10 | 2 | 0 | 0 | 0 | 214.5612 | 199.8963 | 3777.1387 | 3625.937 | 3785.2273 | 3743.0737 | 3642.4895 | 3538.2996 | 0 | -1080.5968
2030-06-10 | 3 | 0 | 0 | 0 | 0 | 0 | 3777.1387 | 3625.937 | 3785.2273 | 3743.0737 | 3642.4895 | 3538.2996 | 0 | -1080.5968
2030-06-10 | 4 | 0 | 0 | 0 | 0 | 0 | 3777.1387 | 3625.937 | 3785.2273 | 3743.0737 | 3642.4895 | 3538.2996 | 0 | -1080.5968
2030-06-10 | 5 | 0 | 0 | 0 | 0 | 0 | 3777.1387 | 3625.937 | 3785.2273 | 3743.0737 | 3642.4895 | 3538.2996 | 0 | -1080.5968
2030-06-10 | 6 | 0 | 0 | 0 | 266.4163 | 266.4163 | 3777.1387 | 3625.937 | 3785.2273 | 3743.0737 | 3642.4895 | 3538.2996 | 0 | -1080.5968
2030-06-10 | 7 | 153.4624 | 153.4624 | 646.4664 | 0 | 0 | 3777.1387 | 3625.937 | 3785.2273 | 3743.0737 | 3642.4895 | 3538.2996 | 0 | -4.53e-06
2030-06-10 | 8 | 153.4624 | 153.4624 | 0 | 0 | 0 | 3777.1387 | 3625.937 | 3785.2273 | 3743.0737 | 3642.4895 | 3538.2996 | 0 | -1080.5968
2030-06-10 | 9 | 153.4624 | 153.4624 | 179.0433 | 103.9076 | 133.2642 | 3777.1387 | 3625.937 | 3785.2273 | 3743.0737 | 3642.4895 | 3538.2996 | 0 | -1080.5968
2030-06-10 | 10 | 153.4624 | 153.4624 | 316.883 | 72.5983 | 133.2642 | 3777.1387 | 3625.937 | 3785.2273 | 3743.0737 | 3642.4895 | 3538.2996 | 0 | -1080.5968
2030-06-10 | 11 | 153.4624 | 153.4624 | 426.4357 | 133.2642 | 199.6671 | 3777.1387 | 3625.937 | 3785.2273 | 3743.0737 | 3642.4895 | 3538.2996 | 0 | -1080.5968
2030-06-10 | 12 | 153.4624 | 153.4624 | 502.8932 | 266.4163 | 266.4163 | 3777.1387 | 3625.937 | 3785.2273 | 3743.0737 | 3642.4895 | 3538.2996 | 0 | -1080.5968
2030-06-10 | 13 | 153.4624 | 153.4624 | 646.4664 | 266.4163 | 266.4163 | 3777.1387 | 3625.937 | 3785.2273 | 3743.0737 | 3642.4895 | 3538.2996 | 0 | -1080.5968
2030-06-10 | 14 | 153.4624 | 153.4624 | 646.4664 | 266.4163 | 266.4163 | 3777.1387 | 3625.937 | 3785.2273 | 3743.0737 | 3642.4895 | 3538.2996 | 0 | -1080.5968
2030-06-10 | 15 | 306.9248 | 263.4744 | 646.4664 | 199.8963 | 199.8963 | 3777.1387 | 3625.937 | 3785.2273 | 3743.0737 | 3642.4895 | 3538.2996 | 0 | -1080.5968
2030-06-10 | 16 | 217.361 | 306.9248 | 646.4664 | 199.8963 | 199.8963 | 3777.1387 | 3473.0613 | 3495.4456 | 3743.0737 | 1821.2448 | 3538.2996 | 116.2294 | -1080.5968
2030-06-10 | 17 | 225.914 | 153.4624 | 646.4664 | 199.8963 | 199.8963 | 3777.1387 | 3625.937 | 2626.2388 | 3706.1936 | 1821.2448 | 3538.2996 | 647.0283 | -1080.5968
2030-06-10 | 18 | 306.9248 | 306.9248 | 646.4664 | 66.6321 | 66.4584 | 3777.1387 | 1306.4771 | 2295.3523 | 1871.5369 | 1821.2448 | 3538.2996 | 485.1784 | -1080.5968
2030-06-10 | 19 | 306.9248 | 388.1028 | 646.4664 | 66.6321 | 66.6321 | 3069.1982 | 168.982 | 2109.9575 | 1871.5369 | 1821.2448 | 2863.5837 | 146.7551 | -1080.5968
2030-06-10 | 20 | 460.3872 | 460.3872 | 646.4664 | 66.6321 | 79.8132 | 3230.3794 | 168.9812 | 1508.1107 | 1871.5369 | 1543.0731 | 3438.3777 | 0 | -1080.5968
2030-06-10 | 21 | 460.3872 | 460.3872 | 646.4664 | 151.2209 | 133.2642 | 3777.1387 | 1812.9685 | 2100.4419 | 1871.5369 | 2031.3995 | 3538.2996 | 0 | -1080.5968
2030-06-10 | 22 | 460.3872 | 460.3872 | 646.4664 | 199.8963 | 199.8963 | 3761.3894 | 661.5846 | 2471.7202 | 1871.5369 | 3277.5562 | 3538.2996 | 0 | -1080.5968
2030-06-10 | 23 | 460.3872 | 460.3872 | 646.4664 | 199.8963 | 199.8963 | 3691.6301 | 1409.5907 | 2764.4238 | 1871.5369 | 3642.4895 | 3538.2996 | 0 | -1024.7073
2030-06-10 | 24 | 306.9248 | 193.6905 | 226.1773 | 84.6031 | 133.2642 | 3409.0618 | 3540.8542 | 3459.8015 | 3743.0737 | 3642.4895 | 3538.2996 | 0 | -1080.5968
2030-06-11 | 1 | 165.2369 | 153.4624 | 134.8233 | 199.8963 | 199.8963 | 3777.1387 | 3625.937 | 3785.2273 | 3743.0737 | 3642.4895 | 3538.3005 | 0 | -4.53e-06
2030-06-11 | 2 | 153.4624 | 22.6019 | 116.1144 | 0 | 0 | 3777.1387 | 3625.937 | 3785.2273 | 3743.0737 | 3642.4895 | 3538.2996 | 0 | -1080.5968
2030-06-11 | 3 | 153.4624 | 153.4624 | 0 | 186.5683 | 133.2642 | 3777.1387 | 3625.937 | 3785.2273 | 3743.0737 | 3642.4895 | 3538.2996 | 0 | -1080.5968
2030-06-11 | 4 | 153.4624 | 153.4624 | 0 | 101.4018 | 133.2642 | 3777.1387 | 3625.937 | 3785.2273 | 3743.0737 | 3642.4895 | 3538.2996 | 0 | -1080.5968
2030-06-11 | 5 | 153.4624 | 153.4624 | 0 | 266.4163 | 266.4163 | 3777.1387 | 3625.937 | 3785.2273 | 3743.0737 | 3642.4895 | 3538.2996 | 0 | -1080.5968
2030-06-11 | 6 | 153.4624 | 153.4624 | 0 | 199.8963 | 199.8963 | 3777.1387 | 3625.937 | 3785.2273 | 3743.0737 | 3642.4895 | 3538.2996 | 0 | -1080.5968
2030-06-11 | 7 | 153.4624 | 167.2817 | 285.9501 | 266.4163 | 266.4163 | 3777.1387 | 3625.937 | 3785.2273 | 3743.0737 | 3642.4895 | 3538.2996 | 0 | -1080.5968
2030-06-11 | 8 | 153.4624 | 153.4624 | 0 | 0 | 0 | 3777.1387 | 3625.937 | 3785.2273 | 3743.0737 | 3642.4895 | 3538.2996 | 0 | -1080.5968
2030-06-11 | 9 | 153.4624 | 153.4624 | 0 | 0 | 0 | 3777.1387 | 3625.937 | 3551.2432 | 3743.0737 | 3642.4895 | 3538.2996 | 485.2712 | -1080.5968
2030-06-11 | 10 | 153.4624 | 153.4624 | 0 | 0 | 0 | 3777.1387 | 3625.937 | 2295.3442 | 3743.0737 | 3642.4895 | 3538.2996 | 0 | -1080.5968
2030-06-11 | 11 | 153.4624 | 153.4624 | 0 | 118.2008 | 66.6321 | 3777.1387 | 3625.937 | -226.8009 | 3743.0737 | 1575.123 | 3538.2996 | 0 | -1080.5968
2030-06-11 | 12 | 460.3872 | 460.3872 | 59.3301 | 199.8963 | 141.2357 | 3777.1387 | 1812.9685 | 352.3063 | 1871.5369 | 874.7087 | 3538.2996 | 0 | -1080.5968
2030-06-11 | 13 | 460.3872 | 460.3872 | 44.5179 | 199.8963 | 199.8963 | 3777.1387 | 536.6578 | -114.3624 | 1871.5369 | 1821.2448 | 3538.2996 | 0 | -1080.5968
2030-06-11 | 14 | 460.3872 | 460.3872 | 258.972 | 199.8963 | 199.8963 | 3777.1387 | 1812.9685 | -1203.4078 | -896.9479 | 1821.2448 | 3538.2996 | 647.0283 | -1080.5968
2030-06-11 | 15 | 460.3872 | 460.3872 | 26.8833 | 199.8963 | 199.8963 | 3777.1387 | 1812.9685 | -501.5212 | 845.7585 | -847.072 | 3538.2996 | 647.0283 | -1080.5968
2030-06-11 | 16 | 460.3872 | 460.3872 | 30.1092 | 199.8963 | 199.8963 | 3777.1387 | 695.7739 | -698.4218 | 0 | 0 | 3538.2996 | 335.9337 | -1080.5968
2030-06-11 | 17 | 460.3872 | 460.3872 | 15.4079 | 199.8963 | 194.9531 | 3777.1387 | 1001.9387 | -490.0788 | 0 | -679.9965 | 3538.2996 | 212.7577 | -1080.5968
2030-06-11 | 18 | 308.8652 | 460.3872 | 646.4664 | 133.2642 | 133.2642 | 3777.1387 | 168.9805 | -683.145 | 0 | 0 | 3538.2996 | 0 | -1080.5968
2030-06-11 | 19 | 413.4012 | 306.9248 | 646.4664 | 133.2642 | 133.2642 | 3672.6348 | 168.9808 | -399.1222 | 0 | -898.2454 | 2602.8938 | 0 | -1080.5968
2030-06-11 | 20 | 313.9337 | 460.3872 | 316.0622 | 133.2642 | 133.2642 | 3105.3679 | 168.9813 | -791.0739 | 0 | 0 | 3185.291 | 0 | -1080.5968
2030-06-11 | 21 | 460.3872 | 460.3872 | 504.2648 | 174.541 | 133.2642 | 3136.5662 | 550.1692 | -726.352 | 0 | 0 | 3538.2996 | 0 | -1080.5968
2030-06-11 | 22 | 460.3872 | 460.3872 | 157.7161 | 133.2642 | 133.2642 | 2249.4751 | 1812.9685 | -1122.3949 | 0 | 1479.7898 | 3538.2996 | 0 | -1080.5968
2030-06-11 | 23 | 460.3872 | 460.3872 | 0 | 199.8963 | 163.2159 | 3628.0398 | 1698.4546 | -102.302 | 0 | -955.4059 | 3538.2996 | 0 | -1080.5968
2030-06-11 | 24 | 153.4624 | 153.4624 | 349.9926 | 0 | 0 | 1888.5693 | 168.981 | -267.2419 | 1052.702 | 0 | 3538.2996 | 0 | -1080.5968
2030-06-12 | 1 | 153.4624 | 153.4624 | 646.4664 | 0 | 0 | 1944.7332 | 168.981 | 0 | 0 | 450.2843 | 2004.5992 | 352.1452 | -1080.5968
2030-06-12 | 2 | 153.4624 | 153.4624 | 169.7529 | 0 | 0 | 3777.1387 | 213.9523 | 204.6272 | -2374.6555 | -4.53e-06 | 2469.3 | 0 | -1080.5968
2030-06-12 | 3 | 153.4624 | 153.4624 | 0 | 0 | 0 | 3777.1387 | 3243.9482 | 128.0512 | -1871.538 | 539.3641 | 3538.2996 | 0 | -1080.5968
2030-06-12 | 4 | 153.4624 | 153.4624 | 0 | 0 | 0 | 3777.1387 | 3625.937 | -791.9896 | 725.9793 | 3642.4895 | 3538.2996 | 0 | -1080.5968
2030-06-12 | 5 | 153.4624 | 153.4624 | 0 | 0 | 0 | 3777.1387 | 3625.937 | -366.6984 | 1278.5653 | 3642.4895 | 3538.2996 | 0 | -1080.5968
2030-06-12 | 6 | 155.565 | 306.9248 | 0 | 40.9439 | 66.6321 | 2892.1392 | 3625.937 | 462.95 | 0 | 1821.2448 | 3538.2996 | 0 | -1080.5968
2030-06-12 | 7 | 460.3872 | 460.3872 | 68.3881 | 199.8963 | 199.8963 | 2822.5525 | 3420.4397 | 701.1568 | -825.4178 | 1821.2448 | 3538.2996 | 0 | -1080.5968
2030-06-12 | 8 | 460.3872 | 460.3872 | 0 | 199.8963 | 199.8963 | 3777.1387 | 680.9136 | 642.3953 | -2414.1802 | 1821.2448 | 3538.2996 | 0 | -1080.5968
2030-06-12 | 9 | 460.3872 | 460.3872 | 55.5811 | 266.4163 | 266.4163 | 3548.3364 | 508.1898 | 737.3427 | -1085.9316 | 1821.2448 | 3538.2996 | 252.0966 | -1080.5968
2030-06-12 | 10 | 460.3872 | 460.3872 | 243.5556 | 266.4163 | 266.4163 | 1888.5693 | 168.9816 | 875.132 | -86.5278 | 1821.2448 | 2937.769 | 485.2712 | -1080.5968
2030-06-12 | 11 | 460.3872 | 460.3872 | 19.616 | 266.4163 | 266.4163 | 3170.9822 | 215.9517 | 1019.3245 | 1871.5369 | 1821.2448 | 3304.7812 | 485.2712 | -1080.5968
2030-06-12 | 12 | 460.3872 | 460.3872 | 0 | 199.8963 | 199.8963 | 3777.1387 | 215.9533 | 1108.9115 | 1871.5369 | 1821.2448 | 3538.2996 | 485.2712 | -1080.5968
2030-06-12 | 13 | 460.3872 | 460.3872 | 0 | 199.8963 | 199.8963 | 3777.1387 | 215.9533 | 884.2115 | 1871.5369 | 976.0244 | 3538.2996 | 647.0283 | -1080.5968
2030-06-12 | 14 | 460.3872 | 460.3872 | 79.5454 | 199.8963 | 199.8963 | 1888.5693 | 168.9802 | 247.107 | 0 | -93.7206 | 3077.4639 | 0 | -1080.5968
2030-06-12 | 15 | 460.3872 | 460.3872 | 646.4664 | 199.8963 | 199.8963 | 3777.1387 | 166.9226 | 187.4997 | 0 | -1821.2448 | 1769.1498 | 0 | -1080.5968
2030-06-12 | 16 | 460.3872 | 460.3872 | 646.4664 | 199.8963 | 199.8963 | 3652.8579 | 166.922 | 0 | 0 | -1869.8031 | 628.9866 | 0 | -1080.5968
2030-06-12 | 17 | 306.9248 | 299.8127 | 646.4664 | 199.8963 | 199.8963 | 1888.5693 | 166.9226 | -110.7009 | 0 | -1821.2448 | 221.0142 | 0 | -1080.5968
2030-06-12 | 18 | 153.4624 | 282.3895 | 646.4664 | 133.2642 | 154.0102 | 1888.5693 | 166.9226 | 0 | -118.7678 | -1555.0503 | 221.0134 | 0 | -1080.5968
2030-06-12 | 19 | 306.9248 | 353.1989 | 646.4664 | 133.2642 | 133.2642 | 2939.6895 | 168.9816 | -41.8516 | 0 | -494.5108 | 1455.6212 | 0 | -1080.5968
2030-06-12 | 20 | 460.3872 | 460.3872 | 646.4664 | 199.8963 | 181.4499 | 3108.429 | 168.9822 | -118.0431 | 0 | -568.5364 | 3108.6572 | 0 | -1080.5968
2030-06-12 | 21 | 460.3872 | 460.3872 | 11.2194 | 133.2642 | 167.5105 | 3777.1387 | 904.7192 | 444.5988 | 0 | -1768.3015 | 3538.2996 | 125.9251 | -1080.5968
2030-06-12 | 22 | 460.3872 | 460.3872 | 196.5166 | 199.8963 | 173.4158 | 3777.1387 | 1812.9685 | 0 | 0 | -21.6029 | 3538.2996 | 155.2716 | -1080.5968
2030-06-12 | 23 | 460.3872 | 460.3872 | 232.6574 | 199.8963 | 157.0777 | 3777.1387 | 168.982 | 0 | -966.6567 | -470.3816 | 3538.2996 | 0 | -1080.5968
2030-06-12 | 24 | 460.3872 | 460.3872 | 195.382 | 133.2642 | 139.5241 | 2995.146 | 168.9816 | 0 | -1539.9565 | -232.2489 | 3099.6135 | 0 | -1080.5968
2030-06-13 | 1 | 153.4624 | 153.4624 | 65.8385 | 0 | 0 | 3777.1387 | 213.9544 | -2.7895e-05 | -1677.7308 | -1220.4445 | 1237.444 | 0 | -1080.5968
2030-06-13 | 2 | 153.4624 | 153.4624 | 0 | 0 | 0 | 3777.1387 | 215.9531 | -282.5274 | -2994.6978 | -4.53e-06 | 3538.2996 | 0 | -1080.5968
2030-06-13 | 3 | 153.4624 | 153.4624 | 0 | 0 | 0 | 3777.1387 | 1282.6487 | -128.4398 | -1910.9465 | -4.53e-06 | 3538.2996 | 0 | -1080.5968
2030-06-13 | 4 | 153.4624 | 153.4624 | 0 | 0 | 0 | 3777.1387 | 3625.937 | -295.5768 | -3743.0737 | 1832.725 | 3538.2996 | 0 | -1080.5968
2030-06-13 | 5 | 153.4624 | 153.4624 | 0 | 0 | 0 | 3777.1387 | 3625.937 | -745.0995 | -2868.884 | 3642.4895 | 3538.2996 | 0 | -1080.5968
2030-06-13 | 6 | 153.4624 | 153.4624 | 0 | 0 | 0 | 3777.1387 | 2808.6592 | -129.8505 | 4.53e-05 | 2991.0483 | 3538.2996 | 0 | -1080.5968
2030-06-13 | 7 | 153.4624 | 153.4624 | 0 | 0 | 0 | 3777.1387 | 2363.459 | -31.6201 | 0.0010219 | 3158.7339 | 3538.2996 | 0 | -1080.5968
2030-06-13 | 8 | 153.4624 | 153.4624 | 0 | 0 | 0 | 3777.1387 | 215.9531 | 1015.7 | 863.9492 | 1821.2448 | 3538.2996 | 0 | -1080.5968
2030-06-13 | 9 | 460.3872 | 460.3872 | 322.3 | 166.6036 | 133.2642 | 3074.5977 | 168.9815 | 1018.7739 | 1871.5369 | 1821.2448 | 1840.0504 | 0 | -1080.5968
2030-06-13 | 10 | 460.3872 | 460.3872 | 466.6107 | 199.8963 | 199.8963 | 3306.5054 | 168.9815 | 859.027 | 1871.5369 | 1821.2448 | 2398.4214 | 0 | -1080.5968
2030-06-13 | 11 | 460.3872 | 460.3872 | 0 | 199.8963 | 199.8963 | 3777.1387 | 168.9795 | 988.7092 | 1871.5369 | 1821.2448 | 3475.0576 | 145.2055 | -1080.5968
2030-06-13 | 12 | 460.3872 | 460.3872 | 0 | 199.8963 | 199.8963 | 3777.1387 | 1466.3079 | 1163.3999 | 1871.5369 | 1821.2448 | 3538.2996 | 141.9165 | -1080.5968
2030-06-13 | 13 | 460.3872 | 460.3872 | 0 | 199.8963 | 199.8963 | 3777.1387 | 215.9544 | 1156.8302 | 1871.5369 | 1821.2448 | 3079.8486 | 83.5532 | -1080.5968
2030-06-13 | 14 | 460.3872 | 460.3872 | 646.4664 | 199.8963 | 199.8963 | 2786.8347 | 168.9813 | 682.8945 | 1871.5369 | 1821.2448 | 1769.1498 | 0 | -1080.5968
2030-06-13 | 15 | 460.3872 | 460.3872 | 646.4664 | 199.8963 | 199.8963 | 1888.5693 | 168.9812 | 259.7507 | 1871.5369 | 1462.3472 | 1769.1498 | 0 | -1080.5968
2030-06-13 | 16 | 460.3872 | 460.3872 | 646.4664 | 199.8963 | 199.8963 | 1888.5693 | 168.981 | 379.6596 | 1871.5369 | 0 | 1769.1498 | 0 | -1080.5968
2030-06-13 | 17 | 460.3872 | 460.3872 | 646.4664 | 199.8963 | 199.8963 | 2791.4131 | 168.9809 | 274.5308 | 762.7577 | 0 | 1769.1498 | 0 | -1080.5968
2030-06-13 | 18 | 460.3872 | 460.3872 | 646.4664 | 199.8963 | 199.8963 | 3777.1387 | 1812.9685 | 107.1832 | 0 | 0 | 3538.2996 | 0 | -1080.5968
2030-06-13 | 19 | 460.3872 | 460.3872 | 646.4664 | 199.8963 | 199.8963 | 3417.7583 | 1812.9685 | 161.5377 | 0 | 0 | 3538.2996 | 0 | -1080.5968
2030-06-13 | 20 | 460.3872 | 460.3872 | 646.4664 | 199.8963 | 199.8963 | 3777.1387 | 1812.9685 | 316.1421 | 197.8378 | 19.9217 | 3538.2996 | 0 | -1080.5968
2030-06-13 | 21 | 460.3872 | 460.3872 | 0 | 199.8963 | 199.8963 | 3777.1387 | 168.9804 | 833.1444 | 1871.5369 | 182.8246 | 3538.2996 | 0 | -1080.5968
2030-06-13 | 22 | 460.3872 | 460.3872 | 0 | 199.8963 | 199.8963 | 3052.3506 | 168.9813 | 458.9854 | 1871.5369 | 1821.2448 | 3538.2996 | 0 | -1080.5968
2030-06-13 | 23 | 460.3872 | 460.3872 | 5.105 | 199.8963 | 199.8963 | 2493.96 | 168.981 | 360.0971 | 1871.5369 | 1821.2448 | 3538.2996 | 0 | -1080.5968
2030-06-13 | 24 | 460.3872 | 460.3872 | 48.6928 | 199.8963 | 199.8963 | 1888.5693 | 166.9227 | 1033.8907 | 807.9125 | 928.2922 | 1769.1498 | 0 | -1080.5968
2030-06-14 | 1 | 460.3872 | 460.3872 | 646.4664 | 199.8963 | 143.31 | 1888.5693 | 168.9814 | 1364.4565 | 0 | 563.0916 | 1769.1498 | 0 | -1080.5968
2030-06-14 | 2 | 383.9201 | 306.9248 | 0 | 133.2642 | 133.2642 | 3729.2661 | 168.9813 | 1101.7205 | 0 | 400.0243 | 2959.6218 | 0 | -1080.5968
2030-06-14 | 3 | 460.3872 | 460.3872 | 0 | 199.8963 | 199.8963 | 3777.1387 | 416.502 | 48.5072 | 932.7648 | 3642.4895 | 3538.2996 | 0 | -1080.5968
2030-06-14 | 4 | 460.3872 | 325.822 | 0 | 0 | 0 | 3777.1387 | 3625.937 | 2616.2966 | 3743.0737 | 3642.4895 | 3538.2996 | 0 | -1080.5968
2030-06-14 | 5 | 153.4624 | 153.4624 | 0 | 0 | 0 | 3777.1387 | 3625.937 | 3785.2273 | 3743.0737 | 3642.4895 | 3538.2996 | 0 | -1080.5968
2030-06-14 | 6 | 153.4624 | 153.4624 | 646.4664 | 0 | 0 | 3777.1387 | 3625.937 | 3785.2273 | 3743.0737 | 3642.4895 | 3538.2996 | 0 | -1080.5968
2030-06-14 | 7 | 153.4624 | 153.4624 | 0 | 133.2642 | 189.1965 | 3777.1387 | 3625.937 | 3785.2273 | 3743.0737 | 3642.4895 | 3538.2996 | 0 | -1080.5968
2030-06-14 | 8 | 306.9248 | 306.9248 | 0 | 133.4132 | 199.8963 | 3777.1387 | 3625.937 | 3785.2273 | 3743.0737 | 3642.4895 | 3538.2996 | 325.4774 | -1080.5968
2030-06-14 | 9 | 460.3872 | 460.3872 | 0 | 133.2642 | 199.2756 | 3777.1387 | 3625.937 | 3785.2273 | 3743.0737 | 3642.4895 | 3538.2996 | 323.1108 | -1080.5968
2030-06-14 | 10 | 460.3872 | 460.3872 | 0 | 246.8483 | 266.4163 | 3777.1387 | 3625.937 | 3785.2273 | 3743.0737 | 3642.4895 | 3538.2996 | 140.5847 | -1080.5968
2030-06-14 | 11 | 460.3872 | 460.3872 | 0 | 199.8963 | 249.6225 | 3777.1387 | 3625.937 | 3785.2273 | 3743.0737 | 3642.4895 | 3538.2996 | 0 | -1080.5968
2030-06-14 | 12 | 460.3872 | 460.3872 | 224.7952 | 196.9008 | 133.2642 | 3777.1387 | 3625.937 | 2417.8572 | 3743.0737 | 3642.4895 | 3538.2996 | 0 | -1080.5968
2030-06-14 | 13 | 460.3872 | 460.3872 | 0 | 266.4163 | 266.4163 | 1888.5693 | 3625.937 | 1248.7471 | 512.3178 | 2928.1099 | 3538.2996 | 304.0377 | -1080.5968
2030-06-14 | 14 | 460.3872 | 460.3872 | 646.4664 | 266.4163 | 266.4163 | 2072.3174 | 2270.9119 | 1477.5488 | 219.216 | 1821.2448 | 3538.2996 | 0 | -1080.5968
2030-06-14 | 15 | 460.3872 | 460.3872 | 646.4664 | 266.4163 | 266.4163 | 2519.3591 | 1789.2837 | 1006.2079 | 485.8301 | 1821.2448 | 1769.1498 | 3.3458 | -1080.5968
2030-06-14 | 16 | 460.3872 | 460.3872 | 646.4664 | 266.4163 | 266.4163 | 2809.167 | 1106.9507 | 594.9653 | 84.6219 | 1852.4198 | 2736.5442 | 0 | -1080.5968
2030-06-14 | 17 | 460.3872 | 460.3872 | 646.4664 | 266.4163 | 266.4163 | 2580.2717 | 1538.0251 | 808.6724 | 1453.1312 | 1821.2448 | 3538.2996 | 0 | -1080.5968
2030-06-14 | 18 | 460.3872 | 460.3872 | 646.4664 | 266.4163 | 266.4163 | 3777.1387 | 3625.937 | 971.9621 | 1389.6805 | 1821.2448 | 2921.2253 | 280.8639 | -1080.5968
2030-06-14 | 19 | 460.3872 | 460.3872 | 646.4664 | 266.4163 | 252.3235 | 3180.2466 | 3443.0269 | 1542.1591 | 1323.1715 | 2619.1375 | 3538.2996 | 0 | -1080.5968
2030-06-14 | 20 | 460.3872 | 460.3872 | 3.1112 | 266.4163 | 266.4163 | 2291.8027 | 3625.937 | 2674.2761 | 1871.5369 | 3642.4895 | 748.0421 | 0 | -1080.5968
2030-06-14 | 21 | 460.3872 | 460.3872 | 323.2332 | 133.2642 | 144.8092 | 3292.6868 | 3625.937 | 3033.3123 | 2919.7251 | 3642.4895 | 3538.2996 | 0 | -1080.5968
2030-06-14 | 22 | 460.3872 | 460.3872 | 292.1994 | 199.8963 | 199.8963 | 3777.1387 | 3625.937 | 3785.2273 | 3743.0737 | 3642.4895 | 3538.2996 | 0 | -1080.5968
2030-06-14 | 23 | 153.4624 | 294.5092 | 0 | 266.4163 | 266.4163 | 3777.1387 | 3625.937 | 3785.2273 | 3743.0737 | 3642.4895 | 3538.2996 | 0 | -1080.5968
2030-06-14 | 24 | 153.4624 | 153.4624 | 0 | 199.8963 | 199.8963 | 3777.1387 | 3625.937 | 3785.2273 | 3743.0737 | 3642.4895 | 3538.2996 | 0 | -1080.5968
2030-06-15 | 1 | 153.4624 | 153.4624 | 0 | 133.2642 | 137.2654 | 3748.4287 | 3625.937 | 3785.2273 | 3743.0737 | 3642.4895 | 3538.2996 | 130.8896 | -1080.5968
2030-06-15 | 2 | 153.4624 | 153.4624 | 0 | 0 | 0 | 3777.1387 | 3625.937 | 3785.2273 | 3743.0737 | 3642.4895 | 3538.2996 | 0 | -1080.5968
2030-06-15 | 3 | 153.4624 | 153.4624 | 0 | 0 | 0 | 3777.1387 | 3625.937 | 3785.2273 | 3743.0737 | 3642.4895 | 3538.2996 | 0 | -1080.5968
2030-06-15 | 4 | 153.4624 | 153.4624 | 0 | 0 | 0 | 3777.1387 | 3625.937 | 3785.2273 | 3743.0737 | 3642.4895 | 3538.2996 | 0 | -1080.5968
2030-06-15 | 5 | 153.4624 | 153.4624 | 0 | 0 | 0 | 3777.1387 | 3625.937 | 3785.2273 | 3743.0737 | 3642.4895 | 3538.2996 | 0 | -1080.5968
2030-06-15 | 6 | 0 | 0 | 0 | 133.1521 | 175.1766 | 3777.1387 | 3625.937 | 3785.2273 | 3743.0737 | 3642.4895 | 3538.2996 | 0 | -1080.5968
2030-06-15 | 7 | 153.4624 | 153.4624 | 0 | 0 | 0 | 3777.1387 | 3625.937 | 3785.2273 | 3743.0737 | 3642.4895 | 3538.2996 | 0 | -1080.5968
2030-06-15 | 8 | 153.4624 | 153.4624 | 0 | 0 | 0 | 3777.1387 | 3625.937 | 3785.2273 | 3743.0737 | 3642.4895 | 3538.2996 | 0 | -1080.5968
2030-06-15 | 9 | 153.4624 | 153.4624 | 0 | 133.2642 | 77.0441 | 3777.1387 | 3625.937 | 3785.2273 | 3743.0737 | 3642.4895 | 3538.2996 | 0 | -1080.5968
2030-06-15 | 10 | 153.4624 | 153.4624 | 0 | 114.1696 | 133.2642 | 3777.1387 | 3625.937 | 3785.2273 | 3743.0737 | 3642.4895 | 3538.2996 | 0 | -1080.5968
2030-06-15 | 11 | 153.4624 | 153.4624 | 74.4165 | 199.8963 | 199.8963 | 3777.1387 | 3625.937 | 3785.2273 | 3743.0737 | 3642.4895 | 3538.2996 | 323.5141 | -1080.5968
2030-06-15 | 12 | 153.4624 | 153.4624 | 96.2607 | 266.4163 | 266.4163 | 3777.1387 | 3625.937 | 3785.2273 | 3743.0737 | 3642.4895 | 3538.2996 | 44.8188 | -1080.5968
2030-06-15 | 13 | 153.4624 | 153.4624 | 226.085 | 266.4163 | 263.849 | 3777.1387 | 3625.937 | 3785.2273 | 3743.0737 | 3642.4895 | 3538.2996 | 0 | -1080.5968
2030-06-15 | 14 | 153.4624 | 153.4624 | 646.4664 | 199.8963 | 247.7209 | 3777.1387 | 3625.937 | 3785.2273 | 3743.0737 | 3642.4895 | 3538.2996 | 0 | -1080.5968
2030-06-15 | 15 | 100.2865 | 153.4624 | 646.4664 | 266.4163 | 266.4163 | 3777.1387 | 3625.937 | 3785.2273 | 3743.0737 | 3642.4895 | 3538.2996 | 0 | -1080.5968
2030-06-15 | 16 | 153.4624 | 153.4624 | 646.4664 | 233.758 | 199.8963 | 3777.1387 | 3625.937 | 3785.2273 | 3743.0737 | 3642.4895 | 3538.2996 | 0 | -1080.5968
2030-06-15 | 17 | 153.4624 | 153.4624 | 646.4664 | 199.8963 | 199.8963 | 3777.1387 | 3625.937 | 3785.2273 | 3743.0737 | 3642.4895 | 3538.2996 | 139.76 | -1080.5968
2030-06-15 | 18 | 153.4624 | 153.4624 | 646.4664 | 199.8963 | 199.8963 | 3777.1387 | 3625.937 | 3785.2273 | 3743.0737 | 3642.4895 | 3538.2996 | 135.2122 | -1080.5968
2030-06-15 | 19 | 153.4624 | 153.4624 | 646.4664 | 133.2642 | 133.2642 | 3777.1387 | 3625.937 | 3785.2273 | 3743.0737 | 3642.4895 | 3538.2996 | 0 | -1080.5968
2030-06-15 | 20 | 153.4624 | 153.4624 | 646.4664 | 133.2642 | 133.2642 | 3777.1387 | 3625.937 | 3785.2273 | 3743.0737 | 3642.4895 | 3538.2996 | 0 | -1080.5968
2030-06-15 | 21 | 153.4624 | 153.4624 | 428.1096 | 199.8963 | 199.8963 | 3777.1387 | 3625.937 | 3785.2273 | 3743.0737 | 3642.4895 | 3538.2996 | 0 | -1080.5968
2030-06-15 | 22 | 153.4624 | 153.4624 | 286.1693 | 199.8963 | 199.8963 | 3777.1387 | 3625.937 | 3785.2273 | 3743.0737 | 3642.4895 | 3538.2996 | 0 | -1080.5968
2030-06-15 | 23 | 153.4624 | 153.4624 | 0 | 133.2642 | 180.4202 | 3777.1387 | 3625.937 | 3785.2273 | 3743.0737 | 3642.4895 | 3538.2996 | 0 | -1080.5968
2030-06-15 | 24 | 153.4624 | 153.4624 | 134.1332 | 0 | 0 | 3777.1387 | 3625.937 | 3785.2273 | 3743.0737 | 3642.4895 | 3538.2996 | 0 | -1080.5968
2030-06-16 | 1 | 0 | 93.034 | 0 | 0 | 0 | 3777.1387 | 3625.937 | 3785.2273 | 3743.0737 | 3642.4895 | 3538.2996 | 0 | -1080.5968
2030-06-16 | 2 | 0 | 65.9337 | 0 | 0 | 0 | 3777.1387 | 3625.937 | 3785.2273 | 3743.0737 | 3642.4895 | 3538.2996 | 0 | -1080.5968
2030-06-16 | 3 | 0 | 49.1732 | 0 | 0 | 0 | 3777.1387 | 3625.937 | 3785.2273 | 3743.0737 | 3642.4895 | 3538.2996 | 0 | -1080.5968
2030-06-16 | 4 | 0 | 0 | 646.4664 | 0 | 0 | 3777.1387 | 3625.937 | 3785.2273 | 3743.0737 | 3642.4895 | 3538.2996 | 613.1524 | -4.53e-06
2030-06-16 | 5 | 153.4624 | 73.5478 | 0 | 0 | 0 | 3777.1387 | 3625.937 | 3785.2273 | 3743.0737 | 3642.4895 | 3538.2996 | 0 | -1080.5968
2030-06-16 | 6 | 153.4624 | 20.7442 | 0 | 0 | 0 | 3777.1387 | 3625.937 | 3785.2273 | 3743.0737 | 3642.4895 | 3538.2996 | 0 | -1080.5968
2030-06-16 | 7 | 82.4162 | 0 | 0 | 0 | 0 | 3777.1387 | 3625.937 | 3785.2273 | 3743.0737 | 3642.4895 | 3538.2996 | 0 | -1080.5968
2030-06-16 | 8 | 96.4703 | 0 | 0 | 0 | 0 | 3777.1387 | 3625.937 | 3785.2273 | 3743.0737 | 3642.4895 | 3538.2996 | 0 | -1080.5968
2030-06-16 | 9 | 0 | 0 | 0 | 0 | 0 | 3777.1387 | 3625.937 | 3785.2273 | 3743.0737 | 3642.4895 | 3538.2996 | 0 | -4.53e-06
2030-06-16 | 10 | 0 | 0 | 0 | 0 | 0 | 3777.1387 | 3625.937 | 3785.2273 | 3743.0737 | 3642.4895 | 3538.2996 | 0 | -1080.5968
2030-06-16 | 11 | 153.4624 | 153.4624 | 0 | 0 | 0 | 3777.1387 | 3625.937 | 3785.2273 | 3743.0737 | 3642.4895 | 3538.2996 | 0 | -1080.5968
2030-06-16 | 12 | 153.4624 | 153.4624 | 38.4696 | 0 | 0 | 3777.1387 | 3625.937 | 3785.2273 | 3743.0737 | 3642.4895 | 3538.2996 | 0 | -1080.5968
2030-06-16 | 13 | 153.4624 | 153.4624 | 0 | 0 | 0 | 3777.1387 | 3625.937 | 3785.2273 | 3743.0737 | 3642.4895 | 3538.2996 | 0 | -1080.5968
2030-06-16 | 14 | 153.4624 | 153.4624 | 0 | 0 | 0 | 3777.1387 | 3625.937 | 3785.2273 | 3743.0737 | 3642.4895 | 3538.2996 | 0 | -1080.5968
2030-06-16 | 15 | 153.4624 | 153.4624 | 646.4664 | 0 | 0 | 3777.1387 | 3625.937 | 3785.2273 | 3743.0737 | 3642.4895 | 3538.2996 | 0 | -1080.5968
2030-06-16 | 16 | 153.4624 | 153.4624 | 340.4864 | 0 | 0 | 3777.1387 | 3625.937 | 3785.2273 | 3743.0737 | 3642.4895 | 3538.2996 | 0 | -1080.5968
2030-06-16 | 17 | 153.4624 | 153.4624 | 454.9364 | 0 | 0 | 3777.1387 | 3625.937 | -961.4085 | 3743.0737 | 3642.4895 | 3538.2996 | 0 | -1080.5968
2030-06-16 | 18 | 153.4624 | 153.4624 | 527.6979 | 0 | 0 | 3777.1387 | 3625.937 | -937.4196 | 3743.0737 | 3642.4895 | 3538.2996 | 0 | -1080.5968
2030-06-16 | 19 | 153.4624 | 153.4624 | 0 | 0 | 0 | 3777.1387 | 3625.937 | 2014.8007 | 3743.0737 | 3642.4895 | 3538.2996 | 0 | -1080.5968
2030-06-16 | 20 | 153.4624 | 153.4624 | 0 | 0 | 0 | 3777.1387 | 3625.937 | 3647.9109 | 3743.0737 | 3642.4895 | 3538.2996 | 0 | -1080.5968
2030-06-16 | 21 | 153.4624 | 153.4624 | 0 | 0 | 0 | 3777.1387 | 3625.937 | 3785.2273 | 3743.0737 | 3642.4895 | 3538.2996 | 0 | -1080.5968
2030-06-16 | 22 | 153.4624 | 153.4624 | 0 | 0 | 0 | 3777.1387 | 3625.937 | 3785.2273 | 3743.0737 | 3642.4895 | 3538.2996 | 0 | -1080.5968
2030-06-16 | 23 | 153.4624 | 153.4624 | 0 | 0 | 0 | 3777.1387 | 3625.937 | 3785.2273 | 3743.0737 | 3642.4895 | 3538.2996 | 0 | -1080.5968
2030-06-16 | 24 | 153.4624 | 153.4624 | 0 | 0 | 0 | 3777.1387 | 3625.937 | 3785.2273 | 3743.0737 | 3642.4895 | 3538.2996 | 0 | -1080.5968
2030-06-17 | 1 | 153.4624 | 153.4624 | 0 | 0 | 0 | 3777.1387 | 3625.937 | 3785.2273 | 3743.0737 | 3642.4895 | 3538.2996 | 0 | -540.2984
2030-06-17 | 2 | 153.4624 | 153.4624 | 0 | 0 | 0 | 3777.1387 | 3625.937 | 3785.2273 | 3743.0737 | 3642.4895 | 3538.2996 | 0 | -1080.5968
2030-06-17 | 3 | 153.4624 | 153.4624 | 0 | 0 | 0 | 3777.1387 | 3625.937 | 3785.2273 | 3743.0737 | 3642.4895 | 3538.2996 | 0 | -4.53e-06
2030-06-17 | 4 | 153.4624 | 153.4624 | 323.2332 | 0 | 0 | 3777.1387 | 3625.937 | 1892.6136 | 3743.0737 | 3642.4895 | 3538.2996 | 0 | -4.53e-06
2030-06-17 | 5 | 153.4624 | 153.4624 | 323.2332 | 0 | 0 | 3777.1387 | 3625.937 | 584.906 | 3743.0737 | 3642.4895 | 3538.2996 | 0 | -4.53e-06
2030-06-17 | 6 | 153.4624 | 153.4624 | 0 | 0 | 0 | 3777.1387 | 3625.937 | 2444.3228 | 3743.0737 | 3642.4895 | 3538.2996 | 0 | -4.53e-06
2030-06-17 | 7 | 153.4624 | 153.4624 | 0 | 0 | 0 | 3777.1387 | 3625.937 | 1892.6136 | 3743.0737 | 3642.4895 | 3538.2996 | 0 | -1080.5968
2030-06-17 | 8 | 153.4624 | 153.4624 | 0 | 0 | 0 | 3777.1387 | 3625.937 | 2179.2144 | 3743.0737 | 3642.4895 | 3538.2996 | 485.2712 | -1080.5968
2030-06-17 | 9 | 153.4624 | 153.4624 | 0 | 0 | 0 | 3777.1387 | 3625.937 | 42.1212 | 3743.0737 | 3642.4895 | 3538.2996 | 647.0283 | -1080.5968
2030-06-17 | 10 | 153.4624 | 153.4624 | 0 | 0 | 0 | 3777.1387 | 2720.4658 | 174.6205 | 3743.0737 | 3642.4895 | 3538.2996 | 647.0283 | -1080.5968
2030-06-17 | 11 | 153.4624 | 153.4624 | 173.9601 | 0 | 0 | 3777.1387 | 1930.8622 | -4.9507 | 3479.2109 | 3642.4895 | 3538.2996 | 647.0283 | -1080.5968
2030-06-17 | 12 | 153.4624 | 153.4624 | 0 | 46.1119 | 66.6321 | 3777.1387 | 822.6735 | -615.9042 | 2570.3552 | 3642.4895 | 3538.2996 | 647.0283 | -1080.5968
2030-06-17 | 13 | 153.4624 | 199.6271 | 0 | 133.2642 | 130.9461 | 3777.1387 | 3152.8279 | -2.7895e-05 | 1145.4052 | 518.3545 | 3538.2996 | 485.2712 | -1080.5968
2030-06-17 | 14 | 153.4624 | 243.6819 | 0 | 133.2642 | 133.2642 | 3777.1387 | 2599.3679 | -2.7895e-05 | 44.5518 | 1485.9023 | 3538.2996 | 0 | -1080.5968
2030-06-17 | 15 | 153.4624 | 153.4624 | 0 | 199.8963 | 199.8963 | 3777.1387 | 215.9528 | -2.7895e-05 | 2477.8633 | 812.3107 | 3538.2996 | 342.1299 | -1080.5968
2030-06-17 | 16 | 460.3872 | 460.3872 | 646.4664 | 199.8963 | 199.8963 | 3777.1387 | 168.9809 | 21.4821 | 1871.5369 | 1821.2448 | 3337.7109 | 647.0283 | 1080.5968
2030-06-17 | 17 | 460.3872 | 460.3872 | 82.1158 | 199.8963 | 199.8963 | 3777.1387 | 215.9528 | 163.9677 | 156.8265 | 655.9524 | 3538.2996 | 0 | -1080.5968
2030-06-17 | 18 | 460.3872 | 460.3872 | 0 | 199.8963 | 199.8963 | 3777.1387 | 215.952 | 0.0010707 | 1218.3871 | 3056.8049 | 3538.2996 | 0 | -1080.5968
2030-06-17 | 19 | 460.3872 | 460.3872 | 0 | 199.8963 | 199.8963 | 3777.1387 | 3330.0193 | 625.7211 | 32.6161 | 1821.2448 | 3538.2996 | 0 | -1080.5968
2030-06-17 | 20 | 460.3872 | 460.3872 | 323.2332 | 134.6461 | 199.8963 | 3777.1387 | 2084.4153 | 1109.1481 | 372.524 | 520.6438 | 3538.2996 | 0 | -1080.5968
2030-06-17 | 21 | 460.3872 | 460.3872 | 0 | 264.3462 | 199.8963 | 3777.1387 | 667.9783 | -2.7895e-05 | 4.53e-05 | 3642.4895 | 3538.2996 | 0 | -1080.5968
2030-06-17 | 22 | 460.3872 | 460.3872 | 0 | 66.6321 | 56.0945 | 3777.1387 | 1195.3657 | 241.3989 | 1160.1821 | 3642.4895 | 3538.2996 | 0 | -1080.5968
2030-06-17 | 23 | 460.3872 | 460.3872 | 0 | 54.1839 | 0 | 3777.1387 | 1031.1587 | 856.2441 | 1090.8503 | 3642.4895 | 3538.2996 | 0 | -1080.5968
2030-06-17 | 24 | 460.3872 | 460.3872 | 0 | 21.9662 | 0 | 3777.1387 | 215.9531 | 1371.4949 | 985.6163 | 3642.4895 | 1253.4801 | 647.0283 | -1080.5968
2030-06-18 | 1 | 306.9248 | 179.5776 | 0 | 0 | 0 | 3777.1387 | 213.952 | 538.5057 | 4.53e-05 | 3642.4895 | 3042.7141 | 485.2712 | -1080.5968
2030-06-18 | 2 | 153.4624 | 153.4624 | 0 | 0 | 0 | 3777.1387 | 228.8467 | -653.9801 | 4.53e-05 | 3642.4895 | 3538.2996 | 0 | -1050.8379
2030-06-18 | 3 | 153.4624 | 153.4624 | 0 | 0 | 0 | 3777.1387 | 228.8469 | -1131.8231 | 1346.8252 | 3642.4895 | 1902.792 | 0 | -540.2984
2030-06-18 | 4 | 153.4624 | 153.4624 | 469.1064 | 66.6321 | 66.6321 | 3777.1387 | 228.847 | -983.5929 | -618.4643 | 3642.4895 | 1769.1497 | 0 | -4.53e-06
2030-06-18 | 5 | 153.4624 | 153.4624 | 0 | 66.6321 | 66.6321 | 3777.1387 | 228.8456 | -599.6925 | 4.53e-05 | 3642.4895 | 1228.9105 | 0 | -1080.5968
2030-06-18 | 6 | 153.4624 | 153.4624 | 55.4253 | 199.8963 | 176.4409 | 3777.1387 | 228.8468 | -501.0414 | -72.4011 | 3642.4895 | 3538.2996 | 0 | -1080.5968
2030-06-18 | 7 | 153.4624 | 153.4624 | 87.3994 | 133.2642 | 133.2642 | 3777.1387 | 230.9861 | 810.7848 | 4.53e-05 | 1821.2448 | 3538.2996 | 0 | -4.53e-06
2030-06-18 | 8 | 460.3872 | 460.3872 | 0 | 0 | 0 | 3777.1387 | 213.9522 | 1014.6669 | 4.53e-05 | 1817.3394 | 2941.4216 | 499.2224 | -1080.5968
2030-06-18 | 9 | 460.3872 | 460.3872 | 304.6409 | 133.2642 | 87.5872 | 3777.1387 | 213.9531 | 486.5025 | -597.9372 | 3642.4895 | 3383.2302 | 218.9791 | -1080.5968
2030-06-18 | 10 | 460.3872 | 460.3872 | 463.2448 | 105.9987 | 133.2642 | 3777.1387 | 215.952 | 1041.485 | -43.3778 | 2474.1631 | 3538.2996 | 381.5061 | -1080.5968
2030-06-18 | 11 | 460.3872 | 460.3872 | 116.9121 | 133.2642 | 133.2642 | 3777.1387 | 215.9517 | 481.9505 | 485.3426 | 3642.4895 | 3538.2996 | 504.2278 | -1080.5968
2030-06-18 | 12 | 460.3872 | 460.3872 | 321.2963 | 199.8963 | 216.1673 | 3777.1387 | 215.9507 | 172.8272 | 4.53e-05 | 3642.4895 | 3538.2996 | 466.3943 | -1080.5968
2030-06-18 | 13 | 460.3872 | 460.3872 | 0 | 266.4163 | 266.4163 | 3777.1387 | 215.9545 | 416.4024 | 4.53e-05 | 1983.7767 | 3538.2996 | 508.3456 | -1080.5968
2030-06-18 | 14 | 460.3872 | 460.3872 | 646.4664 | 266.4163 | 266.4163 | 3777.1387 | 168.981 | 1450.6798 | -251.2092 | 1821.2448 | 3538.2996 | 406.4456 | -1080.5968
2030-06-18 | 15 | 460.3872 | 460.3872 | 646.4664 | 199.8963 | 177.8077 | 1888.5693 | 213.953 | 820.7767 | -0.0010533 | 3642.4895 | 265.2479 | 614.9653 | -1080.5968
2030-06-18 | 16 | 460.3872 | 460.3872 | 646.4664 | 88.8324 | 133.2642 | 1888.5693 | 213.9522 | 974.2666 | 983.6222 | 3642.4895 | 875.579 | 0 | -1080.5968
2030-06-18 | 17 | 460.3872 | 460.3872 | 646.4664 | 199.8963 | 199.8963 | 1888.5693 | 215.9527 | 685.2479 | 4.53e-05 | 3642.4895 | 1769.1498 | 480.4798 | -1080.5968
2030-06-18 | 18 | 460.3872 | 460.3872 | 646.4664 | 199.8963 | 199.8963 | 1888.5693 | 168.9811 | 919.0067 | 921.5329 | 3642.4895 | 1769.1498 | 485.2712 | -1080.5968
2030-06-18 | 19 | 460.3872 | 460.3872 | 484.8498 | 266.4163 | 266.4163 | 1888.5693 | 1812.1517 | 1388.2194 | 1871.5369 | 3642.4895 | 3538.2996 | 89.6317 | -1080.5968
2030-06-18 | 20 | 460.3872 | 460.3872 | 0 | 199.8963 | 199.8963 | 2181.8147 | 1812.9685 | 954.6035 | -482.2355 | 3642.4895 | 3538.2996 | 647.0283 | -1080.5968
2030-06-18 | 21 | 460.3872 | 460.3872 | 0 | 199.8963 | 199.8963 | 3777.1387 | 1052.6656 | 1793.5787 | -767.5579 | 3642.4895 | 3538.2996 | 647.0283 | -1080.5968
2030-06-18 | 22 | 460.3872 | 460.3872 | 0 | 199.8963 | 199.8963 | 3777.1387 | 215.9527 | 2355.8877 | 4.53e-05 | 3642.4895 | 3538.2996 | 647.0283 | -1080.5968
2030-06-18 | 23 | 460.3872 | 460.3872 | 0 | 199.8963 | 199.8963 | 3207.7141 | 215.9519 | 3248.8706 | 1243.8361 | 3642.4895 | 3538.2996 | 647.0283 | -1080.5968
2030-06-18 | 24 | 460.3872 | 460.3872 | 0 | 133.2642 | 162.1904 | 3505.9548 | 215.954 | 3785.2273 | 2240.969 | 3642.4895 | 2087.4739 | 384.8717 | -1080.5968
2030-06-19 | 1 | 460.3872 | 460.3872 | 0 | 124.1827 | 66.6321 | 3500.0327 | 381.1766 | 3785.2273 | 3743.0737 | 3642.4895 | 3538.2996 | 0 | -1080.5968
2030-06-19 | 2 | 460.3872 | 460.3872 | 0 | 66.6321 | 49.6413 | 3777.1387 | 409.1314 | 2159.9617 | 3743.0737 | 3642.4895 | 3538.2996 | 0 | -1080.5968
2030-06-19 | 3 | 153.4624 | 183.0978 | 0 | 0 | 59.4783 | 3589.0195 | 3567.5503 | 68.4079 | 2345.8042 | 3642.4895 | 3538.2996 | 0 | -1080.5968
2030-06-19 | 4 | 153.4624 | 153.4624 | 0 | 0 | 0 | 3731.0962 | 3625.937 | 309.4038 | 3743.0737 | 3642.4895 | 3538.2996 | 0 | -1080.5968
2030-06-19 | 5 | 153.4624 | 153.4624 | 0 | 0 | 0 | 3750.4668 | 3625.937 | 29.5438 | 3313.321 | 3642.4895 | 3538.2996 | 0 | -1080.5968
2030-06-19 | 6 | 153.4624 | 153.4624 | 0 | 0 | 0 | 3774.4729 | 3625.937 | -128.3013 | 3743.0737 | 3642.4895 | 3538.2996 | 0 | -1080.5968
2030-06-19 | 7 | 153.4624 | 153.4624 | 0 | 0 | 0 | 3777.1387 | 3625.937 | -401.1347 | 3743.0737 | 3642.4895 | 3538.2996 | 0 | -1080.5968
2030-06-19 | 8 | 153.4624 | 153.4624 | 0 | 0 | 0 | 3773.4128 | 3625.937 | -1119.9626 | 3743.0737 | 2105.6409 | 3538.2996 | 460.2541 | -1080.5968
2030-06-19 | 9 | 153.4624 | 153.4624 | 0 | 0 | 0 | 3777.1387 | 2947.8647 | -1249.8646 | 1474.6248 | 1821.2448 | 3538.2996 | 388.5895 | -1080.5968
2030-06-19 | 10 | 153.4624 | 153.4624 | 0 | 0 | 0 | 3777.1387 | 1812.9685 | -936.9069 | 713.3475 | 1821.2448 | 3538.2996 | 632.5353 | -1080.5968
2030-06-19 | 11 | 164.0002 | 306.9248 | 0 | 199.8963 | 199.8963 | 3777.1387 | 1520.7982 | -607.4684 | 797.6569 | 1821.2448 | 3538.2996 | 598.6736 | -1080.5968
2030-06-19 | 12 | 460.3872 | 460.3872 | 0 | 199.8963 | 199.8963 | 3777.1387 | 1878.6907 | -266.4532 | 4.53e-05 | 156.4122 | 3538.2996 | 521.5595 | -1080.5968
2030-06-19 | 13 | 460.3872 | 460.3872 | 646.4664 | 199.8963 | 199.8963 | 3777.1387 | 671.994 | -360.0193 | 1195.0565 | 1025.0482 | 3538.2996 | 647.0283 | -1080.5968
2030-06-19 | 14 | 460.3872 | 460.3872 | 646.4664 | 199.8963 | 199.8963 | 3777.1387 | 253.1051 | -220.8414 | 962.0834 | 1470.0388 | 2624.1047 | 647.0283 | -1080.5968
2030-06-19 | 15 | 460.3872 | 460.3872 | 646.4664 | 199.8963 | 199.8963 | 3523.7319 | 168.9819 | 0 | 590.1175 | -215.8639 | 3538.2996 | 647.0283 | -1080.5968
2030-06-19 | 16 | 460.3872 | 460.3872 | 646.4664 | 199.8963 | 199.8963 | 2274.3713 | 168.9822 | -6.365 | 1871.5369 | 0 | 1769.1498 | 647.0283 | -1080.5968
2030-06-19 | 17 | 460.3872 | 460.3872 | 646.4664 | 199.8963 | 199.8963 | 1888.5693 | 168.982 | -731.3304 | 334.7671 | 1153.9426 | 3538.2996 | 647.0283 | -1080.5968
2030-06-19 | 18 | 306.9248 | 287.9294 | 646.4664 | 133.2642 | 189.1032 | 1888.5693 | 168.9819 | -1276.3033 | -298.3023 | 1821.2448 | 3538.2996 | 647.0283 | -1080.5968
2030-06-19 | 19 | 306.9248 | 347.8052 | 646.4664 | 179.6686 | 133.2642 | 1888.5693 | 1812.9685 | -1189.17 | 0 | 1821.2448 | 3538.2996 | 55.5192 | -1080.5968
2030-06-19 | 20 | 306.9248 | 442.1067 | 0 | 199.8963 | 199.8963 | 3259.6978 | 1451.2336 | -1119.2153 | -1871.5369 | 1821.2448 | 3538.2996 | 647.0283 | -1080.5968
2030-06-19 | 21 | 460.3872 | 460.3872 | 232.5245 | 199.8963 | 173.1061 | 3777.1387 | 2797.9573 | -641.2376 | -1871.5369 | 1821.2448 | 3538.2996 | 612.5815 | -1080.5968
2030-06-19 | 22 | 460.3872 | 460.3872 | 22.2895 | 199.8963 | 174.6361 | 3757.291 | 1812.9685 | -39.4633 | -1871.5369 | 1821.2448 | 3538.2996 | 485.2712 | -1043.7677
2030-06-19 | 23 | 460.3872 | 460.3872 | 484.8498 | 156.9302 | 133.2642 | 2086.186 | 1284.522 | 169.4769 | -1871.5369 | 1821.2448 | 3538.2996 | 0 | -984.2949
2030-06-19 | 24 | 460.3872 | 460.3872 | 646.4664 | 199.8963 | 199.8963 | 2266.396 | 1098.2786 | 1274.2758 | 146.5598 | 36.3473 | 1769.1498 | 0 | -1080.5968
2030-06-20 | 1 | 153.4624 | 153.4624 | 646.4664 | 133.2642 | 137.8773 | 1888.5693 | 1243.0913 | 1333.1262 | -241.4622 | 0 | 3538.2996 | 0 | -1080.5968
2030-06-20 | 2 | 306.9248 | 306.9248 | 247.953 | 43.3706 | 0 | 3777.1387 | 3625.937 | 240.7455 | -2248.6626 | 2926.2698 | 3538.2996 | 0 | -1080.5968
2030-06-20 | 3 | 324.5891 | 306.9248 | 0 | 0 | 0 | 3777.1387 | 3625.937 | 1811.0391 | 3743.0737 | 3642.4895 | 3538.2996 | 0 | -1080.5968
2030-06-20 | 4 | 460.3872 | 460.3872 | 0 | 66.6321 | 66.6321 | 3777.1387 | 3625.937 | 3785.2273 | 3743.0737 | 3642.4895 | 3538.2996 | 0 | -1080.5968
2030-06-20 | 5 | 306.9248 | 246.8813 | 0 | 0 | 0 | 3777.1387 | 3625.937 | 3599.7971 | 3743.0737 | 3642.4895 | 3538.2996 | 0 | -1080.5968
2030-06-20 | 6 | 306.9248 | 305.0937 | 0 | 0 | 0 | 3777.1387 | 3625.937 | 3785.2273 | 3743.0737 | 3642.4895 | 3538.2996 | 0 | -540.2984
2030-06-20 | 7 | 153.4624 | 153.4624 | 0 | 165.2518 | 133.2642 | 3777.1387 | 3625.937 | 3785.2273 | 3743.0737 | 3642.4895 | 3538.2996 | 0 | -4.53e-06
2030-06-20 | 8 | 153.4624 | 153.4624 | 0 | 133.2642 | 133.2642 | 3777.1387 | 3625.937 | 3785.2273 | 3743.0737 | 3642.4895 | 3538.2996 | 0 | -1080.5968
2030-06-20 | 9 | 153.4624 | 153.4624 | 0 | 199.8963 | 199.8963 | 3777.1387 | 3625.937 | 3785.2273 | 3743.0737 | 3642.4895 | 3538.2996 | 647.0283 | -1080.5968
2030-06-20 | 10 | 153.4624 | 153.4624 | 0 | 266.4163 | 246.62 | 3777.1387 | 3625.937 | 3785.2273 | 3743.0737 | 3642.4895 | 3538.2996 | 647.0283 | -1080.5968
2030-06-20 | 11 | 153.4624 | 153.4624 | 0 | 266.4163 | 203.2859 | 3777.1387 | 3625.937 | 3785.2273 | 3743.0737 | 3642.4895 | 3538.2996 | 647.0283 | -1080.5968
2030-06-20 | 12 | 153.4624 | 153.4624 | 0 | 199.8963 | 219.0678 | 3777.1387 | 3625.937 | 3785.2273 | 3743.0737 | 3642.4895 | 3538.2996 | 0 | -1080.5968
2030-06-20 | 13 | 153.4624 | 153.4624 | 646.4664 | 251.5854 | 266.4163 | 3777.1387 | 3625.937 | 3785.2273 | 3743.0737 | 3642.4895 | 3538.2996 | 0 | -1080.5968
2030-06-20 | 14 | 460.3872 | 460.3872 | 484.8498 | 199.8963 | 199.8963 | 3777.1387 | 371.8134 | 1892.6136 | 3743.0737 | 3642.4895 | 3538.2996 | 0 | -1080.5968
2030-06-20 | 15 | 460.3872 | 460.3872 | 646.4664 | 199.8963 | 199.8963 | 3777.1387 | 570.2487 | 1892.6136 | 3743.0737 | 2228.2688 | 3538.2996 | 0 | -1080.5968
2030-06-20 | 16 | 460.3872 | 460.3872 | 484.8498 | 199.8963 | 199.8963 | 3777.1387 | 215.952 | 1495.0786 | 3743.0737 | 2164.5559 | 3538.2996 | 0 | -1080.5968
2030-06-20 | 17 | 460.3872 | 460.3872 | 484.8498 | 199.8963 | 199.8963 | 3777.1387 | 2084.3218 | 313.8781 | 3743.0737 | 1821.2448 | 3538.2996 | 0 | -1080.5968
2030-06-20 | 18 | 460.3872 | 460.3872 | 484.8498 | 199.8963 | 199.8963 | 3777.1387 | 3327.0557 | 373.1549 | 3743.0737 | 77.5931 | 3538.2996 | 0 | -1080.5968
2030-06-20 | 19 | 308.7911 | 306.9248 | 150.7303 | 199.8963 | 199.8963 | 3777.1387 | 3625.937 | -2.7895e-05 | 3253.291 | 620.8804 | 3538.2996 | 0 | -1080.5968
2030-06-20 | 20 | 460.3872 | 319.955 | 0 | 199.8963 | 199.8963 | 3777.1387 | 3625.937 | -186.1792 | 2909.501 | 1821.2448 | 3538.2996 | 323.5141 | -1080.5968
2030-06-20 | 21 | 460.3872 | 460.3872 | 0 | 199.8963 | 199.8963 | 3777.1387 | 1452.2705 | -0.0010045 | 2555.4219 | 3114.4937 | 3538.2996 | 485.2712 | -1080.5968
2030-06-20 | 22 | 460.3872 | 460.3872 | 0 | 199.8963 | 199.8963 | 3777.1387 | 3625.937 | -2.7895e-05 | 1689.2699 | 2207.0117 | 3538.2996 | 0 | -1080.5968
2030-06-20 | 23 | 460.3872 | 460.3872 | 0 | 199.8963 | 211.4302 | 3777.1387 | 3625.937 | 74.7737 | 973.5765 | 3295.8145 | 3538.2996 | 485.2712 | -1080.5968
2030-06-20 | 24 | 460.3872 | 460.3872 | 0 | 199.8963 | 199.8963 | 3777.1387 | 3625.937 | 852.4034 | 3743.0737 | 2755.7454 | 3538.2996 | 647.0283 | -1080.5968
2030-06-21 | 1 | 153.4624 | 153.4624 | 0 | 0 | 0 | 3777.1387 | 3625.937 | 386.1775 | 3743.0737 | 3642.4895 | 3538.2996 | 647.0283 | -1080.5968
2030-06-21 | 2 | 153.4624 | 153.4624 | 646.4664 | 0 | 2.0605 | 3777.1387 | 3625.937 | 3785.2273 | 3743.0737 | 3642.4895 | 3538.2996 | 647.0283 | 1080.5968
2030-06-21 | 3 | 237.495 | 306.9248 | 0 | 66.6321 | 66.6321 | 3777.1387 | 3625.937 | 3785.2273 | 3743.0737 | 3642.4895 | 3538.2996 | 0 | -1080.5968
2030-06-21 | 4 | 153.4624 | 171.6646 | 0 | 0 | 0 | 3777.1387 | 3625.937 | 3785.2273 | 3743.0737 | 3642.4895 | 3538.2996 | 0 | -1080.5968
2030-06-21 | 5 | 153.4624 | 153.4624 | 0 | 0 | 0 | 3777.1387 | 3625.937 | 3785.2273 | 3743.0737 | 3642.4895 | 3538.2996 | 0 | -1080.5968
2030-06-21 | 6 | 153.4624 | 153.4624 | 0 | 0 | 0 | 3777.1387 | 3625.937 | 3785.2273 | 3743.0737 | 3642.4895 | 3538.2996 | 0 | -4.53e-06
2030-06-21 | 7 | 460.3872 | 460.3872 | 0 | 0 | 44.3066 | 3777.1387 | 3625.937 | 3785.2273 | 3743.0737 | 3642.4895 | 3538.2996 | 0 | -1080.5968
2030-06-21 | 8 | 460.3872 | 460.3872 | 646.4664 | 66.6321 | 95.3623 | 3777.1387 | 3625.937 | 3785.2273 | 3743.0737 | 3642.4895 | 3538.2996 | 621.767 | 1080.5968
2030-06-21 | 9 | 460.3872 | 433.0524 | 0 | 0 | 0 | 3777.1387 | 3625.937 | 3308.1924 | 3743.0737 | 3642.4895 | 3538.2996 | 0 | -1080.5968
2030-06-21 | 10 | 426.7762 | 306.9248 | 0 | 0 | 0 | 3777.1387 | 3625.937 | 48.3656 | 3743.0737 | 3642.4895 | 3538.2996 | 0 | -1080.5968
2030-06-21 | 11 | 460.3872 | 460.3872 | 0 | 66.6321 | 0.69963 | 3777.1387 | 3625.937 | 203.417 | 3743.0737 | 3642.4895 | 3538.2996 | 0 | -1080.5968
2030-06-21 | 12 | 460.3872 | 460.3872 | 0 | 0 | 0 | 3777.1387 | 3625.937 | -461.817 | 1677.5187 | 3642.4895 | 3538.2996 | 0 | -1080.5968
2030-06-21 | 13 | 460.3872 | 460.3872 | 0 | 199.8963 | 158.9012 | 3777.1387 | 3625.937 | -557.5709 | 4.53e-05 | 3642.4895 | 3538.2996 | 0 | -1080.5968
2030-06-21 | 14 | 460.3872 | 460.3872 | 530.9139 | 133.2642 | 133.2642 | 3777.1387 | 1018.3018 | 311.2119 | -1259.1387 | 3642.4895 | 3273.595 | 0 | -1080.5968
2030-06-21 | 15 | 460.3872 | 460.3872 | 646.4664 | 199.8963 | 198.688 | 2967.9468 | 215.9522 | 522.7169 | -2623.9407 | 3642.4895 | 3538.2996 | 0 | -1080.5968
2030-06-21 | 16 | 460.3872 | 460.3872 | 646.4664 | 199.8963 | 199.8963 | 3289.9192 | 982.6725 | 1238.8882 | -1871.5369 | 2871.0684 | 3538.2996 | 0 | -1080.5968
2030-06-21 | 17 | 460.3872 | 460.3872 | 646.4664 | 266.4163 | 266.4163 | 1888.5693 | 215.9517 | 892.8389 | -418.5071 | 3642.4895 | 3370.3843 | 134.8055 | -1080.5968
2030-06-21 | 18 | 460.3872 | 460.3872 | 381.3055 | 266.4163 | 266.4163 | 1308.2993 | 213.9527 | 1945.6937 | 4.53e-05 | 3642.4895 | 1724.8417 | 0 | -1080.5968
2030-06-21 | 19 | 460.3872 | 460.3872 | 0 | 199.8963 | 199.8963 | 1674.4169 | 213.9516 | 1562.3348 | 4.53e-05 | 3642.4895 | 3312.1006 | 0 | -1080.5968
2030-06-21 | 20 | 460.3872 | 460.3872 | 0 | 199.8963 | 199.8963 | 1564.7051 | 215.9523 | 1299.8402 | 4.53e-05 | 3514.1255 | 3538.2996 | 0 | -1080.5968
2030-06-21 | 21 | 460.3872 | 460.3872 | 0 | 199.8963 | 199.8963 | 3545.3025 | 213.9522 | 2294.7334 | 52.9862 | 3642.4895 | 2842.6917 | 0 | -1080.5968
2030-06-21 | 22 | 460.3872 | 460.3872 | 0 | 199.8963 | 199.8963 | 3721.5027 | 230.9862 | 2157.2937 | 788.1341 | 3642.4895 | 3086.6836 | 0 | -1080.5968
2030-06-21 | 23 | 460.3872 | 460.3872 | 0 | 133.2642 | 194.7614 | 3777.1387 | 230.9871 | 2534.4734 | 3106.9709 | 3642.4895 | 2675.4875 | 0 | -1080.5968
2030-06-21 | 24 | 460.3872 | 436.5295 | 646.4664 | 66.6321 | 66.6321 | 3695.8772 | 168.9809 | 2506.2046 | 3743.0737 | 3642.4895 | 3534.7292 | 647.0283 | 1080.5968
2030-06-22 | 1 | 172.628 | 306.9248 | 0 | 66.6321 | 66.6321 | 2951.9321 | 937.7498 | 994.4517 | 3743.0737 | 3642.4895 | 3538.2996 | 199.9149 | -4.53e-06
2030-06-22 | 2 | 153.4624 | 153.4624 | 0 | 0 | 10.65 | 3777.1387 | 3455.1357 | -999.4218 | -138.316 | 3642.4895 | 3538.2996 | 0 | -4.53e-06
2030-06-22 | 3 | 153.4624 | 153.4624 | 0 | 0 | 0 | 3777.1387 | 3625.937 | -1447.4091 | 3743.0737 | 3642.4895 | 3538.2996 | 0 | -4.53e-06
2030-06-22 | 4 | 153.4624 | 153.4624 | 242.2814 | 0 | 0 | 3777.1387 | 3625.937 | -2096.4343 | 3743.0737 | 3642.4895 | 3538.2996 | 0 | -4.53e-06
2030-06-22 | 5 | 153.4624 | 153.4624 | 323.2332 | 0 | 0 | 3777.1387 | 3625.937 | -2408.147 | 3470.4509 | 3642.4895 | 3538.2996 | 0 | 540.2984
2030-06-22 | 6 | 153.4624 | 153.4624 | 56.8042 | 0 | 0 | 3777.1387 | 3625.937 | -1612.2577 | 300.2656 | 1821.2448 | 3538.2996 | 0 | -4.53e-06
2030-06-22 | 7 | 153.4624 | 153.4624 | 0 | 0 | 0 | 3777.1387 | 980.7357 | -897.2819 | -1069.0088 | -4.53e-06 | 3538.2996 | 0 | -4.53e-06
2030-06-22 | 8 | 153.4624 | 153.4624 | 0 | 0 | 0 | 3777.1387 | 215.9525 | -103.1516 | -1641.1637 | -4.53e-06 | 3538.2996 | 0 | -1080.5968
2030-06-22 | 9 | 153.4624 | 153.4624 | 159.4371 | 0 | 0 | 3777.1387 | 213.9519 | 52.827 | -1871.5369 | -121.549 | 2954.8621 | 0 | -1080.5968
2030-06-22 | 10 | 153.4624 | 153.4624 | 0 | 0 | 0 | 3777.1387 | 215.9524 | -186.0294 | 1278.1575 | 1821.2448 | 1769.1498 | 484.6458 | -1080.5968
2030-06-22 | 11 | 153.4624 | 153.4624 | 0 | 0 | 0 | 3777.1387 | 215.9519 | -318.1012 | 1355.4323 | 1821.2448 | 3041.0508 | 647.0283 | -1080.5968
2030-06-22 | 12 | 153.4624 | 153.4624 | 104.4939 | 0 | 0 | 3777.1387 | 215.9511 | -2.7895e-05 | 1871.5369 | 1821.2448 | 3538.2996 | 647.0283 | -1080.5968
2030-06-22 | 13 | 153.4624 | 153.4624 | 419.0337 | 0 | 0 | 2572.354 | 168.9801 | -469.0838 | 1871.5369 | 1821.2448 | 3538.2996 | 323.5141 | -1080.5968
2030-06-22 | 14 | 153.4624 | 153.4624 | 646.4664 | 0 | 0 | 2235.1467 | 168.9806 | 0 | 1871.5369 | 94.5655 | 3538.2996 | 0 | -1080.5968
2030-06-22 | 15 | 153.4624 | 153.4624 | 646.4664 | 0 | 0 | 2808.1018 | 168.9813 | 0 | 1871.5369 | 731.1384 | 2032.5751 | 0 | -1080.5968
2030-06-22 | 16 | 153.4624 | 153.4624 | 646.4664 | 0 | 0 | 1888.5693 | 168.9807 | 85.9623 | 1271.6056 | 1821.2448 | 1769.1498 | 0 | -1080.5968
2030-06-22 | 17 | 153.4624 | 153.4624 | 646.4664 | 66.6321 | 66.6321 | 1888.5693 | 168.9819 | 152.4975 | 1281.3711 | 1821.2448 | 1769.1498 | 0 | -1080.5968
2030-06-22 | 18 | 153.4624 | 153.4624 | 646.4664 | 0 | 0 | 1888.5693 | 168.9805 | 184.3974 | 338.6294 | 1821.2448 | 2278.7688 | 70.7907 | -1080.5968
2030-06-22 | 19 | 153.4624 | 153.4624 | 646.4664 | 0 | 0 | 3237.064 | 168.9809 | 94.3159 | 1871.5369 | 2195.667 | 3538.2996 | 0 | -1080.5968
2030-06-22 | 20 | 153.4624 | 153.4624 | 323.2332 | 0 | 0 | 3403.771 | 1701.4913 | -672.8099 | 1871.5369 | 1821.2448 | 3538.2996 | 0 | -1080.5968
2030-06-22 | 21 | 153.4624 | 153.4624 | 0 | 0 | 0 | 3777.1387 | 168.9807 | -281.4106 | 1871.5369 | 2969.5913 | 3538.2996 | 471.0416 | -1080.5968
2030-06-22 | 22 | 153.4624 | 153.4624 | 0 | 0 | 0 | 3777.1387 | 215.9523 | -739.7293 | 1871.5369 | 2536.5273 | 3538.2996 | 485.2712 | -1080.5968
2030-06-22 | 23 | 153.4624 | 153.4624 | 0 | 0 | 0 | 2318.02 | 168.9814 | -704.3773 | 1871.5369 | 1821.2448 | 1769.1498 | 112.8845 | -1080.5968
2030-06-22 | 24 | 153.4624 | 153.4624 | 0 | 0 | 0 | 1888.5693 | 168.9815 | -694.4684 | 1859.825 | 1821.2448 | 1769.1498 | 485.2712 | -1080.5968
2030-06-23 | 1 | 153.4624 | 153.4624 | 0 | 0 | 0 | 3777.1387 | 215.9535 | -569.2793 | -1718.0911 | 588.8413 | 3538.2996 | 485.2712 | -1080.5968
2030-06-23 | 2 | 153.4624 | 153.4624 | 101.7024 | 0 | 0 | 3777.1387 | 253.5168 | -914.6628 | -1501.7303 | -4.53e-06 | 3538.2996 | 0 | -1080.5968
2030-06-23 | 3 | 153.4624 | 153.4624 | 286.0975 | 0 | 0 | 3777.1387 | 1710.2162 | -611.3782 | -1494.3103 | -4.53e-06 | 3538.2996 | 0 | -1080.5968
2030-06-23 | 4 | 153.4624 | 153.4624 | 353.6089 | 0 | 0 | 3777.1387 | 2002.1788 | -454.0135 | -1454.7471 | -4.53e-06 | 3538.2996 | 0 | -1080.5968
2030-06-23 | 5 | 153.4624 | 153.4624 | 141.9588 | 0 | 0 | 3777.1387 | 213.9525 | -85.7567 | -1729.9246 | -4.53e-06 | 3538.2996 | 0 | -1080.5968
2030-06-23 | 6 | 153.4624 | 153.4624 | 51.0175 | 0 | 0 | 3777.1387 | 215.954 | 174.9955 | 4.53e-05 | 1159.1849 | 3538.2996 | 0 | -1080.5968
2030-06-23 | 7 | 153.4624 | 153.4624 | 338.8261 | 0 | 0 | 3777.1387 | 177.6664 | 190.8376 | -1871.5369 | 1821.2448 | 3538.2996 | 0 | 540.2984
2030-06-23 | 8 | 153.4624 | 153.4624 | 604.6095 | 0 | 0 | 3777.1387 | 213.9533 | 1072.7236 | -2244.3977 | -4.53e-06 | 3185.4675 | 0 | -1080.5968
2030-06-23 | 9 | 153.4624 | 153.4624 | 387.7667 | 0 | 0 | 3777.1387 | 215.9529 | 933.2499 | -357.1854 | 1821.2448 | 3538.2996 | 0 | -1080.5968
2030-06-23 | 10 | 153.4624 | 153.4624 | 0 | 0 | 0 | 3777.1387 | 168.9813 | 1258.7399 | 1871.5369 | 1821.2448 | 1769.1498 | 0 | -1080.5968
2030-06-23 | 11 | 306.9248 | 310.0966 | 0 | 133.2642 | 133.2642 | 3777.1387 | 215.9523 | 1892.6136 | 1871.5369 | 2212.7273 | 2802.9636 | 457.5769 | -1080.5968
2030-06-23 | 12 | 460.3872 | 450.4532 | 0 | 66.6321 | 27.4128 | 3777.1387 | 215.9511 | 1892.6136 | 1871.5369 | 2257.2793 | 1769.1498 | 328.5578 | -1080.5968
2030-06-23 | 13 | 460.3872 | 460.3872 | 0 | 199.8963 | 199.8963 | 3477.6199 | 215.9519 | 1892.6136 | 1871.5369 | 3642.4895 | 1769.1498 | 31.5203 | -1080.5968
2030-06-23 | 14 | 460.3872 | 460.3872 | 0 | 199.8963 | 178.8102 | 1888.5693 | 166.9226 | 1892.6136 | 1871.5369 | 1821.2448 | 1769.1498 | 0 | -1080.5968
2030-06-23 | 15 | 306.9248 | 329.1664 | 646.4664 | 133.2642 | 133.2642 | 1888.5693 | 166.9223 | 801.7612 | 1871.5369 | 1821.2448 | 1574.6868 | 0 | -1080.5968
2030-06-23 | 16 | 460.3872 | 460.3872 | 646.4664 | 133.2642 | 133.2642 | 1888.5693 | 166.9227 | 1030.1387 | 1871.5369 | 909.2858 | 1434.6605 | 55.7941 | -1080.5968
2030-06-23 | 17 | 460.3872 | 336.0087 | 646.4664 | 133.2642 | 133.2642 | 1888.5693 | 166.9224 | 1235.5935 | 1871.5369 | 559.8632 | 1337.1571 | 0 | -1080.5968
2030-06-23 | 18 | 153.4624 | 153.4624 | 646.4664 | 133.2642 | 133.2642 | 1888.5693 | 168.9811 | 295.1938 | 1871.5369 | 1821.2448 | 2156.894 | 0 | -1080.5968
2030-06-23 | 19 | 153.4624 | 153.4624 | 323.2332 | 133.2642 | 133.2642 | 2220.3403 | 168.982 | 0 | 1871.5369 | 1664.1859 | 2978.0022 | 217.2115 | -1080.5968
2030-06-23 | 20 | 153.4624 | 153.4624 | 484.8498 | 133.2642 | 133.2642 | 3537.6799 | 168.9802 | -163.248 | 1871.5369 | 1821.2448 | 3538.2996 | 285.1975 | -1080.5968
2030-06-23 | 21 | 306.9248 | 197.7255 | 124.9665 | 133.2642 | 133.2642 | 3777.1387 | 292.2347 | 243.7331 | 1871.5369 | 1821.2448 | 3538.2996 | 323.5141 | -1080.5968
2030-06-23 | 22 | 460.3872 | 460.3872 | 323.2332 | 199.8963 | 199.8963 | 3777.1387 | 168.9805 | 1892.6136 | 1871.5369 | 1821.2448 | 3538.2996 | 46.85 | -1080.5968
2030-06-23 | 23 | 306.9248 | 153.4728 | 646.4664 | 133.2642 | 133.2642 | 2989.0837 | 168.9803 | 792.2104 | 1871.5369 | 1821.2448 | 2229.1826 | 0 | -1080.5968
2030-06-23 | 24 | 153.4624 | 153.4624 | 646.4664 | 0 | 0 | 3133.4753 | 168.9822 | 576.2271 | 1871.5369 | 1821.2448 | 1769.1498 | 0 | -1080.5968
2030-06-24 | 1 | 153.4624 | 153.4624 | 0 | 0 | 0 | 3777.1387 | 213.9512 | -202.8622 | -1871.5369 | 149.3909 | 1769.1498 | 485.2712 | -1080.5968
2030-06-24 | 2 | 153.4624 | 153.4624 | 323.9904 | 0 | 0 | 3777.1387 | 215.952 | -1114.2386 | -1646.8643 | 1821.2448 | 3538.2996 | 0 | -1080.5968
2030-06-24 | 3 | 153.4624 | 153.4624 | 306.3109 | 0 | 0 | 3777.1387 | 331.3571 | -1494.0867 | 1881.5878 | 3548.9287 | 3538.2996 | 0 | -1080.5968
2030-06-24 | 4 | 153.4624 | 153.4624 | 0 | 0 | 0 | 3777.1387 | 3625.937 | -788.6884 | 3743.0737 | 965.0368 | 3538.2996 | 0 | -1080.5968
2030-06-24 | 5 | 153.4624 | 153.4624 | 0 | 0 | 0 | 3777.1387 | 3625.937 | -1235.8578 | 2602.5132 | 1524.4677 | 3538.2996 | 0 | -1080.5968
2030-06-24 | 6 | 153.4624 | 153.4624 | 0 | 0 | 0 | 3777.1387 | 2990.2942 | -684.9166 | 2803.4812 | 1236.1078 | 3538.2996 | 0 | -1080.5968
2030-06-24 | 7 | 153.4624 | 153.4624 | 0 | 0 | 0 | 3777.1387 | 2876.1763 | -1393.889 | 1265.0371 | -4.53e-06 | 3538.2996 | 0 | -1080.5968
2030-06-24 | 8 | 153.4624 | 153.4624 | 0 | 0 | 0 | 3777.1387 | 3625.937 | -1979.4333 | -474.2555 | 1821.2448 | 3538.2996 | 0 | -1080.5968
2030-06-24 | 9 | 153.4624 | 153.4624 | 484.8498 | 0 | 0 | 3777.1387 | 2862.1748 | -1516.0208 | -602.1048 | 1821.2448 | 3538.2996 | 0 | -1080.5968
2030-06-24 | 10 | 153.4624 | 153.4624 | 348.7832 | 66.6321 | 54.218 | 3777.1387 | 3443.4292 | -1320.9806 | 1871.5369 | 126.5738 | 3538.2996 | 0 | -1080.5968
2030-06-24 | 11 | 460.3872 | 460.3872 | 0 | 199.8963 | 199.8963 | 3777.1387 | 215.9518 | -0.0021031 | 2170.4868 | -4.53e-06 | 3538.2996 | 0 | -1080.5968
2030-06-24 | 12 | 460.3872 | 460.3872 | 0 | 199.8963 | 199.8963 | 3777.1387 | 230.9866 | -2.7895e-05 | 1637.4047 | 445.4013 | 3538.2996 | 0 | -1080.5968
2030-06-24 | 13 | 460.3872 | 460.3872 | 0 | 199.8963 | 199.8963 | 3777.1387 | 215.9545 | -2.7895e-05 | 1871.5369 | 586.9393 | 3538.2996 | 0 | -1080.5968
2030-06-24 | 14 | 460.3872 | 460.3872 | 646.4664 | 199.8963 | 199.8963 | 1888.5693 | 1114.869 | -53.2234 | 1871.5369 | 1159.0297 | 3538.2996 | 0 | -1080.5968
2030-06-24 | 15 | 460.3872 | 460.3872 | 646.4664 | 199.8963 | 199.8963 | 1888.5693 | 168.9809 | 264.8339 | 1871.5369 | 689.9884 | 3538.2996 | 0 | -1080.5968
2030-06-24 | 16 | 460.3872 | 460.3872 | 646.4664 | 199.8963 | 199.8963 | 1888.5693 | 168.981 | 177.1767 | 1871.5369 | 1821.2448 | 3191.8296 | 0 | -1080.5968
2030-06-24 | 17 | 460.3872 | 460.3872 | 646.4664 | 199.8963 | 199.8963 | 1888.5693 | 168.9814 | 386.1935 | 1871.5369 | 1821.2448 | 2864.0796 | 0 | -1080.5968
2030-06-24 | 18 | 460.3872 | 460.3872 | 646.4664 | 199.8963 | 199.8963 | 1888.5693 | 168.9815 | 960.4252 | 1871.5369 | 1821.2448 | 2375.9543 | 0 | -1080.5968
2030-06-24 | 19 | 460.3872 | 460.3872 | 646.4664 | 199.8963 | 199.8963 | 2492.1099 | 168.9817 | 839.2011 | 1871.5369 | 1821.2448 | 3538.2996 | 0 | -1080.5968
2030-06-24 | 20 | 460.3872 | 460.3872 | 338.6842 | 266.4163 | 266.4163 | 3777.1387 | 215.9535 | 675.4213 | 1871.5369 | 1821.2448 | 1769.1498 | 0 | -1080.5968
2030-06-24 | 21 | 460.3872 | 460.3872 | 82.8526 | 266.4163 | 266.4163 | 3777.1387 | 215.9467 | -0.0010045 | 4.53e-05 | 3450.3835 | 3538.2996 | 0 | -1080.5968
2030-06-24 | 22 | 460.3872 | 460.3872 | 0 | 266.4163 | 266.4163 | 3777.1387 | 215.9509 | -2.7895e-05 | 4.53e-05 | 3642.4895 | 3538.2996 | 0 | -1080.5968
2030-06-24 | 23 | 460.3872 | 460.3872 | 0 | 266.4163 | 266.4163 | 2199.0149 | 215.9517 | -112.4426 | 4.53e-05 | 3642.4895 | 3538.2996 | 0 | -1080.5968
2030-06-24 | 24 | 460.3872 | 460.3872 | 235.2107 | 266.4163 | 266.4163 | 3777.1387 | 215.952 | 406.5185 | 350.7045 | 3642.4895 | 3538.2996 | 0 | -1080.5968
2030-06-25 | 1 | 460.3872 | 460.3872 | 0 | 199.8963 | 199.8963 | 3777.1387 | 215.9534 | 146.1631 | -406.2064 | 3642.4895 | 3538.2996 | 0 | -1080.5968
2030-06-25 | 2 | 306.9248 | 391.0386 | 0 | 0 | 0 | 3777.1387 | 215.9513 | 62.9422 | -1628.8484 | 1821.2448 | 3538.2996 | 0 | -1080.5968
2030-06-25 | 3 | 153.4624 | 153.4624 | 0 | 0 | 0 | 3777.1387 | 215.9533 | 650.0126 | 4.53e-05 | 862.8066 | 3538.2996 | 0 | -1080.5968
2030-06-25 | 4 | 153.4624 | 153.4624 | 0 | 0 | 0 | 3777.1387 | 213.9525 | 515.1307 | 4.53e-05 | -4.53e-06 | 3538.2996 | 0 | -1080.5968
2030-06-25 | 5 | 153.4624 | 153.4624 | 0 | 0 | 0 | 3777.1387 | 215.9527 | -2.7895e-05 | -0.0010533 | 142.2335 | 3538.2996 | 0 | -1080.5968
2030-06-25 | 6 | 153.4624 | 153.4624 | 0 | 0 | 0 | 3777.1387 | 215.9541 | -2.7895e-05 | 4.53e-05 | 1526.766 | 3538.2996 | 0 | -1080.5968
2030-06-25 | 7 | 153.4624 | 153.4624 | 0 | 0 | 0 | 3777.1387 | 215.9529 | -2.7895e-05 | 93.1912 | 1711.0222 | 3538.2996 | 0 | -1080.5968
2030-06-25 | 8 | 153.4624 | 153.4624 | 0 | 0 | 0 | 3777.1387 | 215.9509 | -20.7687 | 1871.5369 | 1821.2448 | 3538.2996 | 0 | -1080.5968
2030-06-25 | 9 | 460.3872 | 460.3872 | 201.9021 | 199.8963 | 199.8963 | 3777.1387 | 1812.9685 | -372.3781 | 1984.723 | 1821.2448 | 3538.2996 | 0 | -1080.5968
2030-06-25 | 10 | 460.3872 | 460.3872 | 484.8498 | 199.8963 | 199.8963 | 3777.1387 | 627.4326 | -2.7895e-05 | 3389.3069 | 1821.2448 | 3538.2996 | 0 | -1080.5968
2030-06-25 | 11 | 460.3872 | 460.3872 | 0 | 199.8963 | 199.8963 | 3777.1387 | 215.952 | 0.0010707 | 3088.4055 | -4.53e-06 | 3538.2996 | 0 | -1080.5968
2030-06-25 | 12 | 460.3872 | 460.3872 | 0 | 199.8963 | 199.8963 | 3777.1387 | 215.9528 | -2.7895e-05 | 1871.5369 | -4.53e-06 | 3538.2996 | 0 | -1080.5968
2030-06-25 | 13 | 460.3872 | 460.3872 | 646.4664 | 199.8963 | 199.8963 | 3777.1387 | 215.9494 | -989.1029 | 1871.5369 | 1427.6989 | 3538.2996 | 0 | -1080.5968
2030-06-25 | 14 | 460.3872 | 460.3872 | 646.4664 | 199.8963 | 199.8963 | 3777.1387 | 868.9659 | -1047.8903 | 1871.5369 | 1821.2448 | 3538.2996 | 0 | -1080.5968
2030-06-25 | 15 | 460.3872 | 402.12 | 646.4664 | 133.2642 | 133.2642 | 3777.1387 | 168.9808 | -1261.3042 | 1871.5369 | 1821.2448 | 3538.2996 | 269.7041 | -1080.5968
2030-06-25 | 16 | 153.4624 | 179.2155 | 646.4664 | 199.8963 | 199.8963 | 3777.1387 | 168.982 | -128.0354 | 1871.5369 | 1821.2448 | 3402.9033 | 323.5141 | -1080.5968
2030-06-25 | 17 | 153.4624 | 153.4624 | 646.4664 | 0 | 0 | 3777.1387 | 1812.9685 | 386.3524 | 1871.5369 | 1821.2448 | 2084.4111 | 0 | -1080.5968
2030-06-25 | 18 | 153.4624 | 153.4624 | 646.4664 | 0 | 0 | 3777.1387 | 1812.9685 | -634.6075 | 2772.9568 | 1821.2448 | 3538.2996 | 0 | -1080.5968
2030-06-25 | 19 | 153.4624 | 153.4624 | 0 | 0 | 0 | 3777.1387 | 2933.5171 | -518.098 | 3743.0737 | 284.4133 | 3538.2996 | 0 | -1080.5968
2030-06-25 | 20 | 153.4624 | 153.4624 | 237.5874 | 26.3714 | 66.6321 | 3777.1387 | 2717.8792 | -723.1865 | 3743.0737 | 2193.7441 | 3538.2996 | 0 | -1080.5968
2030-06-25 | 21 | 153.4624 | 153.4624 | 399.3154 | 0 | 0 | 3777.1387 | 1812.9685 | 175.4491 | 3743.0737 | 3642.4895 | 3538.2996 | 0 | -1080.5968
2030-06-25 | 22 | 153.4624 | 153.4624 | 0 | 0 | 0 | 3777.1387 | 3625.937 | -382.203 | 3743.0737 | 3642.4895 | 3538.2996 | 0 | -1080.5968
2030-06-25 | 23 | 153.4624 | 153.4624 | 391.0352 | 0 | 0 | 3777.1387 | 3625.937 | -748.678 | 3743.0737 | 3461.8635 | 3538.2996 | 0 | -1080.5968
2030-06-25 | 24 | 153.4624 | 153.4624 | 0 | 0 | 0 | 3777.1387 | 3625.937 | -2125.2642 | 2903.0896 | 2440.6628 | 3538.2996 | 0 | -1080.5968
2030-06-26 | 1 | 153.4624 | 153.4624 | 0 | 0 | 0 | 3777.1387 | 3625.937 | -2725.6448 | 2232.5962 | 3642.4895 | 3538.2996 | 0 | -1080.5968
2030-06-26 | 2 | 153.4624 | 153.4624 | 0 | 0 | 0 | 3777.1387 | 3625.937 | -2835.8376 | 1742.2406 | 3642.4895 | 3538.2996 | 0 | -1080.5968
2030-06-26 | 3 | 153.4624 | 153.4624 | 0 | 0 | 0 | 3777.1387 | 1678.7754 | -3353.6553 | -2119.9729 | 3642.4895 | 3538.2996 | 0 | -1080.5968
2030-06-26 | 4 | 153.4624 | 153.4624 | 0 | 0 | 0 | 3777.1387 | 213.9525 | -1703.4595 | -1469.4753 | -4.53e-06 | 3538.2996 | 0 | -1080.5968
2030-06-26 | 5 | 153.4624 | 153.4624 | 0 | 0 | 0 | 3777.1387 | 213.9538 | -1164.3922 | -823.0583 | -1304.9454 | 3209.1882 | 0 | -1080.5968
2030-06-26 | 6 | 153.4624 | 153.4624 | 579.7758 | 0 | 0 | 3777.1387 | 727.6014 | -1332.7103 | -772.3607 | 0 | 3538.2996 | 0 | -1080.5968
2030-06-26 | 7 | 153.4624 | 153.4624 | 0 | 0 | 0 | 3777.1387 | 1812.9685 | -1264.4901 | -1871.5369 | 1091.7207 | 3538.2996 | 0 | -1080.5968
2030-06-26 | 8 | 153.4624 | 153.4624 | 0 | 0 | 0 | 3777.1387 | 1659.0928 | -783.5936 | -1323.0736 | -4.53e-06 | 3538.2996 | 323.5141 | -1080.5968
2030-06-26 | 9 | 153.4624 | 153.4624 | 0 | 0 | 0 | 3777.1387 | 3625.937 | -277.9214 | -233.7784 | 1821.2448 | 3538.2996 | 0 | -1080.5968
2030-06-26 | 10 | 153.4624 | 153.4624 | 0 | 0 | 0 | 3777.1387 | 3625.937 | -427.7761 | 4.53e-05 | 1406.5116 | 3538.2996 | 0 | -1080.5968
2030-06-26 | 11 | 153.4624 | 181.353 | 0 | 66.6321 | 20.0253 | 3777.1387 | 2216.6863 | -215.2065 | 4.53e-05 | 2369.824 | 3538.2996 | 0 | -1080.5968
2030-06-26 | 12 | 460.3872 | 460.3872 | 0 | 199.8963 | 199.8963 | 3777.1387 | 230.9862 | 0.0010707 | 459.1145 | 1080.9205 | 3538.2996 | 0 | -1080.5968
2030-06-26 | 13 | 460.3872 | 460.3872 | 646.4664 | 199.8963 | 199.8963 | 3777.1387 | 215.9522 | -2.7895e-05 | 1130.4142 | 683.9049 | 3538.2996 | 0 | -1080.5968
2030-06-26 | 14 | 393.7672 | 306.9248 | 646.4664 | 133.2642 | 133.2642 | 1888.5693 | 1812.9685 | -584.5353 | 674.2038 | 1821.2448 | 3538.2996 | 0 | -1080.5968
2030-06-26 | 15 | 153.4624 | 153.4624 | 646.4664 | 0 | 0 | 1888.5693 | 1812.9685 | -1073.9498 | -361.3031 | 1821.2448 | 3538.2996 | 0 | -1080.5968
2030-06-26 | 16 | 331.5916 | 460.3872 | 646.4664 | 66.6321 | 66.6321 | 1888.5693 | 541.816 | -1501.3972 | -65.0806 | 1739.4471 | 3538.2996 | 323.5141 | -1080.5968
2030-06-26 | 17 | 306.9248 | 190.9091 | 646.4664 | 8.9846 | 0 | 1888.5693 | 215.9524 | -1469.9205 | -139.6896 | 1821.2448 | 3538.2996 | 0 | -1080.5968
2030-06-26 | 18 | 153.4624 | 153.4624 | 646.4664 | 66.6321 | 66.6321 | 1888.5693 | 168.9798 | -1235.4919 | -17.1049 | 1821.2448 | 3440.0601 | 0 | -1080.5968
2030-06-26 | 19 | 153.4624 | 153.4624 | 540.5403 | 66.6321 | 48.9984 | 1888.5693 | 304.6782 | -984.813 | -242.3185 | 1821.2448 | 3538.2996 | 0 | -1080.5968
2030-06-26 | 20 | 460.3872 | 460.3872 | 646.4664 | 199.8963 | 199.8963 | 1888.5693 | 168.9824 | -519.9916 | 134.5697 | 1821.2448 | 3538.2996 | 0 | -1080.5968
2030-06-26 | 21 | 460.3872 | 460.3872 | 263.0708 | 199.8963 | 199.8963 | 1888.5693 | 215.9533 | -324.1654 | 388.1673 | 3642.4895 | 3538.2996 | 0 | -1080.5968
2030-06-26 | 22 | 460.3872 | 460.3872 | 0 | 199.8963 | 199.8963 | 1647.3146 | 215.9546 | -2.7895e-05 | 4.53e-05 | 3440.459 | 3538.2996 | 0 | -1080.5968
2030-06-26 | 23 | 460.3872 | 460.3872 | 0 | 199.8963 | 199.8963 | 1888.5693 | 168.9809 | 1050.4923 | 1447.8864 | 1821.2448 | 3538.2996 | 0 | -1080.5968
2030-06-26 | 24 | 460.3872 | 460.3872 | 0 | 199.8963 | 192.0844 | 1888.5693 | 168.982 | 1191.1973 | 1871.5369 | 1821.2448 | 2021.4758 | 313.6813 | -1080.5968
2030-06-27 | 1 | 153.4624 | 153.4624 | 0 | 133.2642 | 133.2642 | 1888.5693 | 166.9229 | 1198.533 | -1865.2932 | 1821.2448 | 981.037 | 300.9651 | -1080.5968
2030-06-27 | 2 | 153.4624 | 153.4624 | 0 | 0 | 0 | 2819.6069 | 213.9513 | 1405.8613 | -1871.5348 | -4.53e-06 | 1351.1615 | 0 | -1080.5968
2030-06-27 | 3 | 153.4624 | 153.4624 | 212.6779 | 0 | 0 | 2985.4526 | 213.95 | 952.2219 | -1871.5369 | -4.53e-06 | 1376.0111 | 0 | -1080.5968
2030-06-27 | 4 | 153.4624 | 153.4624 | 0 | 0 | 0 | 3777.1387 | 213.9508 | 585.563 | -1790.0424 | -4.53e-06 | 2466.3225 | 0 | -1080.5968
2030-06-27 | 5 | 153.4624 | 153.4624 | 0 | 0 | 0 | 3777.1387 | 215.9523 | -380.2283 | 45.6204 | 1821.2448 | 3538.2996 | 0 | -1080.5968
2030-06-27 | 6 | 153.4624 | 153.4624 | 0 | 0 | 0 | 3777.1387 | 1755.5983 | -149.0885 | -1903.9138 | -4.53e-06 | 3538.2996 | 0 | -1080.5968
2030-06-27 | 7 | 153.4624 | 153.4624 | 0 | 0 | 0 | 3777.1387 | 215.9525 | -2.7895e-05 | 1854.8512 | 500.6014 | 3538.2996 | 0 | -1080.5968
2030-06-27 | 8 | 153.4624 | 153.4624 | 0 | 0 | 0 | 3777.1387 | 215.9496 | -418.3478 | 1871.5369 | 1644.2443 | 3538.2996 | 647.0283 | -1080.5968
2030-06-27 | 9 | 306.9248 | 215.7825 | 323.2332 | 164.8897 | 133.2642 | 3777.1387 | 1812.9685 | -107.8251 | 1871.5369 | 560.0742 | 3538.2996 | 0 | -1080.5968
2030-06-27 | 10 | 306.9248 | 183.1612 | 5.7802 | 199.8963 | 199.8963 | 3777.1387 | 2276.3833 | -1080.1558 | 791.4881 | 1821.2448 | 3538.2996 | 0 | -1080.5968
2030-06-27 | 11 | 153.4624 | 303.3622 | 0 | 199.8963 | 199.8963 | 3777.1387 | 1812.9685 | -1405.8378 | 768.0406 | 1821.2448 | 3538.2996 | 0 | -1080.5968
2030-06-27 | 12 | 306.9248 | 306.9248 | 0 | 199.8963 | 199.8963 | 3777.1387 | 2458.7251 | -1007.8137 | 4.53e-05 | 757.9464 | 3538.2996 | 485.2712 | -1080.5968
2030-06-27 | 13 | 460.3872 | 460.3872 | 0 | 199.8963 | 199.8963 | 3777.1387 | 1812.9685 | -572.5426 | 891.7314 | -4.53e-06 | 3538.2996 | 647.0283 | -1080.5968
2030-06-27 | 14 | 153.4624 | 153.4624 | 642.3429 | 113.2613 | 133.2642 | 2382.5906 | 1812.9685 | -1010.3263 | 0 | 895.964 | 3538.2996 | 485.2712 | -1080.5968
2030-06-27 | 15 | 153.4624 | 153.4624 | 646.4664 | 133.2642 | 133.2642 | 2767.2761 | 168.9827 | -1120.6025 | 0 | 633.8458 | 3538.2996 | 591.5737 | -1080.5968
2030-06-27 | 16 | 153.4624 | 153.4624 | 566.7182 | 0 | 0 | 1888.5693 | 168.9817 | -947.0115 | 0 | 1301.4022 | 3538.2996 | 323.5141 | -1080.5968
2030-06-27 | 17 | 153.4624 | 153.4624 | 646.4664 | 0 | 0 | 1888.5693 | 168.9805 | -932.3952 | 0 | 1108.1758 | 2515.675 | 323.5141 | -1080.5968
2030-06-27 | 18 | 153.4624 | 153.4624 | 646.4664 | 0 | 0 | 1888.5693 | 538.6074 | -1173.5573 | 0 | 1821.2448 | 3538.2996 | 0 | -1080.5968
2030-06-27 | 19 | 153.4624 | 153.4624 | 646.4664 | 0 | 0 | 1888.5693 | 168.9812 | -1168.3142 | 0 | 1821.2448 | 3538.2996 | 0 | -1080.5968
2030-06-27 | 20 | 153.4624 | 153.4624 | 19.9004 | 3.9255 | 66.6321 | 1888.5693 | 223.91 | -1284.5376 | -443.6873 | 1821.2448 | 3538.2996 | 182.7534 | -1080.5968
2030-06-27 | 21 | 153.4624 | 153.4624 | 118.2159 | 66.6321 | 66.6321 | 1888.5693 | 1812.9685 | -1133.9674 | -630.2128 | 1821.2448 | 3538.2996 | 55.675 | -1080.5968
2030-06-27 | 22 | 153.4624 | 153.4624 | 70.1285 | 199.8963 | 199.8963 | 3571.7869 | 1812.9685 | -953.6179 | -395.8887 | 1821.2448 | 3538.2996 | 141.5775 | -1080.5968
2030-06-27 | 23 | 306.9248 | 381.0398 | 484.8498 | 199.8963 | 199.8963 | 2029.2185 | 1812.9685 | -1083.5656 | 0 | 1821.2448 | 3538.2996 | 0 | -1080.5968
2030-06-27 | 24 | 460.3872 | 460.3872 | 484.8498 | 199.8963 | 199.8963 | 2363.3662 | 483.3802 | -1145.0233 | -1432.6915 | 1821.2448 | 3538.2996 | 0 | -1080.5968
2030-06-28 | 1 | 153.4624 | 153.4624 | 620.0828 | 133.2642 | 133.2642 | 3777.1387 | 166.9224 | 0 | -1453.4296 | -505.4465 | 3220.7844 | 0 | -1080.5968
2030-06-28 | 2 | 153.4624 | 153.4624 | 79.0329 | 0 | 0 | 3777.1387 | 166.9223 | 80.4957 | -1871.5369 | 0 | 3517.1362 | 0 | -1080.5968
2030-06-28 | 3 | 153.4624 | 153.4624 | 646.4664 | 0 | 0 | 3777.1387 | 215.9523 | 416.417 | -2568.9524 | 1821.2448 | 3538.2996 | 0 | -1080.5968
2030-06-28 | 4 | 153.4624 | 153.4624 | 646.4664 | 0 | 0 | 3777.1387 | 215.9527 | 1162.27 | -1092.4879 | 1821.2448 | 3538.2996 | 0 | -1080.5968
2030-06-28 | 5 | 306.9248 | 292.5667 | 556.8219 | 43.1585 | 0 | 3777.1387 | 1812.9685 | 937.6422 | -387.6026 | 1821.2448 | 3538.2996 | 0 | -1080.5968
2030-06-28 | 6 | 460.3872 | 335.2896 | 113.9847 | 0 | 0 | 3777.1387 | 748.3574 | 687.5898 | -1871.538 | 2426.4302 | 3538.2996 | 0 | -1080.5968
2030-06-28 | 7 | 460.3872 | 460.3872 | 111.5263 | 28.4087 | 0 | 3777.1387 | 1818.2169 | 860.1456 | -2926.2485 | 1821.2448 | 3538.2996 | 0 | -1080.5968
2030-06-28 | 8 | 460.3872 | 460.3872 | 0 | 199.8963 | 199.8963 | 3588.4587 | 1115.3302 | 755.861 | -1871.5369 | 1821.2448 | 3538.2996 | 0 | -1080.5968
2030-06-28 | 9 | 460.3872 | 460.3872 | 377.9196 | 266.4163 | 266.4163 | 1888.5693 | 1528.0135 | 897.4796 | 355.4292 | 1821.2448 | 3538.2996 | 0 | -1080.5968
2030-06-28 | 10 | 460.3872 | 460.3872 | 646.4664 | 266.4163 | 266.4163 | 1888.5693 | 1506.173 | 882.5118 | 547.3452 | 1091.4297 | 3538.2996 | 647.0283 | -1080.5968
2030-06-28 | 11 | 460.3872 | 460.3872 | 430.0575 | 266.4163 | 246.9918 | 3777.1387 | 1812.9685 | 1190.344 | -1340.0183 | -50.6194 | 3538.2996 | 368.6452 | -1080.5968
2030-06-28 | 12 | 460.3872 | 460.3872 | 308.7517 | 199.8963 | 199.8963 | 3777.1387 | 2095.8811 | 1360.298 | -601.5355 | -1472.39 | 3538.2996 | 485.2712 | -1080.5968
2030-06-28 | 13 | 460.3872 | 460.3872 | 197.1261 | 199.8963 | 199.8963 | 3777.1387 | 1812.9685 | 1353.0547 | -922.0133 | -1398.444 | 3538.2996 | 647.0283 | -1080.5968
2030-06-28 | 14 | 153.4624 | 153.4624 | 646.4664 | 0 | 0 | 2170.2429 | 1194.3269 | 100.3995 | 0 | 0 | 3538.2996 | 0 | -1080.5968
2030-06-28 | 15 | 153.4624 | 153.4624 | 646.4664 | 0 | 5.0611 | 1888.5693 | 166.9221 | -928.7368 | 0 | 0 | 1635.4475 | 304.2666 | -1080.5968
2030-06-28 | 16 | 306.9248 | 333.6205 | 646.4664 | 199.8963 | 199.8963 | 1888.5693 | 166.9222 | -970.5909 | 0 | -853.4859 | 221.0132 | 85.2372 | -1080.5968
2030-06-28 | 17 | 153.4624 | 190.6299 | 646.4664 | 199.8963 | 187.99 | 1983.6758 | 168.9814 | -1355.6368 | 0 | 0 | 1769.1498 | 0 | -1080.5968
2030-06-28 | 18 | 153.4624 | 153.4624 | 646.4664 | 97.7772 | 133.2642 | 3181.1682 | 1188.7106 | -1259.1177 | -556.9023 | 0 | 3538.2996 | 647.0283 | -1080.5968
2030-06-28 | 19 | 153.4624 | 153.4624 | 580.0608 | 66.6321 | 64.0298 | 3777.1387 | 1812.9685 | -1892.6104 | -2138.6226 | 625.1088 | 3538.2996 | 323.5141 | -1080.5968
2030-06-28 | 20 | 153.4624 | 153.4624 | 117.5729 | 66.6321 | 18.9029 | 3777.1387 | 3625.937 | -2415.6348 | -3707.032 | 1641.3586 | 3538.2996 | 372.7594 | -1080.5968
2030-06-28 | 21 | 306.9248 | 200.3578 | 170.2245 | 0 | 52.5942 | 3777.1387 | 2332.8789 | -1897.8883 | -1871.5369 | 889.2959 | 3538.2996 | 165.7272 | -1080.5968
2030-06-28 | 22 | 460.3872 | 460.3872 | 224.3176 | 133.2642 | 179.9237 | 3777.1387 | 1812.9685 | -1625.9149 | -1871.5369 | 208.1647 | 3538.2996 | 0 | -1080.5968
2030-06-28 | 23 | 460.3872 | 460.3872 | 201.1269 | 199.8963 | 174.0273 | 3777.1387 | 168.9807 | -1746.5057 | -1547.1305 | 0 | 3538.2996 | 0 | -1080.5968
2030-06-28 | 24 | 460.3872 | 460.3872 | 350.2569 | 199.8963 | 199.8963 | 2780.1741 | 168.9816 | -1036.5009 | 0 | -946.5527 | 3104.8958 | 0 | -1080.5968
2030-06-29 | 1 | 460.3872 | 460.3872 | 646.4664 | 133.2642 | 133.2642 | 2162.0366 | 168.9813 | -352.6379 | 0 | 0 | 3009.0127 | 414.4682 | -1080.5968
2030-06-29 | 2 | 153.4624 | 153.4624 | 0 | 0 | 0 | 3777.1387 | 3183.2383 | -277.6002 | -1975.9895 | -4.53e-06 | 3538.2996 | 0 | -1080.5968
2030-06-29 | 3 | 153.4624 | 153.4624 | 0 | 0 | 0 | 3777.1387 | 3625.937 | -904.9927 | 2816.9214 | 3642.4895 | 3538.2996 | 0 | -1080.5968
2030-06-29 | 4 | 306.9248 | 439.2091 | 0 | 0 | 0 | 3777.1387 | 3625.937 | 862.5857 | 3743.0737 | 3642.4895 | 3538.2996 | 0 | -1080.5968
2030-06-29 | 5 | 153.4624 | 153.4624 | 0 | 199.8963 | 199.8963 | 3777.1387 | 3625.937 | 3785.2273 | 3743.0737 | 3642.4895 | 3538.2996 | 0 | -1080.5968
2030-06-29 | 6 | 153.4624 | 153.4624 | 0 | 186.0664 | 199.8963 | 3777.1387 | 3625.937 | 3785.2273 | 3743.0737 | 3642.4895 | 3538.2996 | 0 | -1080.5968
2030-06-29 | 7 | 217.6002 | 153.4624 | 0 | 266.4163 | 266.4163 | 3777.1387 | 3625.937 | 3785.2273 | 3743.0737 | 3642.4895 | 3538.2996 | 0 | -1080.5968
2030-06-29 | 8 | 306.9248 | 420.2683 | 0 | 199.8963 | 133.2952 | 3777.1387 | 3625.937 | 3785.2273 | 3743.0737 | 3642.4895 | 3538.2996 | 0 | -1080.5968
2030-06-29 | 9 | 460.3872 | 460.3872 | 0 | 66.6321 | 106.8034 | 3777.1387 | 3625.937 | 3785.2273 | 3743.0737 | 3642.4895 | 3538.2996 | 0 | -1080.5968
2030-06-29 | 10 | 306.9248 | 166.2284 | 231.1142 | 199.8963 | 199.8963 | 3777.1387 | 3625.937 | 2811.1873 | 3743.0737 | 3642.4895 | 3538.2996 | 409.0564 | 1080.5968
2030-06-29 | 11 | 460.3872 | 375.7812 | 0 | 108.6215 | 66.6321 | 3777.1387 | 3625.937 | 2337.4524 | 3743.0737 | 3642.4895 | 3538.2996 | 24.2117 | -1080.5968
2030-06-29 | 12 | 460.3872 | 460.3872 | 29.8389 | 133.2642 | 96.5119 | 3777.1387 | 3625.937 | 2704.1626 | 3743.0737 | 2719.5479 | 3538.2996 | 190.966 | -1080.5968
2030-06-29 | 13 | 460.3872 | 460.3872 | 125.8285 | 158.9482 | 133.2642 | 3777.1387 | 1812.9685 | 1296.1669 | 1871.5369 | 2389.8389 | 3538.2996 | 0 | -1080.5968
2030-06-29 | 14 | 460.3872 | 460.3872 | 230.4126 | 199.8963 | 199.8963 | 3777.1387 | 214.4399 | 1052.5637 | 1871.5369 | 1060.9128 | 3538.2996 | 0 | -1080.5968
2030-06-29 | 15 | 460.3872 | 460.3872 | 646.4664 | 133.2642 | 87.2177 | 3777.1387 | 168.9812 | 595.53 | 0 | 0 | 2281.4917 | 0 | -1080.5968
2030-06-29 | 16 | 460.3872 | 460.3872 | 646.4664 | 158.1754 | 199.8963 | 3777.1387 | 168.9823 | 0 | 797.9259 | -517.0623 | 1769.1498 | 0 | -1080.5968
2030-06-29 | 17 | 460.3872 | 460.3872 | 646.4664 | 133.2642 | 180.5253 | 3777.1387 | 168.9811 | -188.8959 | 0 | -1008.3461 | 3507.1438 | 0 | -1080.5968
2030-06-29 | 18 | 460.3872 | 460.3872 | 646.4664 | 133.2642 | 133.2642 | 3777.1387 | 168.9799 | -434.6389 | 0 | -105.5707 | 2681.2905 | 0 | -1080.5968
2030-06-29 | 19 | 460.3872 | 460.3872 | 646.4664 | 199.8963 | 199.8963 | 2674.0701 | 1348.4368 | -485.6903 | 0 | 0 | 3538.2996 | 0 | -1080.5968
2030-06-29 | 20 | 460.3872 | 460.3872 | 646.4664 | 199.8963 | 199.8963 | 2867.4983 | 1812.9685 | -486.296 | 0 | 0 | 3538.2996 | 0 | -1080.5968
2030-06-29 | 21 | 306.9248 | 351.2558 | 58.6856 | 133.2642 | 133.2642 | 3777.1387 | 1567.1042 | -76.8527 | -706.4985 | -351.6457 | 3538.2996 | 0 | -1080.5968
2030-06-29 | 22 | 460.3872 | 460.3872 | 44.5868 | 171.4101 | 133.2642 | 3020.2908 | 1812.9685 | -556.4074 | -1605.2139 | 1821.2448 | 3538.2996 | 123.0522 | -1080.5968
2030-06-29 | 23 | 460.3872 | 460.3872 | 393.5916 | 199.8963 | 199.8963 | 1888.5693 | 1492.9891 | -195.7369 | 580.856 | 1821.2448 | 3538.2996 | 0 | -1080.5968
2030-06-29 | 24 | 460.3872 | 460.3872 | 459.1752 | 199.8963 | 199.8963 | 1888.5693 | 1560.6189 | 6.7599 | 1871.5369 | 1821.2448 | 3538.2996 | 0 | -1080.5968
2030-06-30 | 1 | 460.3872 | 460.3872 | 0 | 133.2642 | 138.7896 | 2604.3557 | 168.9817 | 160.7804 | 1182.3093 | 1821.2448 | 3538.2996 | 208.2681 | -1080.5968
2030-06-30 | 2 | 153.4624 | 153.4624 | 0 | 133.2642 | 74.2802 | 3777.1387 | 3625.937 | -2.7895e-05 | 326.0546 | 1294.303 | 3538.2996 | 0 | -1080.5968
2030-06-30 | 3 | 153.4624 | 153.4624 | 0 | 0 | 0 | 3777.1387 | 3625.937 | 2399.3301 | 3743.0737 | 3642.4895 | 3538.2996 | 0 | -1080.5968
2030-06-30 | 4 | 153.4624 | 153.4624 | 0 | 0 | 0 | 3777.1387 | 3625.937 | 3785.2273 | 3743.0737 | 3642.4895 | 3538.2996 | 0 | -1080.5968
2030-06-30 | 5 | 153.4624 | 153.4624 | 0 | 66.6321 | 5.2285 | 3777.1387 | 3625.937 | 3785.2273 | 3743.0737 | 3642.4895 | 3538.2996 | 0 | -1080.5968
2030-06-30 | 6 | 153.4624 | 153.4624 | 0 | 6.0767 | 66.6321 | 3777.1387 | 3625.937 | 3785.2273 | 3743.0737 | 3642.4895 | 3538.2996 | 0 | -1080.5968
2030-06-30 | 7 | 153.4624 | 153.4624 | 0 | 66.6321 | 60.5601 | 3777.1387 | 3625.937 | 3785.2273 | 3743.0737 | 3642.4895 | 3538.2996 | 0 | -1080.5968
2030-06-30 | 8 | 153.4624 | 153.4624 | 0 | 0 | 0 | 3777.1387 | 3625.937 | 3785.2273 | 3743.0737 | 3642.4895 | 3538.2996 | 0 | -1080.5968
2030-06-30 | 9 | 153.4624 | 153.4624 | 0 | 0 | 0 | 3777.1387 | 3625.937 | 3785.2273 | 3743.0737 | 3642.4895 | 3538.2996 | 0 | -1080.5968
2030-06-30 | 10 | 153.4624 | 153.4624 | 0 | 0 | 0 | 3777.1387 | 3625.937 | 3785.2273 | 3743.0737 | 3642.4895 | 3538.2996 | 0 | -1080.5968
2030-06-30 | 11 | 153.4624 | 153.4624 | 0 | 0 | 0 | 3777.1387 | 3625.937 | 3785.2273 | 3743.0737 | 3642.4895 | 3538.2996 | 0 | -1080.5968
2030-06-30 | 12 | 153.4624 | 153.4624 | 0 | 66.6321 | 116.1921 | 3777.1387 | 3625.937 | 1452.1243 | 3165.4448 | 3336.3787 | 3538.2996 | 70.0764 | -1080.5968
2030-06-30 | 13 | 384.5339 | 306.9248 | 0 | 133.2642 | 133.2642 | 3777.1387 | 2892.9019 | -3.5121 | 863.9684 | 1821.2448 | 3538.2996 | 386.7345 | -1080.5968
2030-06-30 | 14 | 460.3872 | 460.3872 | 155.2355 | 155.8412 | 199.8963 | 3777.1387 | 1812.9685 | -193.9755 | 1871.5369 | 1870.6157 | 3538.2996 | 153.7409 | -1080.5968
2030-06-30 | 15 | 460.3872 | 460.3872 | 559.9266 | 199.8963 | 199.8963 | 2926.5981 | 1812.9685 | -490.3534 | 1871.5369 | 1821.2448 | 3538.2996 | 0 | -1080.5968
2030-06-30 | 16 | 460.3872 | 460.3872 | 437.0298 | 199.8963 | 199.8963 | 1888.5693 | 1812.9685 | -1369.1075 | 0 | 1821.2448 | 3538.2996 | 0 | -1080.5968
2030-06-30 | 17 | 460.3872 | 460.3872 | 646.4664 | 199.8963 | 199.8963 | 1888.5693 | 1812.9685 | -1356.6857 | -671.1008 | 1821.2448 | 3538.2996 | 0 | -1080.5968
2030-06-30 | 18 | 153.4624 | 253.5324 | 646.4664 | 133.2642 | 133.2642 | 1888.5693 | 209.9638 | -1206.2172 | -783.6852 | 1821.2448 | 3538.2996 | 0 | -1080.5968
2030-06-30 | 19 | 153.4624 | 153.4624 | 646.4664 | 66.6321 | 66.6321 | 1888.5693 | 619.537 | -1495.939 | -15.3211 | 1821.2448 | 3538.2996 | 0 | -1080.5968
2030-06-30 | 20 | 153.4624 | 153.4624 | 646.4664 | 66.6321 | 34.2234 | 2066.9219 | 1812.9685 | -1628.8314 | 0 | 1821.2448 | 3538.2996 | 0 | -1080.5968
2030-06-30 | 21 | 460.3872 | 460.3872 | 91.8609 | 199.8963 | 189.1786 | 2581.5449 | 1812.9685 | -1407.9871 | 266.6234 | 1821.2448 | 3538.2996 | 323.5141 | -1080.5968
2030-06-30 | 22 | 460.3872 | 460.3872 | 271.9177 | 133.2642 | 133.2642 | 3777.1387 | 1812.9685 | -662.5781 | 305.2777 | 1821.2448 | 3538.2996 | 608.4029 | -1080.5968
2030-06-30 | 23 | 460.3872 | 460.3872 | 0 | 199.8963 | 199.8963 | 2801.0774 | 1327.816 | -57.3764 | 1871.5369 | 1821.2448 | 3538.2996 | 262.9295 | -1080.5968
2030-06-30 | 24 | 153.4624 | 153.4624 | 484.8498 | 133.2642 | 133.2642 | 3010.5466 | 168.9807 | 122.4352 | 1871.5369 | 1821.2448 | 3538.2996 | 323.5141 | -1080.5968
2030-07-01 | 1 | 153.4624 | 153.4624 | 331.9968 | 0 | 0 | 3495.0974 | 215.9517 | 3.1887 | -1762.4486 | -4.53e-06 | 3538.2996 | 0 | -1080.5968
2030-07-01 | 2 | 153.4624 | 153.4624 | 0 | 0 | 0 | 3777.1387 | 3562.0403 | -1208.0397 | 4.53e-05 | 910.3181 | 3538.2996 | 0 | -1080.5968
2030-07-01 | 3 | 153.4624 | 153.4624 | 0 | 0 | 0 | 3777.1387 | 3625.937 | 3785.2273 | 3743.0737 | 3642.4895 | 3538.2996 | 0 | -1080.5968
2030-07-01 | 4 | 153.4624 | 153.4624 | 0 | 66.6321 | 8.6953 | 3777.1387 | 3625.937 | 3785.2273 | 3743.0737 | 3642.4895 | 3538.2996 | 0 | -1080.5968
2030-07-01 | 5 | 153.4624 | 153.4624 | 0 | 266.4163 | 266.4163 | 3777.1387 | 3625.937 | 3785.2273 | 3743.0737 | 3642.4895 | 3538.2996 | 0 | -1080.5968
2030-07-01 | 6 | 153.4624 | 153.4624 | 0 | 266.4163 | 266.4163 | 3777.1387 | 3625.937 | 3785.2273 | 3743.0737 | 3642.4895 | 3538.2996 | 0 | -1080.5968
2030-07-01 | 7 | 153.4624 | 153.4624 | 0 | 199.8963 | 264.8579 | 3777.1387 | 3625.937 | 3785.2273 | 3743.0737 | 3642.4895 | 3538.2996 | 0 | -1080.5968
2030-07-01 | 8 | 153.4624 | 153.4624 | 0 | 199.8963 | 199.8963 | 3777.1387 | 3625.937 | 3785.2273 | 3743.0737 | 3642.4895 | 3538.2996 | 0 | -1080.5968
2030-07-01 | 9 | 153.4624 | 153.4624 | 0 | 199.8963 | 199.8963 | 3777.1387 | 3625.937 | 3785.2273 | 3743.0737 | 3642.4895 | 3538.2996 | 0 | -1080.5968
2030-07-01 | 10 | 153.4624 | 153.4624 | 0 | 0 | 0 | 3777.1387 | 3625.937 | 3785.2273 | 3743.0737 | 3642.4895 | 3538.2996 | 0 | -1080.5968
2030-07-01 | 11 | 153.4624 | 153.4624 | 0 | 0 | 0 | 3777.1387 | 3625.937 | 3785.2273 | 3743.0737 | 3642.4895 | 3538.2996 | 0 | -1080.5968
2030-07-01 | 12 | 153.4624 | 153.4624 | 0 | 0 | 0 | 3777.1387 | 3625.937 | 3785.2273 | 3743.0737 | 3642.4895 | 3538.2996 | 0 | -1080.5968
2030-07-01 | 13 | 153.4624 | 153.4624 | 0 | 0 | 0 | 3777.1387 | 3625.937 | 3175.321 | 3743.0737 | 3642.4895 | 3538.2996 | 0 | -1080.5968
2030-07-01 | 14 | 153.4624 | 153.4624 | 0 | 0 | 0 | 3777.1387 | 230.9861 | 877.9932 | 2998.8655 | 3642.4895 | 2719.886 | 0 | -1080.5968
2030-07-01 | 15 | 153.4624 | 153.4624 | 0 | 0 | 0 | 3777.1387 | 230.9851 | 2004.078 | 2420.4463 | 3642.4895 | 1183.9242 | 0 | -1080.5968
2030-07-01 | 16 | 153.4624 | 153.4624 | 0 | 0 | 0 | 3248.2087 | 213.9519 | 994.7205 | 1358.4054 | 3642.4895 | 3538.2996 | 0 | -1080.5968
2030-07-01 | 17 | 153.4624 | 153.4624 | 0 | 0 | 0 | 3452.3582 | 215.9505 | 123.5939 | 822.9205 | 3642.4895 | 3538.2996 | 0 | -1080.5968
2030-07-01 | 18 | 153.4624 | 153.4624 | 0 | 0 | 0 | 2123.2822 | 215.9533 | -4.2885 | 4.53e-05 | 3642.4895 | 3538.2996 | 0 | -1080.5968
2030-07-01 | 19 | 153.4624 | 153.4624 | 0 | 0 | 0 | 2697.5022 | 215.9541 | 729.487 | -294.1812 | 3642.4895 | 2848.7161 | 0 | -1080.5968
2030-07-01 | 20 | 153.4624 | 153.4624 | 0 | 105.4429 | 133.2642 | 3777.1387 | 230.9883 | 378.8177 | -981.2602 | 3642.4895 | 3538.2996 | 0 | -1080.5968
2030-07-01 | 21 | 153.4624 | 153.4624 | 0 | 0 | 0 | 3777.1377 | 1812.9685 | 618.5798 | 4.53e-05 | 3642.4895 | 3538.2996 | 0 | -1080.5968
2030-07-01 | 22 | 153.4624 | 153.4624 | 0 | 0 | 0 | 3777.1387 | 2406.478 | 257.5298 | 4.53e-05 | 3642.4895 | 3538.2996 | 0 | -1080.5968
2030-07-01 | 23 | 153.4624 | 153.4624 | 0 | 133.2642 | 69.4063 | 3554.2283 | 388.4264 | -69.625 | 2716.9353 | 3642.4895 | 3538.2996 | 0 | -1080.5968
2030-07-01 | 24 | 153.4624 | 153.4624 | 0 | 199.8963 | 199.8963 | 3777.1387 | 230.9871 | -612.2826 | 3743.0737 | 3642.4895 | 3423.396 | 0 | -1080.5968
2030-07-02 | 1 | 153.4624 | 153.4624 | 0 | 199.8963 | 199.8963 | 3777.1387 | 230.9873 | -2164.0215 | 3180.238 | 3642.4895 | 3538.2996 | 0 | -1080.5968
2030-07-02 | 2 | 153.4624 | 153.4624 | 0 | 41.4361 | 0 | 3777.1387 | 230.9829 | -2787.8896 | 3551.2837 | 3642.4895 | 2759.771 | 0 | -1080.5968
2030-07-02 | 3 | 153.4624 | 153.4624 | 0 | 133.2642 | 133.2642 | 3777.1387 | 3625.937 | -2926.1455 | 2025.463 | 3642.4895 | 3538.2996 | 0 | -1080.5968
2030-07-02 | 4 | 153.4624 | 153.4624 | 0 | 199.8963 | 199.8963 | 3777.1387 | 3625.937 | -3785.2273 | 2435.2144 | 3642.4895 | 3538.2996 | 0 | -1080.5968
2030-07-02 | 5 | 153.4624 | 153.4624 | 0 | 199.8963 | 199.8963 | 3777.1387 | 3625.937 | -3785.2273 | 1312.2372 | 2949.5972 | 3538.2996 | 0 | -1080.5968
2030-07-02 | 6 | 153.4624 | 153.4624 | 0 | 66.6321 | 15.67 | 3777.1387 | 3625.937 | -3728.1316 | 3743.0737 | 3642.4895 | 3538.2996 | 0 | -1080.5968
2030-07-02 | 7 | 153.4624 | 153.4624 | 0 | 128.9327 | 66.6321 | 3777.1387 | 3625.937 | -3639.7744 | 3743.0737 | 2628.9871 | 3538.2996 | 0 | -1080.5968
2030-07-02 | 8 | 153.4624 | 153.4624 | 0 | 0 | 0 | 3777.1387 | 3625.937 | -3600.3828 | 3743.0737 | 3642.4895 | 3538.2996 | 0 | -1080.5968
2030-07-02 | 9 | 153.4624 | 153.4624 | 0 | 0 | 0 | 3777.1387 | 3625.937 | -3233.1997 | 3743.0737 | 3642.4895 | 3538.2996 | 0 | -1080.5968
2030-07-02 | 10 | 153.4624 | 153.4624 | 15.2566 | 0 | 0 | 3777.1387 | 3625.937 | -3089.2324 | 2311.3484 | 3642.4895 | 3538.2996 | 0 | -1080.5968
2030-07-02 | 11 | 153.4624 | 153.4624 | 12.9217 | 0 | 0 | 3777.1387 | 3625.937 | -3189.8677 | 4.53e-05 | 3642.4895 | 3538.2996 | 0 | -1080.5968
2030-07-02 | 12 | 153.4624 | 153.4624 | 0 | 0 | 0 | 3777.1387 | 3625.937 | -2863.6943 | 1205.5894 | 3642.4895 | 3538.2996 | 0 | -1080.5968
2030-07-02 | 13 | 153.4624 | 153.4624 | 646.4664 | 0 | 0 | 3777.1387 | 3242.9851 | -1929.8752 | -1595.1409 | 1821.2448 | 3538.2996 | 0 | -795.224
2030-07-02 | 14 | 153.4624 | 153.4624 | 334.9132 | 0 | 0 | 3777.1387 | 1602.9573 | -1747.6489 | -283.4796 | 1821.2448 | 3538.2996 | 0 | -1080.5968
2030-07-02 | 15 | 153.4624 | 153.4624 | 323.2332 | 0 | 0 | 2603.4211 | 215.9544 | -1834.9713 | 4.53e-05 | 1821.2448 | 3538.2996 | 0 | -1080.5968
2030-07-02 | 16 | 153.4624 | 153.4624 | 525.1351 | 0 | 0 | 3777.1387 | 215.9547 | -2227.0339 | -1291.4797 | 1821.2448 | 3421.2861 | 0 | -1080.5968
2030-07-02 | 17 | 153.4624 | 153.4624 | 646.4664 | 0 | 0 | 3777.1387 | 168.9808 | -2138.3569 | -1871.5369 | 1821.2448 | 2703.6321 | 0 | -726.1158
2030-07-02 | 18 | 153.4624 | 153.4624 | 646.4664 | 0 | 0 | 3777.1387 | 168.9809 | -2062.5312 | -703.9951 | 1821.2448 | 3538.2996 | 0 | -593.5248
2030-07-02 | 19 | 153.4624 | 153.4624 | 646.4664 | 0 | 0 | 3777.1387 | 1812.9685 | -2056.0059 | -376.0894 | 1821.2448 | 3538.2996 | 0 | -633.0677
2030-07-02 | 20 | 153.4624 | 153.4624 | 202.6043 | 0 | 0 | 3777.1387 | 1971.0681 | -1923.8817 | -726.4751 | 1821.2448 | 3538.2996 | 0 | -611.2364
2030-07-02 | 21 | 153.4624 | 153.4624 | 302.7572 | 0 | 0 | 3777.1387 | 3352.8992 | -1440.2646 | -1229.4203 | 1821.2448 | 3538.2996 | 0 | -683.5137
2030-07-02 | 22 | 153.4624 | 153.4624 | 113.0892 | 0 | 0 | 3777.1387 | 1834.9741 | -1399.564 | -1634.8794 | 1821.2448 | 3538.2996 | 0 | -740.5113
2030-07-02 | 23 | 153.4624 | 153.4624 | 0 | 0 | 0 | 3777.1387 | 3625.937 | -215.8105 | 4.53e-05 | -4.53e-06 | 3538.2996 | 0 | -1080.5968
2030-07-02 | 24 | 153.4624 | 153.4624 | 0 | 0 | 0 | 3777.1387 | 1194.9697 | -285.36 | 4.53e-05 | 0.00097203 | 3538.2996 | 0 | -1080.5968
2030-07-03 | 1 | 153.4624 | 153.4624 | 0 | 0 | 0 | 3777.1387 | 403.7914 | -1023.2189 | 4.53e-05 | -4.53e-06 | 3538.2996 | 0 | -1080.5968
2030-07-03 | 2 | 153.4624 | 153.4624 | 0 | 199.8963 | 199.8963 | 3777.1387 | 3625.937 | -1960.0745 | 2762.4053 | 1821.2448 | 3538.2996 | 0 | -1080.5968
2030-07-03 | 3 | 153.4624 | 153.4624 | 0 | 266.4163 | 266.4163 | 3777.1387 | 3625.937 | 2680.8491 | 3743.0737 | 3642.4895 | 3538.2996 | 0 | -1080.5968
2030-07-03 | 4 | 153.4624 | 153.4624 | 0 | 250.5574 | 199.8963 | 3777.1387 | 3625.937 | 3401.7112 | 3743.0737 | 3642.4895 | 3538.2996 | 0 | -1080.5968
2030-07-03 | 5 | 153.4624 | 153.4624 | 0 | 266.4163 | 266.4163 | 3777.1387 | 3625.937 | 3785.2273 | 3743.0737 | 3642.4895 | 3538.2996 | 0 | -1080.5968
2030-07-03 | 6 | 153.4624 | 153.4624 | 0 | 199.8963 | 199.8963 | 3777.1387 | 3625.937 | 1892.6136 | 3743.0737 | 3642.4895 | 3538.2996 | 0 | -1080.5968
2030-07-03 | 7 | 153.4624 | 153.4624 | 0 | 133.2642 | 133.2642 | 3777.1387 | 3625.937 | -0.0010045 | 3743.0737 | 3642.4895 | 3538.2996 | 0 | -1080.5968
2030-07-03 | 8 | 153.4624 | 153.4624 | 0 | 0 | 0 | 3777.1387 | 3625.937 | 1621.2493 | 3743.0737 | 3642.4895 | 3538.2996 | 0 | -1080.5968
2030-07-03 | 9 | 153.4624 | 153.4624 | 0 | 0 | 0 | 3777.1387 | 3625.937 | -2253.7012 | 3620.2861 | 3642.4895 | 3538.2996 | 0 | -1080.5968
2030-07-03 | 10 | 153.4624 | 153.4624 | 0 | 0 | 0 | 3777.1387 | 3625.937 | -1715.0494 | 894.4283 | 3642.4895 | 3538.2996 | 0 | -1080.5968
2030-07-03 | 11 | 153.4624 | 153.4624 | 0 | 49.6545 | 66.6321 | 3777.1387 | 3625.937 | -1207.0905 | 704.502 | 3642.4895 | 3538.2996 | 0 | -1080.5968
2030-07-03 | 12 | 153.4624 | 153.4624 | 0 | 32.9488 | 66.6321 | 3777.1387 | 3141.5513 | -680.1656 | -0.0010533 | -4.53e-06 | 3538.2996 | 0 | -1080.5968
2030-07-03 | 13 | 153.4624 | 153.4624 | 0 | 0 | 0 | 3777.1387 | 215.9514 | -554.9767 | 4.53e-05 | -4.53e-06 | 3437.5835 | 0 | -1080.5968
2030-07-03 | 14 | 153.4624 | 153.4624 | 335.5999 | 0 | 0 | 3777.1387 | 215.9519 | -727.7238 | 4.53e-05 | -1059.7896 | 3538.2996 | 0 | -1080.5968
2030-07-03 | 15 | 153.4624 | 153.4624 | 310.7885 | 0 | 0 | 3777.1387 | 3625.937 | -995.851 | -969.6376 | -4.53e-06 | 3538.2996 | 0 | -1080.5968
2030-07-03 | 16 | 153.4624 | 153.4624 | 123.7115 | 0 | 0 | 3777.1387 | 1812.9685 | -941.6587 | -818.1069 | -4.53e-06 | 3538.2996 | 0 | -1080.5968
2030-07-03 | 17 | 153.4624 | 153.4624 | 128.8079 | 0 | 0 | 437.2028 | 213.9528 | -1496.3143 | 0.0010219 | 1435.7759 | 3538.2996 | 0 | -1080.5968
2030-07-03 | 18 | 153.4624 | 153.4624 | 0 | 0 | 0 | 1753.1161 | 213.9528 | -1103.1246 | 4.53e-05 | 243.2109 | 2319.978 | 0 | -1080.5968
2030-07-03 | 19 | 153.4624 | 153.4624 | 484.8498 | 106.5815 | 133.2642 | 3122.5542 | 215.9536 | -1751.0079 | -1653.3386 | 1821.2448 | 2100.9424 | 0 | -1080.5968
2030-07-03 | 20 | 153.4624 | 153.4624 | 0 | 133.2642 | 81.2183 | 3479.8979 | 215.9539 | -814.6976 | -831.7368 | -4.53e-06 | 3538.2996 | 0 | -1080.5968
2030-07-03 | 21 | 153.4624 | 153.4624 | 0 | 69.0583 | 133.2642 | 3777.1387 | 1812.9685 | -441.099 | -1119.5774 | -4.53e-06 | 3538.2996 | 0 | -1080.5968
2030-07-03 | 22 | 153.4624 | 153.4624 | 0 | 0 | 3.0713 | 3677.1582 | 1357.9218 | -339.7045 | -1260.6326 | -4.53e-06 | 3538.2996 | 0 | -1080.5968
2030-07-03 | 23 | 153.4624 | 153.4624 | 0 | 0 | 0 | 3777.1387 | 215.9523 | -316.3853 | -1144.7949 | -4.53e-06 | 3538.2996 | 0 | -1080.5968
2030-07-03 | 24 | 153.4624 | 153.4624 | 0 | 0 | 0 | 3777.1387 | 213.9519 | -317.4415 | -2217.6697 | -4.53e-06 | 1199.0314 | 0 | -1080.5968
2030-07-04 | 1 | 153.4624 | 153.4624 | 0 | 0 | 0 | 3777.1387 | 213.9534 | 0.0010707 | -2602.76 | -4.53e-06 | 1769.1498 | 0 | -1080.5968
2030-07-04 | 2 | 153.4624 | 153.4624 | 0 | 0 | 0 | 3777.1387 | 228.8472 | -787.8536 | -3743.0737 | 1821.2448 | 2926.0618 | 0 | -1080.5968
2030-07-04 | 3 | 153.4624 | 153.4624 | 0 | 199.8963 | 199.8963 | 3777.1387 | 230.9863 | -1164.6251 | -1871.5369 | 1821.2448 | 3538.2996 | 0 | -1080.5968
2030-07-04 | 4 | 153.4624 | 153.4624 | 0 | 199.8963 | 199.8963 | 3777.1387 | 2647.3203 | -2040.4241 | 4.53e-05 | 1893.5134 | 3538.2996 | 0 | -1080.5968
2030-07-04 | 5 | 153.4624 | 153.4624 | 0 | 199.8963 | 199.8963 | 3777.1387 | 3625.937 | -2150.072 | 166.0398 | 1821.2448 | 3538.2996 | 0 | -1080.5968
2030-07-04 | 6 | 153.4624 | 153.4624 | 0 | 199.8963 | 199.8963 | 3777.1387 | 3625.937 | -681.9071 | 1982.2806 | 632.8405 | 3538.2996 | 0 | -1080.5968
2030-07-04 | 7 | 153.4624 | 153.4624 | 0 | 133.2642 | 196.1208 | 3777.1387 | 3625.937 | -611.8341 | 2093.2483 | 3642.4895 | 3538.2996 | 0 | -1080.5968
2030-07-04 | 8 | 153.4624 | 153.4624 | 0 | 0 | 0 | 3777.1387 | 3625.937 | -824.5106 | -0.0010533 | 3282.1245 | 3538.2996 | 0 | -1080.5968
2030-07-04 | 9 | 153.4624 | 153.4624 | 0 | 0 | 0 | 3777.1387 | 3415.2314 | -126.7723 | 1084.525 | 1296.3542 | 3538.2996 | 0 | -1080.5968
2030-07-04 | 10 | 153.4624 | 153.4624 | 0 | 0 | 0 | 3777.1387 | 3423.6863 | -30.0883 | 1687.9537 | 478.7065 | 3538.2996 | 0 | -1080.5968
2030-07-04 | 11 | 153.4624 | 153.4624 | 0 | 0 | 0 | 3777.1387 | 2579.6284 | -321.8971 | 732.2744 | 1738.1812 | 3538.2996 | 0 | -1080.5968
2030-07-04 | 12 | 153.4624 | 153.4624 | 0 | 0 | 0 | 3777.1387 | 1432.5669 | -2.7895e-05 | -0.0010533 | 1168.499 | 3538.2996 | 0 | -1080.5968
2030-07-04 | 13 | 153.4624 | 153.4624 | 0 | 0 | 0 | 3777.1387 | 230.9857 | -402.297 | 4.53e-05 | 259.9146 | 3538.2996 | 0 | -1080.5968
2030-07-04 | 14 | 153.4624 | 153.4624 | 456.5473 | 0 | 0 | 3777.1387 | 1812.9685 | -1669.4373 | -1746.8621 | 1821.2448 | 3538.2996 | 0 | -1080.5968
2030-07-04 | 15 | 153.4624 | 153.4624 | 323.2332 | 0 | 0 | 3777.1387 | 168.9816 | -1295.2572 | -1871.0514 | 0 | 2781.1221 | 0 | -1080.5968
2030-07-04 | 16 | 153.4624 | 153.4624 | 29.8405 | 0 | 0 | 3777.1387 | 166.9221 | -1158.9877 | -2709.3206 | 0 | 1769.1498 | 0 | -1080.5968
2030-07-04 | 17 | 153.4624 | 153.4624 | 483.8528 | 0 | 0 | 2810.1091 | 168.9807 | -1775.9637 | -3317.199 | 1821.2448 | 2524.8032 | 0 | -1080.5968
2030-07-04 | 18 | 153.4624 | 153.4624 | 364.4476 | 0 | 0 | 3200.062 | 168.9823 | -1584.2542 | -3743.0737 | 1821.2448 | 3489.5364 | 0 | -1080.5968
2030-07-04 | 19 | 153.4624 | 153.4624 | 12.0539 | 0 | 0 | 3777.1387 | 168.981 | -1679.6039 | -3447.2996 | 1821.2448 | 3538.2996 | 0 | -1080.5968
2030-07-04 | 20 | 153.4624 | 153.4624 | 0 | 0 | 0 | 3777.1387 | 215.9496 | -1487.647 | -2672.7876 | 1821.2448 | 3538.2996 | 0 | -1080.5968
2030-07-04 | 21 | 153.4624 | 153.4624 | 0 | 0 | 0 | 3777.1387 | 215.9531 | -796.4595 | -1676.3224 | 0.00097203 | 3538.2996 | 0 | -1080.5968
2030-07-04 | 22 | 153.4624 | 153.4624 | 0 | 0 | 0 | 3777.1387 | 230.9848 | -748.9117 | -1723.0833 | -4.53e-06 | 3538.2996 | 0 | -1080.5968
2030-07-04 | 23 | 153.4624 | 153.4624 | 0 | 0 | 0 | 3777.1387 | 215.9524 | -1516.7407 | -2595.3652 | 1821.2448 | 3538.2996 | 0 | -1080.5968
2030-07-04 | 24 | 153.4624 | 153.4624 | 39.308 | 0 | 0 | 1954.5793 | 213.9523 | -1670.5283 | -3743.0737 | 243.1229 | 3346.446 | 0 | -1080.5968
2030-07-05 | 1 | 153.4624 | 153.4624 | 0 | 0 | 0 | 3777.1387 | 213.9523 | -767.7214 | -2740.1448 | -2221.0735 | 2267.1492 | 0 | -1080.5968
2030-07-05 | 2 | 153.4624 | 153.4624 | 0 | 0 | 0 | 3777.1387 | 230.9867 | -1687.9974 | -3393.1323 | -4.53e-06 | 3538.2996 | 0 | -1080.5968
2030-07-05 | 3 | 153.4624 | 153.4624 | 0 | 0 | 0 | 3777.1387 | 230.9877 | -1405.3075 | -1176.6313 | -4.53e-06 | 3538.2996 | 0 | -1080.5968
2030-07-05 | 4 | 153.4624 | 153.4624 | 0 | 0 | 0 | 3777.1387 | 230.9866 | -1009.13 | -1268.8645 | -4.53e-06 | 3538.2996 | 0 | -1080.5968
2030-07-05 | 5 | 153.4624 | 153.4624 | 0 | 0 | 0 | 3777.1387 | 230.9864 | -849.5475 | -1333.8928 | -4.53e-06 | 3538.2996 | 0 | -1080.5968
2030-07-05 | 6 | 153.4624 | 153.4624 | 0 | 0 | 0 | 3777.1387 | 228.847 | -2.7895e-05 | -2745.7788 | -1387.7426 | 1920.2367 | 0 | -1080.5968
2030-07-05 | 7 | 153.4624 | 153.4624 | 0 | 0 | 0 | 3777.1387 | 213.9523 | -2.7895e-05 | -3620.3606 | -428.0533 | 1769.1498 | 0 | -1080.5968
2030-07-05 | 8 | 153.4624 | 153.4624 | 0 | 0 | 0 | 3777.1387 | 213.9523 | 79.6831 | -3743.0737 | -1270.2917 | 1299.8474 | 0 | -1080.5968
2030-07-05 | 9 | 153.4624 | 153.4624 | 646.4664 | 0 | 0 | 2255.76 | 215.9528 | -453.2304 | -1871.5369 | 1821.2448 | 2078.8513 | 0 | -1080.5968
2030-07-05 | 10 | 153.4624 | 153.4624 | 0 | 0 | 0 | 3644.3767 | 213.9518 | 754.4692 | -2737.3274 | -4.53e-06 | 3538.2996 | 0 | -1080.5968
2030-07-05 | 11 | 153.4624 | 153.4624 | 0 | 0 | 0 | 3777.1387 | 213.952 | 756.7125 | -2946.0715 | -4.53e-06 | 3538.2996 | 0 | -1080.5968
2030-07-05 | 12 | 153.4624 | 153.4624 | 0 | 0 | 0 | 2822.8213 | 213.9535 | 414.0661 | -1668.9437 | -4.53e-06 | 3538.2996 | 0 | -1080.5968
2030-07-05 | 13 | 153.4624 | 153.4624 | 0 | 0 | 0 | 3777.1387 | 228.8476 | 18.4815 | -1388.8176 | -4.53e-06 | 3538.2996 | 0 | -1080.5968
2030-07-05 | 14 | 153.4624 | 153.4624 | 323.2332 | 0 | 0 | 3777.1387 | 215.9534 | -163.7637 | -0.0010533 | -1225.4757 | 3538.2996 | 0 | -1080.5968
2030-07-05 | 15 | 153.4624 | 153.4624 | 0 | 0 | 0 | 3777.1387 | 215.9517 | -999.8843 | -1871.538 | -1394.3986 | 3538.2996 | 0 | -1080.5968
2030-07-05 | 16 | 153.4624 | 153.4624 | 180.954 | 0 | 0 | 3777.1387 | 215.9509 | -1168.2736 | -1871.5369 | -1648.7183 | 3538.2996 | 0 | -1080.5968
2030-07-05 | 17 | 153.4624 | 153.4624 | 0 | 0 | 0 | 3777.1387 | 2161.9102 | -1893.2094 | -3743.0737 | -4.53e-06 | 3538.2996 | 0 | -1080.5968
2030-07-05 | 18 | 153.4624 | 153.4624 | 0 | 0 | 0 | 3777.1387 | 1812.9685 | -1300.455 | -148.9205 | -4.53e-06 | 3538.2996 | 0 | -1080.5968
2030-07-05 | 19 | 153.4624 | 153.4624 | 0 | 0 | 0 | 3777.1387 | 943.1018 | -1218.4523 | -547.3747 | -4.53e-06 | 3538.2996 | 0 | -1080.5968
2030-07-05 | 20 | 153.4624 | 153.4624 | 0 | 0 | 0 | 3777.1387 | 230.9847 | -961.5983 | -1020.0817 | -4.53e-06 | 3538.2996 | 0 | -1080.5968
2030-07-05 | 21 | 153.4624 | 153.4624 | 0 | 0 | 0 | 3777.1387 | 230.9856 | -720.3558 | -1235.1711 | -4.53e-06 | 3538.2996 | 0 | -1080.5968
2030-07-05 | 22 | 153.4624 | 153.4624 | 0 | 0 | 0 | 3777.1387 | 230.9867 | -302.3544 | -1838.7637 | -4.53e-06 | 3538.2996 | 0 | -1080.5968
2030-07-05 | 23 | 153.4624 | 153.4624 | 0 | 0 | 0 | 3777.1387 | 215.9525 | -2.7895e-05 | -2772.7947 | 612.8252 | 3538.2996 | 0 | -1080.5968
2030-07-05 | 24 | 153.4624 | 153.4624 | 0 | 0 | 0 | 3777.1387 | 213.952 | 282.6205 | -2287.6692 | -4.53e-06 | 1769.1498 | 0 | -1080.5968
2030-07-06 | 1 | 153.4624 | 153.4624 | 0 | 0 | 0 | 3205.7422 | 213.9523 | 741.4056 | -3743.0737 | -2943.3745 | 1331.1379 | 0 | -1080.5968
2030-07-06 | 2 | 153.4624 | 153.4624 | 0 | 0 | 0 | 3777.1387 | 213.9541 | 1636.6259 | -2969.3958 | -3408.7397 | 1114.906 | 0 | -1080.5968
2030-07-06 | 3 | 153.4624 | 153.4624 | 0 | 0 | 0 | 3777.1387 | 213.9527 | 789.7656 | -3273.6147 | -4.53e-06 | 1396.661 | 0 | -1080.5968
2030-07-06 | 4 | 153.4624 | 282.8319 | 0 | 266.4163 | 266.4163 | 3777.1387 | 230.9862 | 1943.0438 | 4.53e-05 | 207.7386 | 3538.2996 | 0 | -1080.5968
2030-07-06 | 5 | 228.2384 | 153.4624 | 0 | 266.4163 | 266.4163 | 3777.1387 | 230.9857 | 820.324 | 1688.9486 | 3642.4895 | 3538.2996 | 0 | -1080.5968
2030-07-06 | 6 | 255.511 | 153.4624 | 0 | 266.4163 | 266.4163 | 3777.1387 | 2580.0132 | 1840.9292 | 3743.0737 | 3642.4895 | 3538.2996 | 0 | -1080.5968
2030-07-06 | 7 | 222.1991 | 306.9248 | 0 | 266.4163 | 266.4163 | 3777.1387 | 2250.251 | 2860.6951 | 3743.0737 | 3642.4895 | 3538.2996 | 0 | -1080.5968
2030-07-06 | 8 | 306.9248 | 390.1867 | 0 | 266.4163 | 266.4163 | 3777.1387 | 1812.9685 | 2962.6147 | 3743.0737 | 3642.4895 | 3538.2996 | 0 | -1080.5968
2030-07-06 | 9 | 306.9248 | 259.8213 | 0 | 199.8963 | 199.8963 | 3777.1387 | 1185.4171 | 2843.2214 | 3299.7788 | 3642.4895 | 3538.2996 | 0 | -1080.5968
2030-07-06 | 10 | 277.8535 | 153.4624 | 0 | 133.2642 | 133.2642 | 3777.1387 | 230.9857 | 2297.4421 | 896.1368 | 3642.4895 | 2522.4299 | 0 | -1080.5968
2030-07-06 | 11 | 360.8774 | 460.3872 | 374.3705 | 0 | 0 | 3777.1387 | 215.9522 | 2197.9297 | 4.53e-05 | 2555.5837 | 1932.4662 | 0 | -1080.5968
2030-07-06 | 12 | 306.9248 | 354.963 | 0 | 0 | 0 | 3777.1387 | 215.9512 | 2178.7065 | 0.0010219 | 1877.4888 | 3538.2996 | 0 | -1080.5968
2030-07-06 | 13 | 460.3872 | 460.3872 | 61.653 | 266.4163 | 233.523 | 3777.1387 | 215.9531 | 786.6764 | 4.53e-05 | 1821.2448 | 3538.2996 | 0 | -1080.5968
2030-07-06 | 14 | 460.3872 | 460.3872 | 211.5212 | 266.4163 | 266.4163 | 1888.5693 | 168.9807 | 658.4394 | 0 | 1821.2448 | 3033.8342 | 0 | -1080.5968
2030-07-06 | 15 | 460.3872 | 460.3872 | 248.613 | 266.4163 | 266.4163 | 3777.1387 | 168.9831 | 348.308 | -1688.2153 | 1821.2448 | 3538.2996 | 0 | -1080.5968
2030-07-06 | 16 | 460.3872 | 460.3872 | 251.4476 | 266.4163 | 266.4163 | 1888.5693 | 172.8049 | 752.1148 | 291.047 | 1821.2448 | 3538.2996 | 0 | -1080.5968
2030-07-06 | 17 | 460.3872 | 460.3872 | 277.0027 | 266.4163 | 259.9325 | 1888.5693 | 193.628 | 509.8212 | -72.5224 | 1821.2448 | 3538.2996 | 0 | -1080.5968
2030-07-06 | 18 | 460.3872 | 460.3872 | 301.4576 | 266.4163 | 266.4163 | 1888.5693 | 168.9848 | 0 | -719.4022 | 3240.9641 | 3538.2996 | 0 | -1080.5968
2030-07-06 | 19 | 460.3872 | 460.3872 | 0 | 266.4163 | 266.4163 | 1460.4751 | 215.9507 | -2.7895e-05 | 4.53e-05 | 2607.8672 | 3538.2996 | 0 | -1080.5968
2030-07-06 | 20 | 460.3872 | 460.3872 | 0 | 266.4163 | 266.4163 | 3777.1387 | 215.9534 | 68.6336 | -2022.522 | 1821.2448 | 3538.2996 | 0 | -1080.5968
2030-07-06 | 21 | 460.3872 | 460.3872 | 0 | 266.4163 | 266.4163 | 1998.3239 | 215.9512 | -2.7895e-05 | 4.53e-05 | 2627.604 | 3538.2996 | 0 | -1080.5968
2030-07-06 | 22 | 460.3872 | 460.3872 | 0 | 266.4163 | 266.4163 | 1888.5693 | 215.7681 | 206.4341 | 4.53e-05 | 2808.8896 | 3538.2996 | 0 | -1080.5968
2030-07-06 | 23 | 460.3872 | 460.3872 | 59.4684 | 266.4163 | 266.4163 | 2534.5464 | 215.9527 | 946.2678 | 4.53e-05 | 1821.2448 | 1769.1498 | 0 | -1080.5968
2030-07-06 | 24 | 460.3872 | 460.3872 | 0 | 266.4163 | 214.7544 | 3189.1836 | 213.9503 | 779.3082 | -2990.6301 | 1821.2448 | 1642.9352 | 0 | -1080.5968
2030-07-07 | 1 | 460.3872 | 460.3872 | 0 | 0 | 8.6442 | 3777.1387 | 213.9516 | 1032.663 | -1972.2532 | 792.5581 | 265.2474 | 0 | -1080.5968
2030-07-07 | 2 | 460.3872 | 460.3872 | 0 | 146.1206 | 133.2642 | 3777.1387 | 228.8475 | 1205.9464 | -45.5016 | 673.1125 | 3538.2996 | 0 | -1080.5968
2030-07-07 | 3 | 306.9248 | 254.1061 | 0 | 266.4163 | 266.4163 | 3777.1387 | 1536.2629 | 3650.1182 | 3559.9241 | 3642.4895 | 3538.2996 | 0 | -1080.5968
2030-07-07 | 4 | 0 | 111.3854 | 183.9232 | 266.4163 | 266.4163 | 3777.1387 | 3625.937 | 3785.2273 | 3743.0737 | 3642.4895 | 3538.2996 | 0 | -4.53e-06
2030-07-07 | 5 | 0 | 0 | 266.9895 | 266.4163 | 266.4163 | 3777.1387 | 3625.937 | 3785.2273 | 3743.0737 | 3642.4895 | 3538.2996 | 0 | -4.53e-06
2030-07-07 | 6 | 0 | 0 | 646.4664 | 266.4163 | 266.4163 | 3777.1387 | 3625.937 | 3236.0571 | 3743.0737 | 3642.4895 | 3538.2996 | 0 | 1080.5968
2030-07-07 | 7 | 0 | 0 | 0 | 266.4163 | 266.4163 | 3777.1387 | 3625.937 | 3785.2273 | 3743.0737 | 3642.4895 | 3538.2996 | 0 | -4.53e-06
2030-07-07 | 8 | 0 | 0 | 0 | 266.4163 | 266.4163 | 3777.1387 | 3625.937 | 3785.2273 | 3743.0737 | 3642.4895 | 3538.2996 | 0 | -4.53e-06
2030-07-07 | 9 | 111.0107 | 0 | 0 | 266.4163 | 266.4163 | 3777.1387 | 3625.937 | 3785.2273 | 3743.0737 | 3642.4895 | 3538.2996 | 0 | -1080.5968
2030-07-07 | 10 | 153.4624 | 153.4624 | 0 | 266.4163 | 266.4163 | 3777.1387 | 3625.937 | 3785.2273 | 3743.0737 | 3642.4895 | 3538.2996 | 0 | -1080.5968
2030-07-07 | 11 | 153.4624 | 153.4624 | 0 | 266.4163 | 266.4163 | 3777.1387 | 3625.937 | 3785.2273 | 3743.0737 | 3642.4895 | 3538.2996 | 0 | -1080.5968
2030-07-07 | 12 | 153.4624 | 153.4624 | 0 | 266.4163 | 266.4163 | 3777.1387 | 3625.937 | 3785.2273 | 3743.0737 | 3642.4895 | 3538.2996 | 0 | -1080.5968
2030-07-07 | 13 | 153.4624 | 153.4624 | 0 | 199.8963 | 164.182 | 3777.1387 | 3625.937 | 3785.2273 | 3743.0737 | 3642.4895 | 3538.2996 | 0 | -1080.5968
2030-07-07 | 14 | 153.4624 | 153.4624 | 0 | 66.6321 | 125.2934 | 3777.1387 | 3625.937 | 3785.2273 | 1287.92 | 3642.4895 | 3538.2996 | 0 | -1080.5968
2030-07-07 | 15 | 153.4624 | 238.4035 | 0 | 34.0852 | 66.6321 | 3777.1387 | 1812.9685 | 3575.3635 | 2272.8843 | 1821.2448 | 3538.2996 | 0 | -1080.5968
2030-07-07 | 16 | 153.4624 | 153.4624 | 0 | 112.186 | 66.6321 | 3777.1387 | 1732.4493 | 3359.0977 | 2965.1733 | 1613.5887 | 3538.2996 | 0 | -1080.5968
2030-07-07 | 17 | 192.9244 | 306.9248 | 0 | 199.8963 | 199.8963 | 3777.1387 | 1047.373 | 2795.1206 | 3067.4075 | 1818.9996 | 3538.3005 | 0 | -1080.5968
2030-07-07 | 18 | 153.4624 | 218.9802 | 0 | 199.8963 | 199.8963 | 3777.1387 | 1584.668 | 2629.793 | 2867.2029 | 1821.2448 | 3538.2996 | 0 | -1080.5968
2030-07-07 | 19 | 153.4624 | 153.4624 | 0 | 224.1111 | 266.4163 | 3777.1387 | 664.3584 | 2475.2622 | 2560.1223 | 1821.2448 | 3538.2996 | 0 | -1080.5968
2030-07-07 | 20 | 153.4624 | 153.4624 | 0 | 266.4163 | 240.8224 | 3777.1387 | 215.9519 | 2745.6135 | 2709.4875 | 1946.657 | 2998.801 | 0 | -1080.5968
2030-07-07 | 21 | 153.4624 | 153.4624 | 0 | 266.4163 | 242.2218 | 3777.1387 | 215.9519 | 2690.5691 | 2088.7224 | 2494.9854 | 3538.2996 | 0 | -1080.5968
2030-07-07 | 22 | 296.4766 | 153.4624 | 0 | 199.8963 | 199.8963 | 3777.1387 | 779.3429 | 2971.9661 | 3743.0737 | 1566.2477 | 3538.2996 | 0 | -1080.5968
2030-07-07 | 23 | 306.9248 | 186.6817 | 0 | 199.8963 | 199.8963 | 3777.1387 | 3070.0049 | 2291.4707 | 3743.0737 | 1465.0603 | 3538.2996 | 0 | -1080.5968
2030-07-07 | 24 | 153.4624 | 153.4624 | 0 | 266.4163 | 210.6077 | 3777.1387 | 3529.887 | 1593.6871 | 3743.0737 | 1138.6841 | 3538.2996 | 0 | -1080.5968
2030-07-08 | 1 | 153.4624 | 153.4624 | 0 | 0 | 0 | 3777.1387 | 3427.7361 | 1765.1611 | 3743.0737 | 533.4669 | 3538.2996 | 0 | -1080.5968
2030-07-08 | 2 | 153.4624 | 153.4624 | 0 | 66.6321 | 57.3728 | 3777.1387 | 3625.937 | 3785.2273 | 3743.0737 | 3642.4895 | 3538.2996 | 0 | -1080.5968
2030-07-08 | 3 | 153.4624 | 153.4624 | 0 | 266.4163 | 225.0084 | 3777.1387 | 3625.937 | 3785.2273 | 3743.0737 | 3642.4895 | 3538.3005 | 0 | -1080.5968
2030-07-08 | 4 | 153.4624 | 153.4624 | 0 | 266.4163 | 266.4163 | 3777.1387 | 3625.937 | 3785.2273 | 3743.0737 | 3642.4895 | 3538.2996 | 0 | -1080.5968
2030-07-08 | 5 | 153.4624 | 153.4624 | 0 | 266.4163 | 266.4163 | 3777.1387 | 3625.937 | 3785.2273 | 3743.0737 | 3642.4895 | 3538.2996 | 0 | -1080.5968
2030-07-08 | 6 | 153.4624 | 153.4624 | 0 | 266.4163 | 266.4163 | 3777.1387 | 3625.937 | 3785.2273 | 3743.0737 | 3642.4895 | 3538.2996 | 0 | -1080.5968
2030-07-08 | 7 | 153.4624 | 153.4624 | 0 | 266.4163 | 266.4163 | 3777.1387 | 3625.936 | 3785.2273 | 3743.0737 | 3642.4895 | 3538.2996 | 0 | -1080.5968
2030-07-08 | 8 | 153.4624 | 153.4624 | 0 | 266.4163 | 266.4163 | 3777.1387 | 3625.937 | 3785.2273 | 3743.0737 | 3642.4895 | 3538.3005 | 0 | -1080.5968
2030-07-08 | 9 | 153.4624 | 153.4624 | 0 | 199.8963 | 199.8963 | 3777.1387 | 3625.937 | 3785.2273 | 3743.0737 | 3642.4895 | 3538.2996 | 0 | -1080.5968
2030-07-08 | 10 | 153.4624 | 153.4624 | 0 | 199.8963 | 199.8963 | 3777.1387 | 3625.937 | 3785.2273 | 3743.0737 | 3642.4895 | 3538.2996 | 0 | -1080.5968
2030-07-08 | 11 | 153.4624 | 153.4624 | 0 | 66.6321 | 66.6321 | 3777.1387 | 3625.937 | 3785.2273 | 3743.0737 | 3642.4895 | 3538.2996 | 0 | -1080.5968
2030-07-08 | 12 | 153.4624 | 153.4624 | 0 | 66.6321 | 40.7533 | 3777.1387 | 3625.937 | 3785.2273 | 3743.0737 | 3642.4895 | 3538.2996 | 0 | -1080.5968
2030-07-08 | 13 | 153.4624 | 153.4624 | 0 | 0 | 0 | 3777.1387 | 2027.963 | 1740.6432 | 1381.6549 | 3642.4895 | 3538.2996 | 0 | -1080.5968
2030-07-08 | 14 | 153.4624 | 153.4624 | 0 | 0 | 0 | 3777.1387 | 3002.5925 | 828.1854 | 503.9219 | 2972.7219 | 3538.2996 | 0 | -1080.5968
2030-07-08 | 15 | 153.4624 | 153.4624 | 0 | 0 | 0 | 3777.1387 | 215.953 | -2.7895e-05 | 1234.7839 | 1068.7046 | 3538.2996 | 0 | -1080.5968
2030-07-08 | 16 | 153.4624 | 153.4624 | 0 | 0 | 0 | 3777.1387 | 215.9496 | -84.6051 | 165.8598 | 1014.8797 | 3538.2996 | 0 | -1080.5968
2030-07-08 | 17 | 153.4624 | 153.4624 | 0 | 0 | 0 | 2274.7751 | 215.9505 | 444.9088 | 4.53e-05 | -4.53e-06 | 3538.2996 | 0 | -1080.5968
2030-07-08 | 18 | 153.4624 | 153.4624 | 0 | 0 | 0 | 1992.3436 | 213.9536 | 128.959 | -1183.9768 | -4.53e-06 | 3086.947 | 0 | -1080.5968
2030-07-08 | 19 | 153.4624 | 153.4624 | 73.7321 | 0 | 0 | 1693.4166 | 215.9522 | 49.4354 | -105.0469 | 439.8396 | 2421.9539 | 0 | -1080.5968
2030-07-08 | 20 | 153.4624 | 153.4624 | 646.4664 | 0 | 0 | 3545.1672 | 215.9544 | 339.7713 | 4.53e-05 | 1821.2448 | 3538.2996 | 0 | -1080.5968
2030-07-08 | 21 | 153.4624 | 153.4624 | 0 | 0 | 0 | 3777.1387 | 799.3184 | 384.6775 | 4.53e-05 | 3629.2517 | 3538.2996 | 0 | -1080.5968
2030-07-08 | 22 | 153.4624 | 153.4624 | 0 | 0 | 0 | 3777.1387 | 230.9854 | 719.2267 | 4.53e-05 | 1821.2448 | 3538.2996 | 0 | -1080.5968
2030-07-08 | 23 | 153.4624 | 153.4624 | 0 | 0 | 0 | 3777.1387 | 230.9843 | 1546.2211 | 4.53e-05 | 249.2909 | 3538.2996 | 0 | -1080.5968
2030-07-08 | 24 | 153.4624 | 153.4624 | 0 | 0 | 0 | 3285.1118 | 230.9858 | 954.0296 | 4.53e-05 | 2438.0969 | 3538.2996 | 0 | -1080.5968
2030-07-09 | 1 | 153.4624 | 153.4624 | 0 | 0 | 0 | 3424.9656 | 228.847 | 298.9427 | 4.53e-05 | 2954.4016 | 3538.2996 | 0 | -1080.5968
2030-07-09 | 2 | 153.4624 | 153.4624 | 0 | 0 | 0 | 3777.1387 | 758.7539 | 258.7726 | 4.53e-05 | -4.53e-06 | 3538.2996 | 0 | -1080.5968
2030-07-09 | 3 | 153.4624 | 153.4624 | 0 | 129.8727 | 133.2642 | 3777.1387 | 230.9861 | -42.0827 | -1400.885 | -4.53e-06 | 3538.2996 | 0 | -1080.5968
2030-07-09 | 4 | 153.4624 | 153.4624 | 0 | 199.8963 | 199.8963 | 3777.1387 | 2806.2363 | -91.7816 | 4.53e-05 | -4.53e-06 | 3538.2996 | 0 | -1080.5968
2030-07-09 | 5 | 153.4624 | 153.4624 | 0 | 199.8963 | 199.8963 | 3777.1387 | 3625.937 | -735.1976 | 699.2341 | 1821.2448 | 3538.2996 | 0 | -1080.5968
2030-07-09 | 6 | 153.4624 | 153.4624 | 0 | 199.8963 | 199.8963 | 3777.1387 | 3625.937 | -1218.6329 | 3743.0737 | 3642.4895 | 3538.2996 | 0 | -1080.5968
2030-07-09 | 7 | 153.4624 | 153.4624 | 0 | 199.8963 | 199.8963 | 3777.1387 | 1901.6287 | -137.2357 | 3743.0737 | 619.2375 | 3538.2996 | 0 | -1080.5968
2030-07-09 | 8 | 153.4624 | 153.4624 | 0 | 133.2642 | 133.2642 | 3777.1387 | 1812.9685 | 335.2845 | 2598.6257 | -4.53e-06 | 3538.2996 | 0 | -1080.5968
2030-07-09 | 9 | 153.4624 | 153.4624 | 0 | 0 | 0 | 3777.1387 | 3213.6558 | -2.7895e-05 | 4.53e-05 | 1915.9114 | 3538.2996 | 0 | -1080.5968
2030-07-09 | 10 | 153.4624 | 153.4624 | 0 | 66.6321 | 45.5475 | 3777.1387 | 3321.325 | -2.7895e-05 | 4.53e-05 | 51.6477 | 3538.2996 | 0 | -1080.5968
2030-07-09 | 11 | 153.4624 | 238.556 | 0 | 165.5379 | 133.2642 | 3777.1387 | 1812.9685 | -2.7895e-05 | 4.53e-05 | -4.53e-06 | 3538.2996 | 0 | -1080.5968
2030-07-09 | 12 | 153.4624 | 153.4624 | 0 | 0 | 0 | 3777.1387 | 230.9857 | 94.7105 | 4.53e-05 | 1576.8418 | 3538.2996 | 0 | -1080.5968
2030-07-09 | 13 | 153.4624 | 153.4624 | 0 | 0 | 0 | 3777.1387 | 1740.5092 | -344.757 | 4.53e-05 | 1821.2448 | 3538.2996 | 0 | -217.457
2030-07-09 | 14 | 153.4624 | 153.4624 | 0 | 0 | 0 | 3777.1387 | 1013.8823 | -262.1859 | 4.53e-05 | 875.094 | 3538.2996 | 0 | -1080.5968
2030-07-09 | 15 | 153.4624 | 153.4624 | 0 | 0 | 0 | 2523.2791 | 228.8468 | -281.0021 | 4.53e-05 | -4.53e-06 | 3294.8088 | 0 | -1080.5968
2030-07-09 | 16 | 153.4624 | 153.4624 | 0 | 0 | 0 | 1888.5704 | 213.9534 | -701.0802 | 4.53e-05 | -4.53e-06 | 2625.3228 | 0 | -1080.5968
2030-07-09 | 17 | 153.4624 | 153.4624 | 0 | 0 | 0 | 3390.2156 | 213.952 | -649.6987 | 4.53e-05 | -4.53e-06 | 1575.355 | 0 | -1080.5968
2030-07-09 | 18 | 153.4624 | 153.4624 | 0 | 0 | 0 | 3777.1387 | 213.9528 | -452.1914 | -394.7128 | -4.53e-06 | 807.242 | 0 | -1080.5968
2030-07-09 | 19 | 153.4624 | 153.4624 | 0 | 0 | 0 | 3121.7278 | 228.847 | -523.9384 | 4.53e-05 | -4.53e-06 | 1726.7816 | 0 | -1080.5968
2030-07-09 | 20 | 153.4624 | 153.4624 | 0 | 0 | 0 | 3426.6255 | 230.9859 | -630.6288 | 4.53e-05 | -4.53e-06 | 3538.2996 | 0 | -1080.5968
2030-07-09 | 21 | 153.4624 | 153.4624 | 0 | 0 | 0 | 3777.1387 | 1812.9685 | -921.7223 | 4.53e-05 | -4.53e-06 | 3538.2996 | 0 | -1080.5968
2030-07-09 | 22 | 153.4624 | 153.4624 | 0 | 0 | 0 | 3777.1387 | 1986.4747 | -1108.4677 | 4.53e-05 | -4.53e-06 | 3538.2996 | 0 | -1080.5968
2030-07-09 | 23 | 153.4624 | 153.4624 | 0 | 0 | 0 | 3777.1387 | 3625.937 | -812.538 | 4.53e-05 | -4.53e-06 | 3538.2996 | 0 | -1080.5968
2030-07-09 | 24 | 153.4624 | 153.4624 | 323.2332 | 0 | 0 | 3777.1387 | 655.6761 | -1688.7841 | 4.53e-05 | 1821.2448 | 3538.2996 | 0 | -1080.5968
2030-07-10 | 1 | 153.4624 | 153.4624 | 0 | 0 | 0 | 3777.1387 | 1774.0754 | -1481.8971 | -0.0020299 | 1409.7369 | 3538.2996 | 0 | -1080.5968
2030-07-10 | 2 | 153.4624 | 153.4624 | 0 | 0 | 0 | 3777.1387 | 3625.937 | -1028.5487 | -1194.7228 | -4.53e-06 | 3538.2996 | 0 | -1080.5968
2030-07-10 | 3 | 153.4624 | 153.4624 | 0 | 0 | 0 | 3777.1387 | 3625.937 | -1530.4012 | 2181.4514 | 1821.2448 | 3538.2996 | 0 | -1080.5968
2030-07-10 | 4 | 153.4624 | 153.4624 | 0 | 0 | 0 | 3777.1387 | 3625.937 | 411.9624 | 3743.0737 | 3642.4895 | 3538.2996 | 0 | -1080.5968
2030-07-10 | 5 | 153.4624 | 153.4624 | 0 | 0 | 0 | 3777.1387 | 3625.937 | 1977.7676 | 3743.0737 | 3642.4895 | 3538.2996 | 0 | -1080.5968
2030-07-10 | 6 | 153.4624 | 153.4624 | 0 | 0 | 0 | 3777.1387 | 3625.937 | 723.6589 | 3743.0737 | 3642.4895 | 3538.2996 | 0 | -1080.5968
2030-07-10 | 7 | 153.4624 | 153.4624 | 0 | 0 | 0 | 3777.1387 | 3605.7217 | 374.3247 | -1000.0651 | 1821.2448 | 3538.2996 | 0 | -1080.5968
2030-07-10 | 8 | 153.4624 | 153.4624 | 0 | 0 | 0 | 3777.1387 | 230.986 | 1203.2324 | -446.2132 | -4.53e-06 | 3538.2996 | 0 | -1080.5968
2030-07-10 | 9 | 153.4624 | 153.4624 | 276.2908 | 0 | 0 | 3777.1387 | 215.9489 | 803.5201 | -1299.1726 | 1821.2448 | 3538.2996 | 0 | -1080.5968
2030-07-10 | 10 | 153.4624 | 153.4624 | 0 | 0 | 0 | 3777.1387 | 230.9876 | 1215.2605 | -1500.5547 | 33.5478 | 3538.2996 | 53.2155 | -1080.5968
2030-07-10 | 11 | 153.4624 | 153.4624 | 0 | 48.6815 | 66.6321 | 3777.1387 | 1812.9685 | 952.7162 | -2138.8103 | -0.00098109 | 3538.2996 | 0 | -1080.5968
2030-07-10 | 12 | 153.4624 | 153.4624 | 0 | 147.1618 | 199.8963 | 3777.1387 | 230.9858 | 1016.6 | 4.53e-05 | -4.53e-06 | 3538.2996 | 0 | -1080.5968
2030-07-10 | 13 | 460.3872 | 460.3872 | 0 | 176.5121 | 133.2642 | 3678.3608 | 1812.9685 | 598.5719 | 4.53e-05 | 1821.2448 | 3538.2996 | 0 | -1080.5968
2030-07-10 | 14 | 194.9688 | 306.9248 | 0 | 199.8963 | 199.8963 | 3755.5061 | 213.9533 | -2.7895e-05 | -2977.6121 | -4.53e-06 | 3538.2996 | 0 | -1080.5968
2030-07-10 | 15 | 153.4624 | 186.0451 | 69.0109 | 199.8963 | 145.1335 | 1888.5693 | 215.9534 | -606.0635 | -2819.1194 | -4.53e-06 | 3538.2996 | 0 | -1080.5968
2030-07-10 | 16 | 153.4624 | 153.4624 | 0 | 66.6321 | 109.7222 | 1888.5693 | 215.9496 | -1248.2489 | -3743.0737 | -4.53e-06 | 3538.2996 | 0 | -1080.5968
2030-07-10 | 17 | 153.4624 | 153.4624 | 0 | 66.6321 | 66.6321 | 1888.5693 | 215.9531 | -1825.0896 | -3743.0737 | -4.53e-06 | 2744.6479 | 0 | -1080.5968
2030-07-10 | 18 | 153.4624 | 153.4624 | 115.5114 | 66.6321 | 66.6321 | 1888.5693 | 215.955 | -1336.6755 | -1871.5369 | -1211.8848 | 3435.844 | 0 | -1080.5968
2030-07-10 | 19 | 460.3872 | 460.3872 | 0 | 199.8963 | 199.8963 | 3777.1387 | 215.9542 | -1283.2516 | 4.53e-05 | -4.53e-06 | 2946.4919 | 0 | -1080.5968
2030-07-10 | 20 | 153.4624 | 153.4624 | 0 | 133.2642 | 133.2642 | 3777.1387 | 215.95 | -1283.4052 | -55.3949 | -4.53e-06 | 3538.2996 | 0 | -1080.5968
2030-07-10 | 21 | 153.4624 | 153.4624 | 0 | 133.2642 | 133.2642 | 3777.1387 | 722.5858 | -1695.8412 | 4.53e-05 | -4.53e-06 | 3538.2996 | 0 | -1080.5968
2030-07-10 | 22 | 153.4624 | 153.4624 | 0 | 0 | 0 | 3777.1387 | 3121.7917 | -1479.8613 | -0.0010533 | -4.53e-06 | 3538.2996 | 0 | -1080.5968
2030-07-10 | 23 | 153.4624 | 153.4624 | 6.9055 | 0 | 0 | 3777.1387 | 2130.168 | -1390.2777 | 4.53e-05 | 1273.652 | 3538.2996 | 0 | -1080.5968
2030-07-10 | 24 | 153.4624 | 153.4624 | 0 | 0 | 0 | 3777.1387 | 230.9868 | -753.5322 | -173.05 | -4.53e-06 | 3538.2996 | 0 | -1080.5968
2030-07-11 | 1 | 153.4624 | 153.4624 | 0 | 0 | 0 | 3777.1387 | 215.9535 | -441.75 | 4.53e-05 | 1821.2448 | 3538.2996 | 0 | -1080.5968
2030-07-11 | 2 | 153.4624 | 153.4624 | 0 | 0 | 0 | 3777.1387 | 3625.937 | 877.2744 | -1871.5369 | -4.53e-06 | 3538.2996 | 0 | -1080.5968
2030-07-11 | 3 | 153.4624 | 153.4624 | 0 | 133.2642 | 122.5013 | 3777.1387 | 215.9522 | 659.2872 | -2241.5625 | 3642.4895 | 3538.2996 | 0 | -1080.5968
2030-07-11 | 4 | 460.3872 | 417.9306 | 0 | 133.2642 | 133.2642 | 3777.1387 | 230.9859 | 1152.0754 | 4.53e-05 | 3642.4895 | 3538.2996 | 0 | -1080.5968
2030-07-11 | 5 | 460.3872 | 460.3872 | 0 | 133.2642 | 140.8186 | 3777.1387 | 230.9865 | 1007.5722 | -0.0010533 | 3642.4895 | 3538.2996 | 0 | -1080.5968
2030-07-11 | 6 | 460.3872 | 460.3872 | 0 | 133.2642 | 71.7688 | 3777.1387 | 215.9494 | 1088.9154 | 4.53e-05 | 3642.4895 | 3538.2996 | 0 | -1080.5968
2030-07-11 | 7 | 306.9248 | 249.7283 | 0 | 133.2642 | 133.2642 | 3777.1387 | 215.9518 | 929.9334 | 4.53e-05 | 3642.4895 | 3538.2996 | 0 | -1080.5968
2030-07-11 | 8 | 460.3872 | 460.3872 | 0 | 48.0357 | 66.6321 | 3777.1387 | 3625.937 | 1262.7913 | -1343.1693 | 3642.4895 | 3538.2996 | 0 | -1080.5968
2030-07-11 | 9 | 460.3872 | 460.3872 | 323.2332 | 133.2642 | 152.0519 | 2794.2954 | 3625.937 | 651.3538 | 1871.5369 | 3642.4895 | 3538.2996 | 0 | -1080.5968
2030-07-11 | 10 | 460.3872 | 460.3872 | 0 | 164.7666 | 199.8963 | 3566.2852 | 2632.2627 | 244.9754 | 4.53e-05 | 3642.4895 | 3538.2996 | 0 | -1080.5968
2030-07-11 | 11 | 460.3872 | 460.3872 | 0 | 266.4163 | 218.2914 | 3777.1387 | 2921.1855 | 164.6103 | -1697.4086 | 2665.929 | 3538.2996 | 0 | -1080.5968
2030-07-11 | 12 | 460.3872 | 460.3872 | 0 | 199.8963 | 199.8963 | 3777.1387 | 1420.5985 | 1290.4137 | -0.0010533 | -4.53e-06 | 3538.2996 | 0 | -1080.5968
2030-07-11 | 13 | 460.3872 | 460.3872 | 0 | 133.2642 | 133.2642 | 3777.1387 | 3625.937 | 338.7941 | -352.0537 | -4.53e-06 | 3538.2996 | 0 | -1080.5968
2030-07-11 | 14 | 153.4624 | 153.4624 | 275.3985 | 133.2642 | 133.2642 | 3777.1387 | 3625.937 | -800.6381 | -1190.9943 | -4.53e-06 | 3538.2996 | 0 | -1080.5968
2030-07-11 | 15 | 153.4624 | 153.4624 | 323.2332 | 9.946 | 0 | 3777.1387 | 3625.937 | -1124.7069 | -1061.1963 | -4.53e-06 | 3538.2996 | 0 | -1080.5968
2030-07-11 | 16 | 306.9248 | 155.9404 | 323.2332 | 66.6321 | 123.4509 | 3777.1387 | 1535.1924 | -1313.6416 | -520.7761 | -4.53e-06 | 3538.2996 | 0 | -1080.5968
2030-07-11 | 17 | 306.9248 | 390.505 | 566.169 | 41.9594 | 66.6321 | 3777.1387 | 215.9514 | -1345.588 | -584.6274 | -4.53e-06 | 3538.2996 | 0 | -1080.5968
2030-07-11 | 18 | 460.3872 | 460.3872 | 646.4664 | 78.9495 | 66.6321 | 1888.5693 | 213.9512 | -1524.5596 | 4.53e-05 | 278.1273 | 2274.2573 | 0 | -1080.5968
2030-07-11 | 19 | 271.2425 | 153.4624 | 646.4664 | 133.2642 | 102.0251 | 1888.5693 | 213.9512 | -1603.3994 | -1518.854 | -4.53e-06 | 1769.1498 | 0 | -1080.5968
2030-07-11 | 20 | 153.4624 | 153.4624 | 646.4664 | 0 | 0 | 3777.1387 | 215.9541 | -1893.2885 | -1545.8107 | 990.1843 | 3328.2668 | 0 | -1080.5968
2030-07-11 | 21 | 153.4624 | 153.4624 | 0 | 0 | 0 | 3777.1387 | 969.2529 | -1554.6583 | 4.53e-05 | -4.53e-06 | 3538.2996 | 0 | -1080.5968
2030-07-11 | 22 | 153.4624 | 153.4624 | 0 | 0 | 0 | 3777.1387 | 3625.937 | -1345.0763 | -0.0010533 | -4.53e-06 | 3538.2996 | 0 | -1080.5968
2030-07-11 | 23 | 363.0473 | 460.3872 | 586.5885 | 66.6321 | 106.7441 | 3777.1387 | 3625.937 | -973.5535 | -161.9195 | -4.53e-06 | 3538.2996 | 0 | -1080.5968
2030-07-11 | 24 | 153.4624 | 153.4624 | 0 | 0 | 0 | 3777.1387 | 1812.9685 | -1385.9471 | -1871.5359 | 1821.2448 | 3538.2996 | 0 | -1080.5968
2030-07-12 | 1 | 153.4624 | 153.4624 | 0 | 0 | 0 | 3777.1387 | 1695.6954 | -679.7657 | -813.0906 | -4.53e-06 | 3538.2996 | 0 | -1080.5968
2030-07-12 | 2 | 153.4624 | 153.4624 | 0 | 0 | 0 | 3777.1387 | 215.9535 | 436.9856 | -1871.5369 | 105.9591 | 3538.2996 | 0 | -1080.5968
2030-07-12 | 3 | 153.4624 | 153.4624 | 0 | 0 | 0 | 3777.1387 | 1515.9187 | 1137.603 | -2387.7876 | -4.53e-06 | 3538.2996 | 161.7571 | -1080.5968
2030-07-12 | 4 | 153.4624 | 153.4624 | 0 | 133.2642 | 133.2642 | 3777.1387 | 1833.4562 | 1240.2307 | 16.8388 | 2201.2715 | 3538.2996 | 0 | -1080.5968
2030-07-12 | 5 | 306.9248 | 178.6342 | 0 | 199.8963 | 199.8963 | 3777.1387 | 1239.0054 | 576.3472 | 17.0115 | 3642.4895 | 3538.2996 | 0 | -1080.5968
2030-07-12 | 6 | 460.3872 | 460.3872 | 0 | 43.8645 | 0 | 3777.1387 | 1116.6874 | 670.701 | 118.6027 | 3642.4895 | 3538.2996 | 0 | -1080.5968
2030-07-12 | 7 | 460.3872 | 420.2579 | 0 | 0 | 0 | 3777.1387 | 2538.8154 | 811.0665 | 4.53e-05 | 3642.4895 | 3538.2996 | 0 | -1080.5968
2030-07-12 | 8 | 460.3872 | 460.3872 | 0 | 66.6321 | 101.6668 | 3777.1387 | 3625.937 | 1016.8591 | 4.53e-05 | 3642.4895 | 3538.2996 | 0 | -1080.5968
2030-07-12 | 9 | 460.3872 | 460.3872 | 0 | 133.2642 | 135.1041 | 3777.1387 | 995.3437 | 455.3256 | 4.53e-05 | 3642.4895 | 3538.2996 | 0 | -1080.5968
2030-07-12 | 10 | 460.3872 | 460.3872 | 484.8498 | 199.8963 | 133.454 | 3777.1387 | 1092.6053 | -2.7895e-05 | 396.7721 | 3642.4895 | 3538.2996 | 0 | -1080.5968
2030-07-12 | 11 | 460.3872 | 460.3872 | 0 | 199.8963 | 152.652 | 3777.1387 | 881.4655 | -61.5388 | -0.0010533 | 3642.4895 | 3538.2996 | 0 | -1080.5968
2030-07-12 | 12 | 460.3872 | 460.3872 | 263.594 | 266.4163 | 205.889 | 3777.1387 | 215.9535 | -295.2188 | 4.53e-05 | 3002.6914 | 3538.2996 | 0 | -1080.5968
2030-07-12 | 13 | 460.3872 | 460.3872 | 142.6385 | 199.8963 | 199.8963 | 3638.3425 | 215.9525 | 635.8405 | 4.53e-05 | -4.53e-06 | 3538.2996 | 0 | -1080.5968
2030-07-12 | 14 | 460.3872 | 460.3872 | 0 | 199.8963 | 167.3073 | 3777.1387 | 1144.5439 | 348.3623 | -690.8195 | -4.53e-06 | 3538.2996 | 0 | -1080.5968
2030-07-12 | 15 | 306.9248 | 239.5536 | 0 | 23.8886 | 66.6321 | 3777.1387 | 213.952 | 45.5825 | -1289.3855 | -4.53e-06 | 2981.0303 | 0 | -1080.5968
2030-07-12 | 16 | 153.4624 | 285.6393 | 387.025 | 79.5454 | 66.6321 | 3777.1387 | 213.9528 | -495.5798 | -1871.5369 | -4.53e-06 | 1522.1555 | 0 | -1080.5968
2030-07-12 | 17 | 306.9248 | 307.8165 | 423.991 | 76.1038 | 66.6321 | 3777.1387 | 213.9512 | -581.1304 | -1871.5369 | -4.53e-06 | 894.4394 | 0 | -1080.5968
2030-07-12 | 18 | 460.3872 | 460.3872 | 452.8793 | 66.6321 | 66.6321 | 1888.5693 | 213.9506 | -101.5314 | 4.53e-05 | 1760.2902 | 3459.3301 | 0 | -1080.5968
2030-07-12 | 19 | 384.4373 | 306.9248 | 0 | 133.2642 | 133.2642 | 1503.3546 | 213.9525 | 74.9299 | 4.53e-05 | 1821.2448 | 1265.7474 | 0 | -1080.5968
2030-07-12 | 20 | 460.3872 | 460.3872 | 0 | 266.4163 | 266.4163 | 667.3746 | 213.9523 | 414.0842 | -100.7869 | 1821.2448 | 1769.1498 | 0 | -1080.5968
2030-07-12 | 21 | 460.3872 | 460.3872 | 0 | 266.4163 | 266.4163 | 1888.5693 | 213.9538 | -2.7895e-05 | -1842.3801 | 2920.6875 | 2352.801 | 0 | -1080.5968
2030-07-12 | 22 | 460.3872 | 460.3872 | 0 | 266.4163 | 266.4163 | 1888.5693 | 215.9523 | 181.0251 | -228.1649 | 3642.4895 | 3538.2996 | 0 | -1080.5968
2030-07-12 | 23 | 460.3872 | 460.3872 | 0 | 266.4163 | 266.4163 | 3334.8254 | 215.9531 | 577.7732 | 4.53e-05 | 3642.4895 | 3538.2996 | 0 | -1080.5968
2030-07-12 | 24 | 460.3872 | 460.3872 | 83.5631 | 266.4163 | 266.4163 | 2930.7488 | 215.9536 | 844.3458 | 4.53e-05 | 1821.2448 | 3538.2996 | 0 | -1080.5968
2030-07-13 | 1 | 460.3872 | 460.3872 | 489.4878 | 266.4163 | 221.6464 | 2750.7151 | 215.9533 | 584.8396 | 4.53e-05 | 3642.4895 | 3538.2996 | 0 | -1080.5968
2030-07-13 | 2 | 460.3872 | 460.3872 | 646.4664 | 66.6321 | 67.9186 | 1888.5693 | 215.9494 | 1277.9349 | -985.6868 | 3642.4895 | 3538.2996 | 0 | -1080.5968
2030-07-13 | 3 | 153.4624 | 233.2704 | 646.4664 | 0 | 0 | 3777.1387 | 215.9514 | 842.282 | 4.53e-05 | 3642.4895 | 3538.2996 | 0 | -1080.5968
2030-07-13 | 4 | 153.4624 | 153.4624 | 0 | 0 | 0 | 3777.1387 | 1467.6512 | 2675.3252 | 1871.537 | 3642.4895 | 3538.2996 | 0 | -1080.5968
2030-07-13 | 5 | 153.4624 | 153.4624 | 0 | 113.0592 | 66.6321 | 3777.1387 | 3625.937 | 3785.2273 | 3743.0737 | 3642.4895 | 3538.2996 | 0 | -1080.5968
2030-07-13 | 6 | 153.4624 | 153.4624 | 0 | 0 | 0 | 3777.1387 | 3625.937 | 3785.2273 | 3743.0737 | 3642.4895 | 3538.2996 | 0 | -540.2984
2030-07-13 | 7 | 153.4624 | 153.4624 | 646.4664 | 66.6321 | 85.4425 | 3777.1387 | 3625.937 | 3785.2273 | 3743.0737 | 3642.4895 | 3538.2996 | 647.0283 | 1080.5968
2030-07-13 | 8 | 153.4624 | 153.4624 | 0 | 0 | 56.3707 | 3777.1387 | 3625.937 | 3785.2273 | 3743.0737 | 3642.4895 | 3538.2996 | 0 | -1080.5968
2030-07-13 | 9 | 153.4624 | 153.4624 | 0 | 133.2642 | 93.4597 | 3777.1387 | 3625.937 | 3785.2273 | 3743.0737 | 3642.4895 | 3538.2996 | 0 | -1080.5968
2030-07-13 | 10 | 169.3722 | 306.9248 | 0 | 199.8963 | 199.8963 | 3777.1387 | 3625.937 | 3785.2273 | 3743.0737 | 3642.4895 | 3538.2996 | 0 | -1080.5968
2030-07-13 | 11 | 460.3872 | 460.3872 | 0 | 66.6321 | 7.2085 | 3777.1387 | 3625.937 | 3010.4783 | 100.5323 | 3642.4895 | 3538.2996 | 0 | -1080.5968
2030-07-13 | 12 | 460.3872 | 460.3872 | 269.6439 | 199.8963 | 199.8963 | 3777.1387 | 215.9513 | 3568.7424 | 645.3068 | 3419.5674 | 3538.2983 | 0 | -1080.5968
2030-07-13 | 13 | 460.3872 | 460.3872 | 0 | 266.4163 | 220.1501 | 3777.1387 | 215.9517 | 2946.4272 | 2153.6292 | 1821.2448 | 3538.2996 | 0 | -1080.5968
2030-07-13 | 14 | 460.3872 | 460.3872 | 646.4664 | 266.4163 | 266.4163 | 3777.1387 | 215.9512 | 2056.6919 | 638.6973 | 1821.2448 | 3538.2996 | 0 | -1080.5968
2030-07-13 | 15 | 460.3872 | 460.3872 | 646.4664 | 199.8963 | 202.6845 | 3216.0178 | 215.9522 | 1865.2574 | 1871.5369 | 1821.2448 | 2967.7637 | 0 | -1080.5968
2030-07-13 | 16 | 460.3872 | 460.3872 | 646.4664 | 266.4163 | 266.4163 | 1888.5693 | 168.9805 | 1977.9873 | 1871.5369 | 2070.0461 | 1769.1498 | 647.0283 | -1080.5968
2030-07-13 | 17 | 460.3872 | 460.3872 | 646.4664 | 202.6246 | 266.4163 | 1888.5693 | 168.981 | 1892.6136 | 1871.5369 | 2410.4512 | 2893.5605 | 647.0283 | -1080.5968
2030-07-13 | 18 | 460.3872 | 460.3872 | 646.4664 | 266.4163 | 221.5804 | 1888.5693 | 1075.9897 | 1775.7213 | 1871.5369 | 1821.2448 | 3538.2996 | 647.0283 | -1080.5968
2030-07-13 | 19 | 460.3872 | 460.3872 | 646.4664 | 266.4163 | 236.2592 | 3777.1387 | 548.9689 | 1614.1094 | 1871.5369 | 1821.2448 | 3538.2996 | 0 | -1080.5968
2030-07-13 | 20 | 460.3872 | 460.3872 | 646.4664 | 266.4163 | 206.2265 | 3716.0227 | 1812.9685 | 1788.22 | 1871.5369 | 2254.2539 | 3538.2996 | 0 | -1080.5968
2030-07-13 | 21 | 460.3872 | 460.3872 | 0 | 199.8963 | 199.8963 | 3777.1387 | 215.9522 | 2125.4177 | 4.53e-05 | 3642.4895 | 3538.2996 | 0 | -1080.5968
2030-07-13 | 22 | 460.3872 | 460.3872 | 0 | 266.4163 | 200.5154 | 3777.1387 | 2816.0874 | 2739.8379 | 4.53e-05 | 2541.4895 | 3538.2996 | 0 | -1080.5968
2030-07-13 | 23 | 460.3872 | 460.3872 | 0 | 215.7558 | 199.8963 | 3777.1387 | 353.5099 | 2765.5068 | 4.53e-05 | 2597.3813 | 3538.2996 | 0 | -1080.5968
2030-07-13 | 24 | 460.3872 | 460.3872 | 0 | 215.8529 | 266.4163 | 3777.1387 | 2047.2041 | 2216.6331 | 567.8491 | 1821.2448 | 3538.2996 | 0 | -1080.5968
2030-07-14 | 1 | 460.3872 | 460.3872 | 0 | 178.0172 | 133.2642 | 3657.4282 | 3596.6499 | 1782.8345 | 4.53e-05 | 3344.9541 | 3538.2996 | 0 | -1080.5968
2030-07-14 | 2 | 460.3872 | 460.3872 | 0 | 66.6321 | 66.6321 | 3777.1387 | 3625.937 | 1525.8287 | 4.53e-05 | 3207.9578 | 3538.2996 | 0 | -1080.5968
2030-07-14 | 3 | 153.4624 | 153.4624 | 0 | 0 | 0 | 3777.1387 | 3625.937 | 1312.3424 | 1207.8501 | 1821.2448 | 3538.2996 | 0 | -1080.5968
2030-07-14 | 4 | 153.4624 | 153.4624 | 0 | 0 | 0 | 3777.1387 | 3625.937 | 223.2388 | 2304.4124 | 1821.2448 | 3538.2996 | 0 | -1080.5968
2030-07-14 | 5 | 153.4624 | 153.4624 | 0 | 199.8963 | 199.8963 | 3777.1387 | 3625.937 | -779.2347 | 2937.5608 | 1821.2448 | 3538.2996 | 0 | -1080.5968
2030-07-14 | 6 | 153.4624 | 153.4624 | 0 | 199.8963 | 199.8963 | 3777.1387 | 3625.937 | -973.6053 | 1469.4675 | 1821.2448 | 3538.2996 | 0 | -1080.5968
2030-07-14 | 7 | 153.4624 | 153.4624 | 0 | 199.8963 | 199.8963 | 3777.1387 | 3625.937 | -38.6522 | 4.53e-05 | -4.53e-06 | 3538.2996 | 0 | -1080.5968
2030-07-14 | 8 | 153.4624 | 153.4624 | 0 | 199.8963 | 248.6279 | 3777.1387 | 3625.937 | -147.9999 | 4.53e-05 | -4.53e-06 | 3538.2996 | 0 | -1080.5968
2030-07-14 | 9 | 153.4624 | 153.4624 | 0 | 199.8963 | 263.5059 | 3777.1387 | 2040.791 | -0.0010045 | 4.53e-05 | 1161.6086 | 3538.2996 | 0 | -1080.5968
2030-07-14 | 10 | 153.4624 | 257.5435 | 0 | 199.8963 | 199.8963 | 3777.1387 | 3625.937 | -282.1308 | 98.7681 | 3642.4895 | 3538.2996 | 0 | -1080.5968
2030-07-14 | 11 | 153.4624 | 153.4624 | 0 | 59.1305 | 0 | 3777.1387 | 1256.0522 | 90.2542 | 872.3862 | 3642.4895 | 3538.2996 | 0 | -1080.5968
2030-07-14 | 12 | 153.4624 | 153.4624 | 0 | 66.6321 | 74.7285 | 3777.1387 | 230.9884 | 2130.6062 | 4.53e-05 | 111.3845 | 3538.2996 | 0 | -1080.5968
2030-07-14 | 13 | 460.3872 | 460.3872 | 0 | 199.8963 | 199.8963 | 3777.1387 | 230.9866 | 80.2058 | 4.53e-05 | 1821.2448 | 3538.2996 | 0 | -1080.5968
2030-07-14 | 14 | 254.1248 | 306.9248 | 0 | 196.983 | 199.8963 | 3777.1387 | 215.9531 | -111.0818 | 4.53e-05 | -921.343 | 630.1605 | 0 | -1080.5968
2030-07-14 | 15 | 306.9248 | 364.0174 | 271.1286 | 133.2642 | 148.165 | 2832.1094 | 213.952 | -761.9124 | 4.53e-05 | -4.53e-06 | 606.3141 | 0 | -1080.5968
2030-07-14 | 16 | 153.4624 | 153.4624 | 484.8498 | 66.6321 | 40.619 | 2458.2732 | 213.9516 | -627.1148 | 701.2846 | -4.53e-06 | 1272.505 | 0 | -1080.5968
2030-07-14 | 17 | 153.4624 | 153.4624 | 419.8145 | 66.6321 | 74.9448 | 1518.705 | 213.9523 | -491.0298 | 1241.9384 | 211.2531 | 1769.1498 | 0 | -1080.5968
2030-07-14 | 18 | 153.4624 | 153.4624 | 138.9893 | 0 | 58.9371 | 2734.9392 | 215.9539 | -91.9445 | 4.53e-05 | -4.53e-06 | 2155.6565 | 0 | -1080.5968
2030-07-14 | 19 | 153.4624 | 153.4624 | 170.5396 | 0 | 0 | 1989.6958 | 213.9518 | -2.7895e-05 | 4.53e-05 | 225.4324 | 1769.1498 | 0 | -1080.5968
2030-07-14 | 20 | 153.4624 | 153.4624 | 0 | 0 | 0 | 3777.1387 | 230.9869 | 67.5816 | 4.53e-05 | 56.6307 | 3538.2996 | 0 | -1080.5968
2030-07-14 | 21 | 153.4624 | 153.4624 | 0 | 0 | 0 | 3777.1387 | 3005.5276 | -2.7895e-05 | 4.53e-05 | 1492.8505 | 3538.2996 | 0 | -1080.5968
2030-07-14 | 22 | 180.0079 | 153.4624 | 315.0725 | 0 | 0 | 3777.1387 | 3625.937 | 374.3005 | 4.53e-05 | 673.978 | 3538.2996 | 0 | -1080.5968
2030-07-14 | 23 | 153.4624 | 153.4624 | 181.986 | 0 | 0 | 3777.1387 | 2682.2065 | 830.7832 | 4.53e-05 | -4.53e-06 | 3538.2996 | 0 | -1080.5968
2030-07-14 | 24 | 153.4624 | 153.4624 | 0 | 0 | 0 | 3777.1387 | 230.9863 | 753.8381 | -520.3256 | -4.53e-06 | 3538.2996 | 0 | -1080.5968
2030-07-15 | 1 | 153.4624 | 153.4624 | 646.4664 | 0 | 0 | 3777.1387 | 1536.8158 | 106.5035 | -1061.8325 | 1821.2448 | 3538.2996 | 0 | -1080.5968
2030-07-15 | 2 | 153.4624 | 153.4624 | 646.4664 | 0 | 0 | 3777.1387 | 1445.6288 | 386.2595 | -21.5649 | -1247.757 | 3538.2996 | 0 | -1080.5968
2030-07-15 | 3 | 153.4624 | 153.4624 | 0 | 0 | 0 | 3777.1387 | 215.9531 | -322.0183 | -1664.7578 | -4.53e-06 | 3538.2996 | 0 | -1080.5968
2030-07-15 | 4 | 153.4624 | 153.4624 | 0 | 0 | 0 | 3777.1387 | 230.9863 | -483.8317 | 146.8019 | -4.53e-06 | 3538.2996 | 0 | -1080.5968
2030-07-15 | 5 | 153.4624 | 153.4624 | 0 | 0 | 0 | 3777.1387 | 3625.937 | -10.4398 | -160.3071 | -4.53e-06 | 3538.2996 | 0 | -1080.5968
2030-07-15 | 6 | 306.9248 | 288.6932 | 0 | 266.4163 | 266.4163 | 3777.1387 | 3625.937 | 788.0585 | 4.53e-05 | 2917.1328 | 3538.2996 | 0 | -1080.5968
2030-07-15 | 7 | 460.3872 | 460.3872 | 0 | 266.4163 | 266.4163 | 3777.1387 | 3625.937 | 2335.1042 | 1871.537 | 3642.4895 | 3538.2996 | 0 | -1080.5968
2030-07-15 | 8 | 460.3872 | 460.3872 | 0 | 266.4163 | 266.4163 | 3777.1387 | 3625.937 | 3785.2273 | 1414.655 | 3642.4895 | 3538.2996 | 0 | -1080.5968
2030-07-15 | 9 | 460.3872 | 460.3872 | 0 | 266.4163 | 266.4163 | 3777.1387 | 3625.937 | 3785.2273 | 2370.3032 | 3642.4895 | 3538.2983 | 0 | -1080.5968
2030-07-15 | 10 | 460.3872 | 460.3872 | 0 | 266.4163 | 266.4163 | 3777.1387 | 3625.937 | 3785.2273 | 2498.021 | 3642.4895 | 3538.2996 | 0 | -1080.5968
2030-07-15 | 11 | 460.3872 | 460.3872 | 0 | 266.4163 | 266.4163 | 3777.1387 | 3601.7432 | 3785.2273 | 2681.1787 | 3642.4895 | 3538.2996 | 0 | -1080.5968
2030-07-15 | 12 | 460.3872 | 460.3872 | 0 | 199.8963 | 224.862 | 3777.1387 | 3625.937 | 3785.2273 | 3428.3679 | 3642.4895 | 3538.2996 | 0 | -1080.5968
2030-07-15 | 13 | 460.3872 | 460.3872 | 0 | 199.8963 | 203.3534 | 3777.1387 | 3625.937 | 3785.2273 | 3743.0737 | 3642.4895 | 3538.2996 | 0 | -1080.5968
2030-07-15 | 14 | 460.3872 | 460.3872 | 484.8498 | 199.8963 | 166.7581 | 3777.1387 | 3625.937 | 3536.8701 | 3743.0737 | 3642.4895 | 3538.2996 | 0 | -1080.5968
2030-07-15 | 15 | 460.3872 | 460.3872 | 646.4664 | 147.1709 | 133.2642 | 1888.5704 | 3625.937 | 2713.9453 | 3703.1921 | 3642.4895 | 3538.2996 | 0 | -1080.5968
2030-07-15 | 16 | 460.3872 | 460.3872 | 646.4664 | 235.138 | 199.8963 | 2742.5593 | 3625.937 | 2428.0056 | 3743.0737 | 3642.4895 | 3538.2996 | 0 | -1080.5968
2030-07-15 | 17 | 460.3872 | 460.3872 | 646.4664 | 266.4163 | 266.4163 | 3371.428 | 3625.937 | 3785.2283 | 3743.0737 | 2316.1946 | 3538.2996 | 0 | -1080.5968
2030-07-15 | 18 | 460.3872 | 460.3872 | 249.8291 | 199.8963 | 199.8963 | 1735.6798 | 2202.5527 | 3785.2273 | 3743.0737 | 3642.4895 | 3538.2996 | 0 | -1080.5968
2030-07-15 | 19 | 460.3872 | 460.3872 | 476.1979 | 199.8963 | 199.8963 | 3777.1387 | 1309.9701 | 3785.2273 | 3743.0737 | 3642.4895 | 3538.2996 | 0 | -1080.5968
2030-07-15 | 20 | 460.3872 | 459.774 | 0 | 133.2642 | 133.2642 | 3777.1387 | 288.3712 | 2288.186 | 2647.606 | 3642.4895 | 3538.2996 | 0 | -1080.5968
2030-07-15 | 21 | 460.3872 | 460.3872 | 0 | 199.8963 | 199.8963 | 3777.1387 | 3625.937 | 3036.2668 | 3743.0737 | 3642.4895 | 3538.2996 | 0 | -1080.5968
2030-07-15 | 22 | 460.3872 | 460.3872 | 0 | 199.8963 | 199.8963 | 3776.8174 | 3625.937 | 2614.9229 | 1871.537 | 3642.4895 | 3538.2996 | 0 | -1080.5968
2030-07-15 | 23 | 460.3872 | 460.3872 | 0 | 133.2642 | 86.6549 | 3777.1387 | 1812.9685 | 2964.7092 | 1871.537 | 2378.377 | 3538.2996 | 0 | -1080.5968
2030-07-15 | 24 | 460.3872 | 460.3872 | 0 | 63.1169 | 66.6321 | 3777.1387 | 757.8343 | 3243.8538 | 3008.033 | -4.53e-06 | 3538.2996 | 0 | -1080.5968
2030-07-16 | 1 | 153.4624 | 184.9316 | 0 | 133.2642 | 133.2642 | 3777.1387 | 213.9524 | 3761.6484 | 2713.8882 | 852.0153 | 3538.2996 | 0 | -1080.5968
2030-07-16 | 2 | 324.6922 | 306.9248 | 0 | 197.5815 | 133.2642 | 3777.1387 | 230.9876 | 3785.2273 | 2989.3223 | 3642.4895 | 3538.2996 | 0 | -1080.5968
2030-07-16 | 3 | 153.4624 | 153.4624 | 0 | 0 | 0 | 3777.1387 | 2704.0762 | 3785.2273 | 3743.0737 | 3642.4895 | 3538.2996 | 0 | -1080.5968
2030-07-16 | 4 | 0 | 24.4305 | 0 | 66.6321 | 56.6325 | 3777.1387 | 3625.937 | 3785.2273 | 3743.0737 | 3642.4895 | 3538.2996 | 0 | -1080.5968
2030-07-16 | 5 | 153.4624 | 144.8289 | 0 | 133.2642 | 133.2642 | 3777.1387 | 3625.937 | 3785.2273 | 3743.0737 | 3642.4895 | 3538.2996 | 0 | -1080.5968
2030-07-16 | 6 | 153.4624 | 153.4624 | 0 | 133.2642 | 133.2642 | 3777.1387 | 3625.937 | 3785.2273 | 3743.0737 | 3642.4895 | 3538.2996 | 0 | -1080.5968
2030-07-16 | 7 | 153.4624 | 153.4624 | 0 | 66.6321 | 82.2123 | 3777.1387 | 3625.937 | 3785.2273 | 3743.0737 | 3642.4895 | 3538.2996 | 0 | -1080.5968
2030-07-16 | 8 | 153.4624 | 153.4624 | 0 | 133.2642 | 136.1172 | 3777.1387 | 3625.937 | 3785.2273 | 3743.0737 | 3642.4895 | 3538.2996 | 0 | -1080.5968
2030-07-16 | 9 | 153.4624 | 153.4624 | 0 | 0 | 0 | 3777.1387 | 3625.937 | 3785.2273 | 3743.0737 | 3642.4895 | 3538.2996 | 0 | -1080.5968
2030-07-16 | 10 | 153.4624 | 153.4624 | 85.5078 | 0 | 0 | 3777.1387 | 3625.937 | 3785.2273 | 3743.0737 | 3642.4895 | 3538.2996 | 0 | -1080.5968
2030-07-16 | 11 | 153.4624 | 153.4624 | 0 | 0 | 0 | 3777.1387 | 3625.937 | 3785.2273 | 3743.0737 | 3642.4895 | 3538.2996 | 0 | -1080.5968
2030-07-16 | 12 | 153.4624 | 153.4624 | 0 | 199.8963 | 199.8963 | 3777.1387 | 3405.553 | 3785.2273 | 3743.0737 | 3642.4895 | 3538.2996 | 0 | -1080.5968
2030-07-16 | 13 | 460.3872 | 460.3872 | 0 | 266.4163 | 266.4163 | 3777.1387 | 3235.3188 | 3785.2273 | 1968.4022 | 3642.4895 | 3538.2996 | 0 | -1080.5968
2030-07-16 | 14 | 460.3872 | 460.3872 | 0 | 199.8963 | 199.8963 | 3777.1387 | 2845.4922 | 3709.8342 | 3743.0737 | 3642.4895 | 3538.2996 | 0 | -1080.5968
2030-07-16 | 15 | 460.3872 | 460.3872 | 0 | 133.2642 | 133.2642 | 3777.1387 | 3625.937 | 3785.2273 | 3743.0737 | 3642.4895 | 3388.4238 | 0 | -1080.5968
2030-07-16 | 16 | 460.3872 | 460.3872 | 0 | 29.5658 | 0 | 3777.1387 | 3625.937 | 3785.2273 | 3743.0737 | 3642.4895 | 2758.1069 | 0 | -1080.5968
2030-07-16 | 17 | 153.4624 | 286.7832 | 0 | 0 | 0 | 3777.1387 | 3625.937 | 3785.2273 | 3743.0737 | 3642.4895 | 2980.7444 | 0 | -1080.5968
2030-07-16 | 18 | 153.4624 | 153.4624 | 0 | 0 | 0 | 3777.1387 | 3625.937 | 3785.2273 | 3743.0737 | 3642.4895 | 3538.2996 | 0 | -1080.5968
2030-07-16 | 19 | 153.4624 | 153.4624 | 0 | 0 | 0 | 3777.1387 | 3625.9382 | 1892.6136 | 3743.0737 | 3642.4895 | 3538.2996 | 0 | -1080.5968
2030-07-16 | 20 | 153.4624 | 153.4624 | 0 | 0 | 0 | 3777.1387 | 2816.5276 | 1795.6265 | 3743.0737 | 3642.4895 | 3538.2996 | 0 | -1080.5968
2030-07-16 | 21 | 153.4624 | 153.4624 | 0 | 0 | 0 | 3777.1387 | 1812.9685 | 703.0729 | 3743.0737 | 3642.4895 | 3130.3684 | 0 | -1080.5968
2030-07-16 | 22 | 153.4624 | 153.4624 | 0 | 0 | 0 | 3777.1387 | 3625.937 | 442.1608 | 3602.5032 | 3642.4895 | 3538.2996 | 0 | -1080.5968
2030-07-16 | 23 | 201.0021 | 153.4624 | 0 | 0 | 0 | 3777.1387 | 215.9513 | 403.1967 | 1763.1659 | 3642.4895 | 3538.2996 | 485.2712 | -1080.5968
2030-07-16 | 24 | 153.4624 | 153.4624 | 0 | 0 | 0 | 3777.1387 | 215.9517 | 1014.6179 | 2319.1306 | 785.3037 | 3538.2996 | 356.1106 | -1080.5968
2030-07-17 | 1 | 153.4624 | 153.4624 | 0 | 0 | 0 | 3777.1387 | 230.9856 | 1376.809 | 2403.054 | 3642.4895 | 3538.2996 | 0 | -1080.5968
2030-07-17 | 2 | 153.4624 | 153.4624 | 0 | 27.5311 | 0 | 3759.9395 | 3625.937 | 2290.0874 | 2639.9062 | 3642.4895 | 3538.2996 | 0 | -1080.5968
2030-07-17 | 3 | 153.4624 | 153.4624 | 0 | 199.8963 | 199.8963 | 3777.1387 | 3625.937 | 2668.7048 | 3743.0737 | 3642.4895 | 3538.2996 | 0 | -1080.5968
2030-07-17 | 4 | 153.4624 | 153.4624 | 0 | 266.4163 | 266.4163 | 3777.1387 | 3625.937 | 3785.2273 | 3743.0737 | 3642.4895 | 3538.2996 | 0 | -1080.5968
2030-07-17 | 5 | 153.4624 | 153.4624 | 0 | 199.8963 | 199.8963 | 3777.1387 | 3625.937 | 3785.2273 | 3743.0737 | 3642.4895 | 3538.2996 | 0 | -1080.5968
2030-07-17 | 6 | 153.4624 | 153.4624 | 0 | 266.4163 | 218.2056 | 3777.1387 | 3625.937 | 3785.2273 | 3743.0737 | 3642.4895 | 3538.2996 | 0 | -1080.5968
2030-07-17 | 7 | 153.4624 | 153.4624 | 0 | 199.8963 | 199.8963 | 3777.1387 | 3625.937 | 3785.2273 | 3743.0737 | 3642.4895 | 3538.2996 | 0 | -1080.5968
2030-07-17 | 8 | 153.4624 | 153.4624 | 0 | 133.2642 | 115.4618 | 3777.1387 | 3625.937 | 3785.2273 | 3743.0737 | 3642.4895 | 3538.2996 | 0 | -1080.5968
2030-07-17 | 9 | 153.4624 | 153.4624 | 0 | 0 | 0 | 3777.1387 | 3625.937 | 3785.2273 | 3743.0737 | 3642.4895 | 3538.2996 | 485.2712 | -1080.5968
2030-07-17 | 10 | 153.4624 | 153.4624 | 0 | 133.2642 | 180.8074 | 3777.1387 | 3625.937 | 3785.2273 | 3743.0737 | 3642.4895 | 3538.2996 | 135.5945 | -1080.5968
2030-07-17 | 11 | 460.3872 | 460.3872 | 484.8498 | 17.5062 | 0 | 3777.1387 | 3625.937 | 3785.2273 | 3743.0737 | 3642.4895 | 3538.2996 | 565.901 | -1080.5968
2030-07-17 | 12 | 328.9804 | 460.3872 | 0 | 133.2642 | 133.2642 | 3777.1387 | 3625.937 | 3297.7703 | 3743.0737 | 3642.4895 | 3411.4553 | 0 | -1080.5968
2030-07-17 | 13 | 373.7333 | 460.3872 | 0 | 199.8963 | 199.8963 | 3777.1387 | 3625.937 | 2974.3008 | 2702.9487 | 3642.4895 | 3538.2996 | 0 | -1080.5968
2030-07-17 | 14 | 204.8489 | 153.4624 | 0 | 199.8963 | 199.8963 | 3777.1387 | 3625.937 | 3785.2273 | 3630.2812 | 3642.4895 | 3538.2996 | 0 | -1080.5968
2030-07-17 | 15 | 153.4624 | 153.4624 | 0 | 0 | 0 | 3777.1387 | 3625.937 | 3785.2273 | 3743.0737 | 3642.4895 | 3538.2996 | 0 | -1080.5968
2030-07-17 | 16 | 153.4624 | 153.4624 | 0 | 0 | 0 | 3777.1387 | 3625.937 | 3785.2273 | 3743.0737 | 3642.4895 | 3538.2996 | 0 | -1080.5968
2030-07-17 | 17 | 153.4624 | 153.4624 | 0 | 0 | 0 | 3777.1387 | 3625.937 | 3785.2273 | 3743.0737 | 3642.4895 | 3227.3181 | 0 | -1080.5968
2030-07-17 | 18 | 153.4624 | 153.4624 | 0 | 0 | 0 | 3353.6113 | 3625.937 | 3746.4441 | 3743.0737 | 3642.4895 | 2550.8503 | 0 | -1080.5968
2030-07-17 | 19 | 153.4624 | 153.4624 | 0 | 0 | 32.6386 | 3244.9824 | 2972.542 | 3785.2273 | 3743.0737 | 3642.4895 | 2069.564 | 0 | -1080.5968
2030-07-17 | 20 | 153.4624 | 153.4624 | 0 | 0 | 0 | 3004.4797 | 1812.9685 | 1898.4441 | 3415.4968 | 3642.4895 | 3215.6697 | 0 | -1080.5968
2030-07-17 | 21 | 153.4624 | 153.4624 | 0 | 0 | 0 | 3644.9861 | 3625.937 | 2157.2212 | 3743.0737 | 3642.4895 | 3538.2996 | 0 | -1080.5968
2030-07-17 | 22 | 153.4624 | 153.4624 | 0 | 0 | 0 | 2306.562 | 3625.937 | 1023.8915 | 3040.6875 | 3642.4895 | 3538.2996 | 0 | -1080.5968
2030-07-17 | 23 | 153.4624 | 153.4624 | 380.9012 | 0 | 0 | 1888.5693 | 3625.937 | 383.2374 | 2213.9341 | 3642.4895 | 3538.2996 | 485.2712 | -1080.5968
2030-07-17 | 24 | 153.4624 | 153.4624 | 0 | 0 | 0 | 2690.4785 | 671.6132 | -458.179 | 1056.7533 | 3642.4895 | 3538.2996 | 156.4372 | -1080.5968
2030-07-18 | 1 | 153.4624 | 153.4624 | 0 | 0 | 0 | 1459.493 | 3625.937 | -282.4706 | 214.8407 | 2350.1782 | 3538.2996 | 0 | -1080.5968
2030-07-18 | 2 | 153.4624 | 153.4624 | 168.3717 | 0 | 0 | 2762.8584 | 3625.937 | -87.269 | -1282.0742 | 1821.2448 | 3538.2996 | 0 | -1080.5968
2030-07-18 | 3 | 153.4624 | 153.4624 | 0 | 0 | 0 | 3648.3936 | 3625.937 | 508.6179 | -1408.3831 | -4.53e-06 | 3538.2996 | 0 | -1080.5968
2030-07-18 | 4 | 153.4624 | 153.4624 | 0 | 0 | 0 | 3777.1387 | 3625.937 | 1080.3221 | -2346.9565 | -4.53e-06 | 3538.2996 | 0 | -1080.5968
2030-07-18 | 5 | 153.4624 | 153.4624 | 0 | 0 | 0 | 3777.1387 | 3625.937 | 1453.3788 | -1044.1904 | -4.53e-06 | 3538.2996 | 0 | -1080.5968
2030-07-18 | 6 | 353.0767 | 306.9248 | 0 | 0 | 0 | 3777.1387 | 3625.937 | 108.9794 | -3132.4658 | 3642.4895 | 3538.2996 | 0 | -1080.5968
2030-07-18 | 7 | 460.3872 | 460.3872 | 0 | 133.2642 | 179.7237 | 3777.1387 | 3625.937 | 279.5938 | -2312.9514 | 3642.4895 | 3538.2996 | 0 | -1080.5968
2030-07-18 | 8 | 460.3872 | 460.3872 | 0 | 266.4163 | 266.4163 | 3777.1387 | 3625.937 | 605.5757 | 1035.8829 | 3642.4895 | 3538.2996 | 0 | -1080.5968
2030-07-18 | 9 | 460.3872 | 460.3872 | 0 | 266.4163 | 266.4163 | 3777.1387 | 3625.937 | 788.2838 | 1871.537 | 3642.4895 | 3538.2996 | 0 | -1080.5968
2030-07-18 | 10 | 460.3872 | 460.3872 | 0 | 266.4163 | 266.4163 | 3527.0381 | 3625.937 | 936.8392 | 1393.4951 | 3642.4895 | 3538.2996 | 0 | -1080.5968
2030-07-18 | 11 | 460.3872 | 460.3872 | 0 | 266.4163 | 266.4163 | 3596.4832 | 3625.937 | 1376.7076 | 303.9923 | 3642.4895 | 3538.2996 | 0 | -1080.5968
2030-07-18 | 12 | 460.3872 | 460.3872 | 0 | 133.2642 | 183.9702 | 3680.2756 | 3625.937 | 1645.3026 | 4.53e-05 | 3642.4895 | 3538.2996 | 0 | -1080.5968
2030-07-18 | 13 | 460.3872 | 460.3872 | 646.4664 | 133.2642 | 162.2055 | 3777.1387 | 3625.937 | 2427.4453 | 2634.8379 | 3642.4895 | 3538.2996 | 0 | -1080.5968
2030-07-18 | 14 | 460.3872 | 460.3872 | 646.4664 | 266.4163 | 266.4163 | 3777.1387 | 3625.937 | 1768.9763 | 2253.146 | 3642.4895 | 3538.2996 | 0 | -1080.5968
2030-07-18 | 15 | 460.3872 | 460.3872 | 323.2332 | 266.4163 | 266.4163 | 1888.5693 | 3625.937 | 1597.0468 | 1871.5369 | 3642.4895 | 3538.2996 | 0 | -1080.5968
2030-07-18 | 16 | 460.3872 | 460.3872 | 646.4664 | 266.4163 | 266.4163 | 157.6684 | 3625.937 | 1312.9891 | -98.2821 | 3642.4895 | 3538.2996 | 0 | -1080.5968
2030-07-18 | 17 | 460.3872 | 460.3872 | 646.4664 | 266.4163 | 266.4163 | 1326.7302 | 1812.9685 | 903.8017 | -1871.5369 | 3642.4895 | 3538.2996 | 0 | -1080.5968
2030-07-18 | 18 | 460.3872 | 460.3872 | 646.4664 | 266.4163 | 266.4163 | -511.8557 | 1812.9685 | 593.4451 | 4.53e-05 | 3642.4895 | 3538.2996 | 323.5141 | -1080.5968
2030-07-18 | 19 | 460.3872 | 460.3872 | 0 | 199.8963 | 199.8963 | 47.5394 | 3625.937 | 635.8204 | 1871.5369 | 3642.4895 | 3538.2996 | 0 | -1080.5968
2030-07-18 | 20 | 460.3872 | 460.3872 | 0 | 199.8963 | 199.8963 | 3703.5432 | 3625.937 | 523.9565 | 3168.1797 | 3642.4895 | 3538.2996 | 0 | -1080.5968
2030-07-18 | 21 | 460.3872 | 460.3872 | 0 | 199.8963 | 199.8963 | 3777.1387 | 3625.937 | 709.9826 | 3639.8066 | 3642.4895 | 3538.2996 | 0 | -1080.5968
2030-07-18 | 22 | 460.3872 | 460.3872 | 0 | 266.4163 | 266.4163 | 3777.1387 | 3625.937 | 256.4268 | 4.53e-05 | 3642.4895 | 3538.2996 | 0 | -1080.5968
2030-07-18 | 23 | 460.3872 | 460.3872 | 646.4664 | 199.8963 | 202.8465 | 1888.5693 | 2639.7737 | 797.5705 | 1871.5369 | 2166.1658 | 3538.2996 | 313.2999 | -1080.5968
2030-07-18 | 24 | 460.3872 | 460.3872 | 42.0865 | 199.8963 | 199.8963 | 2187.8745 | 2952.2185 | 295.5143 | 4.53e-05 | 3642.4895 | 3538.2996 | 0 | -1080.5968
2030-07-19 | 1 | 460.3872 | 460.3872 | 636.5623 | 133.2642 | 167.3918 | 1888.5693 | 1812.9685 | 687.9081 | 1017.8215 | 1821.2448 | 3267.1658 | 0 | -1080.5968
2030-07-19 | 2 | 460.3872 | 460.3872 | 0 | 66.6321 | 20.2677 | 3777.1387 | 1757.5742 | 2697.0278 | 4.53e-05 | 3609.5957 | 3538.2996 | 0 | -1080.5968
2030-07-19 | 3 | 460.3872 | 460.3872 | 0 | 13.3534 | 66.6321 | 3777.1387 | 3025.8481 | 3785.2273 | 1856.2705 | 3642.4895 | 3538.2996 | 0 | -1080.5968
2030-07-19 | 4 | 153.4624 | 153.4624 | 0 | 0 | 0 | 3777.1387 | 3625.937 | 3785.2273 | 3743.0737 | 3642.4895 | 3538.2996 | 0 | -1080.5968
2030-07-19 | 5 | 153.4624 | 153.4624 | 323.2332 | 0 | 0 | 3777.1387 | 3625.937 | 3785.2273 | 3743.0737 | 3642.4895 | 3538.2996 | 0 | -1080.5968
2030-07-19 | 6 | 153.4624 | 153.4624 | 0 | 199.8963 | 199.8963 | 3777.1387 | 3625.937 | 3785.2273 | 3743.0737 | 3642.4895 | 3538.2996 | 0 | -1080.5968
2030-07-19 | 7 | 153.4624 | 153.4624 | 0 | 199.8963 | 199.8963 | 3777.1387 | 3625.937 | 3785.2273 | 3743.0737 | 3642.4895 | 3538.3005 | 0 | -1080.5968
2030-07-19 | 8 | 153.4624 | 153.4624 | 0 | 133.2642 | 174.3809 | 3777.1387 | 3625.937 | 3785.2273 | 3743.0737 | 3642.4895 | 3538.2996 | 0 | -1080.5968
2030-07-19 | 9 | 153.4624 | 153.4624 | 0 | 133.2642 | 133.2642 | 3777.1387 | 3625.936 | 3785.2273 | 3743.0737 | 3642.4895 | 3538.2996 | 0 | -1080.5968
2030-07-19 | 10 | 153.4624 | 153.4624 | 0 | 0 | 17.0725 | 3777.1387 | 3625.937 | 3785.2273 | 3743.0737 | 3642.4895 | 3538.2996 | 0 | -1080.5968
2030-07-19 | 11 | 153.4624 | 153.4624 | 0 | 0 | 34.3725 | 3777.1387 | 3625.937 | 3785.2273 | 3743.0737 | 3642.4895 | 3538.2996 | 0 | -1080.5968
2030-07-19 | 12 | 153.4624 | 153.4624 | 0 | 199.8963 | 199.8963 | 3777.1387 | 3625.937 | 3785.2273 | 3743.0737 | 3642.4895 | 3538.2996 | 0 | -1080.5968
2030-07-19 | 13 | 153.4624 | 153.4624 | 44.3878 | 0 | 0 | 3777.1387 | 3625.937 | 2792.7959 | 1687.5189 | 2722.1816 | 3538.2996 | 0 | -1080.5968
2030-07-19 | 14 | 153.4624 | 153.4624 | 0 | 0 | 0 | 3777.1387 | 3625.937 | 1695.1522 | 3743.0737 | 3642.4895 | 3538.2996 | 0 | -1080.5968
2030-07-19 | 15 | 153.4624 | 153.4624 | 188.8114 | 0 | 0 | 3777.1387 | 3625.937 | 68.9354 | 3557.446 | 3642.4895 | 3538.2996 | 0 | -1080.5968
2030-07-19 | 16 | 153.4624 | 153.4624 | 0 | 0 | 0 | 3777.1387 | 3625.937 | -2.7895e-05 | 3743.0737 | 3642.4895 | 3356.6523 | 0 | -1080.5968
2030-07-19 | 17 | 153.4624 | 153.4624 | 484.8498 | 0 | 0 | 3777.1387 | 3625.937 | -2.7895e-05 | 3743.0737 | 3642.4895 | 3538.2996 | 0 | -1080.5968
2030-07-19 | 18 | 153.4624 | 153.4624 | 0 | 0 | 0 | 3777.1387 | 3625.937 | 237.1271 | 3743.0737 | 3642.4895 | 3538.2996 | 0 | -1080.5968
2030-07-19 | 19 | 153.4624 | 153.4624 | 0 | 0 | 0 | 3777.1387 | 3625.937 | 692.0912 | 3743.0737 | 3642.4895 | 3538.2996 | 0 | -1080.5968
2030-07-19 | 20 | 153.4624 | 153.4624 | 0 | 0 | 0 | 3777.1387 | 3625.937 | 485.6609 | 3636.0532 | 3642.4895 | 3538.2996 | 0 | -1080.5968
2030-07-19 | 21 | 153.4624 | 153.4624 | 0 | 0 | 0 | 3777.1387 | 3625.937 | 191.3418 | 3303.2324 | 3642.4895 | 3538.3005 | 0 | -1080.5968
2030-07-19 | 22 | 153.4624 | 153.4624 | 0 | 0 | 0 | 3642.6321 | 3625.937 | 1313.7417 | 3025.0466 | 3642.4895 | 3538.2996 | 0 | -1080.5968
2030-07-19 | 23 | 153.4624 | 153.4624 | 0 | 0 | 0 | 3397.5562 | 3625.937 | 1633.1145 | 3209.7876 | 3642.4895 | 3538.2996 | 0 | -1080.5968
2030-07-19 | 24 | 153.4624 | 153.4624 | 0 | 0 | 0 | 3777.1387 | 3625.937 | 1498.7744 | 3743.0737 | 3642.4895 | 3538.2996 | 0 | -1080.5968
2030-07-20 | 1 | 153.4624 | 153.4624 | 0 | 0 | 0 | 3777.1387 | 3625.937 | 3311.9573 | 3743.0737 | 3642.4895 | 3538.2996 | 0 | -1080.5968
2030-07-20 | 2 | 153.4624 | 153.4624 | 0 | 133.2642 | 133.2642 | 3777.1387 | 3625.937 | 3785.2273 | 3743.0737 | 3642.4895 | 3538.2996 | 0 | -1080.5968
2030-07-20 | 3 | 153.4624 | 153.4624 | 0 | 199.8963 | 199.8963 | 3777.1387 | 3625.937 | 3785.2273 | 3743.0737 | 3642.4895 | 3538.2996 | 0 | -1080.5968
2030-07-20 | 4 | 153.4624 | 153.4624 | 0 | 266.4163 | 266.4163 | 3777.1387 | 3625.937 | 3785.2273 | 3743.0737 | 3642.4895 | 3538.2996 | 0 | -1080.5968
2030-07-20 | 5 | 153.4624 | 153.4624 | 0 | 266.4163 | 266.4163 | 3777.1387 | 3625.937 | 3785.2273 | 3743.0737 | 3642.4895 | 3538.2996 | 0 | -1080.5968
2030-07-20 | 6 | 153.4624 | 153.4624 | 0 | 199.8963 | 199.8963 | 3777.1387 | 3625.937 | 3785.2273 | 3743.0737 | 3642.4895 | 3538.2996 | 0 | -1080.5968
2030-07-20 | 7 | 153.4624 | 153.4624 | 0 | 199.8963 | 199.8963 | 3777.1387 | 3625.937 | 3785.2273 | 3743.0737 | 3642.4895 | 3538.2996 | 0 | -644.7856
2030-07-20 | 8 | 153.4624 | 153.4624 | 0 | 199.8963 | 199.8963 | 3777.1387 | 3625.937 | 3785.2273 | 3743.0737 | 3642.4895 | 3538.2996 | 0 | -1080.5968
2030-07-20 | 9 | 153.4624 | 153.4624 | 0 | 133.2642 | 133.2642 | 3777.1387 | 3625.937 | 3785.2273 | 3743.0737 | 3642.4895 | 3538.2996 | 0 | -1080.5968
2030-07-20 | 10 | 153.4624 | 153.4624 | 0 | 66.6321 | 23.9453 | 3777.1387 | 3625.937 | 3785.2273 | 3743.0737 | 3642.4895 | 3538.2996 | 0 | -1080.5968
2030-07-20 | 11 | 153.4624 | 153.4624 | 0 | 0 | 0 | 3777.1387 | 3625.937 | 3785.2273 | 3743.0737 | 3642.4895 | 3538.2996 | 0 | -1080.5968
2030-07-20 | 12 | 153.4624 | 153.4624 | 0 | 0 | 0 | 3777.1387 | 3625.937 | 1557.7056 | 3175.3064 | 3642.4895 | 3538.2996 | 0 | -1080.5968
2030-07-20 | 13 | 153.4624 | 153.4624 | 0 | 0 | 0 | 3777.1387 | 3625.937 | -263.6385 | 4.53e-05 | 1430.8496 | 3538.2996 | 0 | -1080.5968
2030-07-20 | 14 | 153.4624 | 153.4624 | 0 | 0 | 0 | 3777.1387 | 3625.937 | -1021.4403 | -403.8676 | 2892.8391 | 3538.2996 | 0 | -1080.5968
2030-07-20 | 15 | 153.4624 | 153.4624 | 646.4664 | 0 | 0 | 3307.8025 | 3625.937 | -98.7045 | -725.666 | 1821.2448 | 3538.2996 | 0 | -1080.5968
2030-07-20 | 16 | 153.4624 | 153.4624 | 646.4664 | 0 | 0 | 1888.5693 | 3625.937 | -91.8647 | 1871.5369 | 3642.4895 | 3538.2996 | 0 | -1080.5968
2030-07-20 | 17 | 153.4624 | 153.4624 | 646.4664 | 0 | 0 | 1888.5693 | 3625.937 | 634.9222 | 63.5667 | 1821.2448 | 3538.2996 | 0 | -1080.5968
2030-07-20 | 18 | 153.4624 | 153.4624 | 646.4664 | 0 | 0 | 1888.5693 | 2808.1292 | 634.9134 | -1267.6211 | 1821.2448 | 3538.2996 | 0 | -1080.5968
2030-07-20 | 19 | 153.4624 | 153.4624 | 646.4664 | 0 | 0 | 1888.5693 | 1812.9685 | 273.986 | -1375.1482 | 2246.9788 | 3538.2996 | 0 | -1080.5968
2030-07-20 | 20 | 153.4624 | 153.4624 | 646.4664 | 0 | 0 | 1888.5693 | 1812.9685 | 153.6106 | -814.3373 | 1821.2448 | 3538.2996 | 0 | -1080.5968
2030-07-20 | 21 | 153.4624 | 153.4624 | 303.5795 | 0 | 0 | 1888.5693 | 3625.937 | 226.9249 | 4.53e-05 | 1956.1611 | 3538.2996 | 0 | -1080.5968
2030-07-20 | 22 | 153.4624 | 153.4624 | 0 | 0 | 0 | 1445.985 | 3625.937 | -0.0010045 | 4.53e-05 | 3280.7346 | 3538.2996 | 0 | -1080.5968
2030-07-20 | 23 | 153.4624 | 153.4624 | 398.63 | 0 | 0 | 3219.6294 | 3625.937 | 959.66 | -1871.5369 | 1821.2448 | 3538.2996 | 0 | -1080.5968
2030-07-20 | 24 | 153.4624 | 153.4624 | 0 | 0 | 0 | 3130.1597 | 2391.7837 | 1227.9064 | -2338.9829 | -4.53e-06 | 3538.2996 | 0 | -1080.5968
2030-07-21 | 1 | 153.4624 | 153.4624 | 0 | 0 | 0 | 3777.1387 | 1171.948 | 747.1028 | -2305.2241 | -4.53e-06 | 3538.2996 | 0 | -1080.5968
2030-07-21 | 2 | 153.4624 | 153.4624 | 0 | 133.2642 | 133.2642 | 3777.1387 | 3625.937 | -2.7895e-05 | -974.5512 | 762.2202 | 3538.2996 | 0 | -1080.5968
2030-07-21 | 3 | 153.4624 | 153.4624 | 0 | 0 | 0 | 3777.1387 | 3625.937 | 2626.9172 | 3743.0737 | 3642.4895 | 3538.2996 | 0 | -1080.5968
2030-07-21 | 4 | 153.4624 | 153.4624 | 0 | 66.6321 | 66.6321 | 3777.1387 | 3625.937 | 3728.863 | 3743.0737 | 3642.4895 | 3538.2996 | 0 | -1080.5968
2030-07-21 | 5 | 153.4624 | 153.4624 | 646.4664 | 266.4163 | 266.4163 | 3777.1387 | 3625.937 | 3785.2273 | 3743.0737 | 3642.4895 | 3538.2996 | 9.1728 | 1080.5968
2030-07-21 | 6 | 153.4624 | 153.4624 | 0 | 66.6321 | 66.6321 | 3777.1387 | 3625.937 | 2017.4589 | 3743.0737 | 3642.4895 | 3538.2996 | 0 | -1080.5968
2030-07-21 | 7 | 153.4624 | 153.4624 | 0 | 66.6321 | 66.6321 | 3777.1387 | 3625.937 | 1892.6136 | 3743.0737 | 3642.4895 | 3538.2996 | 0 | -1080.5968
2030-07-21 | 8 | 153.4624 | 153.4624 | 0 | 199.8963 | 199.8963 | 3777.1387 | 3625.937 | 1040.9917 | 3743.0737 | 3642.4895 | 3538.2996 | 0 | -1080.5968
2030-07-21 | 9 | 153.4624 | 153.4624 | 0 | 0 | 0 | 3777.1387 | 3625.937 | -2183.9565 | 3743.0737 | 3642.4895 | 3538.2996 | 0 | -1080.5968
2030-07-21 | 10 | 153.4624 | 153.4624 | 0 | 0 | 0 | 3777.1387 | 3625.937 | -1614.8733 | 921.4621 | -4.53e-06 | 3538.2996 | 0 | -1080.5968
2030-07-21 | 11 | 153.4624 | 153.4624 | 484.8498 | 0 | 0 | 3777.1387 | 3625.937 | -2167.8477 | -1343.6282 | 1821.2448 | 3538.2996 | 0 | -1080.5968
2030-07-21 | 12 | 153.4624 | 153.4624 | 646.4664 | 0 | 0 | 3777.1387 | 3625.937 | -1815.7488 | -368.5219 | 1821.2448 | 3538.2996 | 0 | -1080.5968
2030-07-21 | 13 | 153.4624 | 153.4624 | 0 | 0 | 0 | 3777.1387 | 3625.937 | -899.514 | 4.53e-05 | 287.5878 | 3538.2996 | 0 | -1080.5968
2030-07-21 | 14 | 153.4624 | 153.4624 | 0 | 0 | 0 | 3777.1387 | 3625.937 | -903.3461 | -1282.0991 | -4.53e-06 | 3538.2996 | 0 | -1080.5968
2030-07-21 | 15 | 153.4624 | 153.4624 | 646.4664 | 0 | 0 | 2057.2893 | 3625.937 | -1298.0742 | 0 | 1821.2448 | 3538.2996 | 0 | -1080.5968
2030-07-21 | 16 | 153.4624 | 153.4624 | 646.4664 | 0 | 0 | 2497.0603 | 3625.937 | -1517.1677 | 0 | 1821.2448 | 3538.2996 | 0 | -1080.5968
2030-07-21 | 17 | 153.4624 | 153.4624 | 646.3828 | 0 | 0 | 2578.1003 | 2593.2529 | -1752.598 | 0 | 1821.2448 | 3538.2996 | 0 | -1080.5968
2030-07-21 | 18 | 153.4624 | 153.4624 | 525.9647 | 0 | 0 | 2485.8892 | 3625.937 | -1872.9332 | 0 | 1821.2448 | 3538.2996 | 0 | -1080.5968
2030-07-21 | 19 | 153.4624 | 153.4624 | 545.4691 | 0 | 0 | 2880.9746 | 3625.937 | -1694.0101 | 0 | 1821.2448 | 3538.2996 | 0 | -1080.5968
2030-07-21 | 20 | 153.4624 | 153.4624 | 646.4664 | 0 | 0 | 3777.1387 | 3625.937 | -1024.6229 | 1871.5369 | 1821.2448 | 3538.2996 | 0 | -1080.5968
2030-07-21 | 21 | 153.4624 | 153.4624 | 646.4664 | 0 | 0 | 3777.1387 | 3625.937 | -1028.255 | 1871.5369 | 1821.2448 | 3538.2996 | 0 | -1080.5968
2030-07-21 | 22 | 153.4624 | 153.4624 | 484.8498 | 0 | 0 | 3777.1387 | 3625.937 | -237.3159 | 1851.8629 | 1821.2448 | 3538.2996 | 0 | -1080.5968
2030-07-21 | 23 | 153.4624 | 153.4624 | 646.4664 | 0 | 0 | 3777.1387 | 3625.937 | -1551.9081 | -1871.5369 | 1821.2448 | 3538.2996 | 0 | -1080.5968
2030-07-21 | 24 | 153.4624 | 153.4624 | 211.8098 | 0 | 0 | 3777.1387 | 3625.937 | -1464.5581 | -1871.5369 | 899.1188 | 3538.2996 | 0 | -1080.5968
2030-07-22 | 1 | 153.4624 | 153.4624 | 0 | 0 | 0 | 3777.1387 | 3625.937 | -1394.5964 | 916.0045 | -4.53e-06 | 3538.2996 | 0 | -1080.5968
2030-07-22 | 2 | 153.4624 | 153.4624 | 0 | 0 | 0 | 3777.1387 | 3625.937 | -2834.3313 | 1811.1162 | 1821.2448 | 3538.2996 | 0 | -1080.5968
2030-07-22 | 3 | 153.4624 | 153.4624 | 0 | 0 | 0 | 3777.1387 | 3625.937 | -3018.6895 | 240.0363 | 585.4157 | 3538.2996 | 0 | -1080.5968
2030-07-22 | 4 | 153.4624 | 153.4624 | 0 | 0 | 0 | 3777.1387 | 2358.96 | -2309.76 | 345.182 | -4.53e-06 | 3538.2996 | 0 | -1080.5968
2030-07-22 | 5 | 153.4624 | 153.4624 | 0 | 0 | 0 | 3777.1387 | 230.9868 | -2388.8628 | -111.4431 | -4.53e-06 | 3538.2996 | 0 | -1080.5968
2030-07-22 | 6 | 153.4624 | 153.4624 | 0 | 0 | 0 | 3777.1387 | 215.9519 | -2212.9363 | -1871.5369 | -4.53e-06 | 3538.2996 | 0 | -1080.5968
2030-07-22 | 7 | 153.4624 | 153.4624 | 75.6452 | 0 | 0 | 3777.1387 | 213.9517 | -1622.3591 | -491.0204 | -4.53e-06 | 3231.1082 | 144.5036 | -1080.5968
2030-07-22 | 8 | 153.4624 | 153.4624 | 0 | 0 | 0 | 3777.1387 | 215.9531 | -1445.8192 | -871.6614 | 1248.6328 | 3538.2996 | 0 | -1080.5968
2030-07-22 | 9 | 153.4624 | 153.4624 | 518.5571 | 0 | 0 | 3304.3359 | 168.9807 | -1143.7388 | 0 | 1821.2448 | 3538.2996 | 0 | -1080.5968
2030-07-22 | 10 | 153.4624 | 153.4624 | 124.9636 | 0 | 0 | 3777.1387 | 215.9529 | -630.5985 | 4.53e-05 | 1750.2408 | 3538.2996 | 0 | -1080.5968
2030-07-22 | 11 | 153.4624 | 153.4624 | 0 | 0 | 0 | 3777.1387 | 230.9865 | -653.4382 | 4.53e-05 | 3642.4895 | 3538.2996 | 0 | -1080.5968
2030-07-22 | 12 | 153.4624 | 153.4624 | 0 | 133.2642 | 133.2642 | 3777.1387 | 230.9852 | -2.7895e-05 | 353.8453 | 2158.4509 | 3538.2996 | 0 | -1080.5968
2030-07-22 | 13 | 209.5983 | 306.9248 | 0 | 133.2642 | 133.2642 | 3777.1387 | 215.9533 | -770.9281 | 4.53e-05 | 1821.2448 | 3538.2996 | 0 | -1080.5968
2030-07-22 | 14 | 153.4624 | 153.4624 | 484.8498 | 0 | 0 | 2380.5374 | 671.4276 | -976.6425 | 4.53e-05 | -4.53e-06 | 3538.2996 | 0 | -1080.5968
2030-07-22 | 15 | 153.4624 | 153.4624 | 646.4664 | 193.522 | 133.2642 | 2786.6345 | 168.9815 | -1608.4073 | 0 | 1018.7797 | 3538.2996 | 323.5141 | -1080.5968
2030-07-22 | 16 | 153.4624 | 153.4624 | 646.4664 | 133.2642 | 187.0322 | 1888.5693 | 168.9815 | -1820.8583 | 289.3893 | 1821.2448 | 3538.2996 | 25.6374 | -1080.5968
2030-07-22 | 17 | 153.4624 | 153.4624 | 646.4664 | 83.8 | 133.2642 | 1888.5693 | 168.9803 | -1632.8314 | 7.5692 | 1821.2448 | 3538.2996 | 323.5141 | -1080.5968
2030-07-22 | 18 | 153.4624 | 153.4624 | 646.4664 | 0 | 0 | 1888.5693 | 168.9824 | -1614.1443 | 23.1782 | 1821.2448 | 3538.2996 | 0 | -1080.5968
2030-07-22 | 19 | 153.4624 | 153.4624 | 646.4664 | 0 | 0 | 1888.5693 | 205.9283 | -1497.4298 | -308.2801 | 1821.2448 | 3538.2996 | 0 | -1080.5968
2030-07-22 | 20 | 153.4624 | 153.4624 | 249.4638 | 0 | 0 | 1888.5693 | 215.9525 | -1131.6654 | -853.3556 | 1821.2448 | 3538.2996 | 0 | -1080.5968
2030-07-22 | 21 | 153.4624 | 153.4624 | 63.6427 | 0 | 0 | 3777.1387 | 348.4058 | -993.0599 | -672.0338 | 1593.1866 | 3538.2996 | 0 | -1080.5968
2030-07-22 | 22 | 153.4624 | 153.4624 | 0 | 0 | 0 | 3653.707 | 215.9523 | -739.8227 | -175.8259 | -4.53e-06 | 3538.2996 | 0 | -1080.5968
2030-07-22 | 23 | 153.4624 | 153.4624 | 484.8498 | 66.6321 | 66.6321 | 3312.5527 | 215.9525 | -353.9344 | 4.53e-05 | -1025.307 | 3538.2996 | 0 | -1080.5968
2030-07-22 | 24 | 153.4624 | 153.4624 | 0 | 0 | 0 | 3777.1387 | 215.9528 | -1044.3549 | -905.882 | -4.53e-06 | 3538.2996 | 39.437 | -1080.5968
2030-07-23 | 1 | 153.4624 | 153.4624 | 646.4664 | 0 | 0 | 3777.1387 | 215.9525 | -879.0958 | -1871.5369 | 557.8799 | 3538.2996 | 268.4172 | -1080.5968
2030-07-23 | 2 | 153.4624 | 153.4624 | 646.4664 | 0 | 0 | 3777.1387 | 215.952 | -427.2409 | -1871.5369 | -345.1654 | 3538.2996 | 0 | -1080.5968
2030-07-23 | 3 | 153.4624 | 153.4624 | 61.3813 | 0 | 0 | 3777.1387 | 213.9527 | -1075.7168 | -1476.2518 | -4.53e-06 | 3357.6523 | 0 | -1080.5968
2030-07-23 | 4 | 153.4624 | 153.4624 | 0 | 0 | 0 | 3777.1387 | 215.9533 | -1481.7177 | -1028.256 | -4.53e-06 | 3538.2996 | 0 | -1080.5968
2030-07-23 | 5 | 153.4624 | 153.4624 | 0 | 0 | 0 | 3777.1387 | 1922.5175 | -1392.7081 | 154.8525 | 1821.2448 | 3538.2996 | 0 | -1080.5968
2030-07-23 | 6 | 153.4624 | 153.4624 | 0 | 0 | 0 | 3777.1387 | 3625.937 | -1079.9008 | 929.6522 | 1821.2448 | 3538.2996 | 0 | -1080.5968
2030-07-23 | 7 | 153.4624 | 153.4624 | 0 | 0 | 0 | 3777.1387 | 3263.8206 | -432.7007 | 541.9609 | 679.5527 | 3538.2996 | 0 | -1080.5968
2030-07-23 | 8 | 153.4624 | 153.4624 | 0 | 0 | 0 | 3777.1387 | 2325.4541 | 599.9067 | 1725.4476 | 1212.0746 | 3538.2996 | 0 | -1080.5968
2030-07-23 | 9 | 153.4624 | 153.4624 | 0 | 0 | 0 | 3777.1387 | 1926.7067 | 796.8817 | 609.6164 | 1532.125 | 3538.2996 | 0 | -1080.5968
2030-07-23 | 10 | 460.3872 | 460.3872 | 0 | 199.8963 | 199.8963 | 3777.1387 | 215.9524 | 1152.3058 | 1803.7307 | 1919.5289 | 3538.2996 | 0 | -1080.5968
2030-07-23 | 11 | 460.3872 | 460.3872 | 0 | 199.8963 | 199.8963 | 3777.1387 | 259.6071 | 1472.8713 | 1871.537 | 1401.3193 | 3538.2996 | 0 | -1080.5968
2030-07-23 | 12 | 460.3872 | 460.3872 | 0 | 199.8963 | 199.8963 | 3777.1387 | 230.9856 | 1135.3346 | 1871.537 | 675.6287 | 3538.2996 | 0 | -1080.5968
2030-07-23 | 13 | 378.3004 | 306.9248 | 0 | 199.8963 | 199.8963 | 3777.1387 | 1760.191 | -98.7063 | 1820.7666 | 339.7635 | 3538.2996 | 0 | -1080.5968
2030-07-23 | 14 | 153.4624 | 153.4624 | 0 | 0 | 0 | 3777.1387 | 659.4609 | -1224.1277 | 4.53e-05 | -4.53e-06 | 3538.2996 | 0 | -1080.5968
2030-07-23 | 15 | 153.4624 | 153.4624 | 646.4664 | 0 | 0 | 3290.9143 | 454.4569 | -1741.089 | 4.53e-05 | -0.0020797 | 3538.2996 | 0 | -1080.5968
2030-07-23 | 16 | 153.4624 | 153.4624 | 646.4664 | 133.2642 | 133.2642 | 3056.144 | 1001.2891 | -1855.1523 | 4.53e-05 | 579.7224 | 3538.2996 | 0 | -1080.5968
2030-07-23 | 17 | 153.4624 | 153.4624 | 646.4664 | 133.2642 | 133.2642 | 1753.1917 | 215.9527 | -1585.9688 | 1854.7842 | -4.53e-06 | 3538.2996 | 0 | -1080.5968
2030-07-23 | 18 | 153.4624 | 153.4624 | 611.0589 | 133.2642 | 133.2642 | 1427.1555 | 213.9519 | -1892.6136 | 1519.3042 | 952.4576 | 3323.8252 | 0 | -1080.5968
2030-07-23 | 19 | 153.4624 | 153.4624 | 646.4664 | 0 | 0 | 1841.5177 | 213.953 | -2268.0059 | 4.53e-05 | 1821.2457 | 1168.4138 | 0 | -1080.5968
2030-07-23 | 20 | 153.4624 | 153.4624 | 574.4551 | 0 | 0 | 1128.5183 | 213.9524 | -2315.8594 | 0.0010219 | 1821.2448 | 1601.2982 | 0 | -1080.5968
2030-07-23 | 21 | 153.4624 | 153.4624 | 0 | 0 | 0 | 1888.5693 | 213.9528 | -1990.5143 | 4.53e-05 | 1444.4453 | 1976.0281 | 0 | -1080.5968
2030-07-23 | 22 | 153.4624 | 153.4624 | 0 | 66.6321 | 66.6321 | 2104.0698 | 230.9864 | -1892.6136 | 4.53e-05 | 1288.2123 | 3538.2996 | 0 | -1080.5968
2030-07-23 | 23 | 153.4624 | 153.4624 | 0 | 133.2642 | 133.2642 | 2834.6897 | 215.9517 | -1114.3695 | 0.0010219 | -4.53e-06 | 3538.2996 | 0 | -1080.5968
2030-07-23 | 24 | 153.4624 | 153.4624 | 0 | 133.2642 | 133.2642 | 3777.1387 | 771.2889 | -1033.4099 | 36.2806 | 1821.2448 | 3538.2996 | 0 | -1080.5968
2030-07-24 | 1 | 153.4624 | 153.4624 | 55.0847 | 0 | 0 | 3777.1387 | 168.9816 | -536.8641 | 1871.5369 | 1821.2448 | 3538.2996 | 0 | -1080.5968
2030-07-24 | 2 | 153.4624 | 153.4624 | 0 | 0 | 0 | 3777.1387 | 1812.9685 | -2.7895e-05 | 4.53e-05 | 1017.9628 | 3538.2996 | 0 | -1080.5968
2030-07-24 | 3 | 153.4624 | 153.4624 | 0 | 0 | 0 | 3410.0496 | 2849.6384 | -244.6693 | 3743.0737 | 2273.8906 | 3538.2996 | 0 | -1080.5968
2030-07-24 | 4 | 153.4624 | 153.4624 | 0 | 0 | 0 | 3777.1387 | 3625.937 | 3785.2273 | 3743.0737 | 3642.4895 | 3538.2996 | 0 | -1080.5968
2030-07-24 | 5 | 153.4624 | 153.4624 | 0 | 0 | 0 | 3777.1387 | 3625.937 | 3785.2273 | 3743.0737 | 3642.4895 | 3538.2996 | 0 | -1080.5968
2030-07-24 | 6 | 153.4624 | 153.4624 | 0 | 0 | 0 | 3777.1387 | 3625.937 | 3785.2273 | 3743.0737 | 3642.4895 | 3538.2996 | 0 | -1080.5968
2030-07-24 | 7 | 153.4624 | 153.4624 | 0 | 0 | 0 | 3777.1387 | 3625.937 | 3785.2273 | 3743.0737 | 3642.4895 | 3538.2996 | 0 | -1080.5968
2030-07-24 | 8 | 153.4624 | 153.4624 | 0 | 0 | 0 | 3777.1387 | 3625.937 | 3785.2273 | 3743.0737 | 3642.4895 | 3538.2996 | 0 | -1080.5968
2030-07-24 | 9 | 153.4624 | 153.4624 | 0 | 0 | 0 | 3777.1387 | 3625.937 | 3785.2273 | 3743.0737 | 3642.4895 | 3538.2996 | 0 | -1080.5968
2030-07-24 | 10 | 153.4624 | 153.4624 | 0 | 0 | 59.7787 | 3777.1387 | 3625.937 | 3785.2273 | 3743.0737 | 3642.4895 | 3538.2996 | 0 | -1080.5968
2030-07-24 | 11 | 153.4624 | 153.4624 | 0 | 0 | 0 | 3777.1387 | 3625.937 | 3785.2273 | 3743.0737 | 3642.4895 | 3538.2996 | 0 | -1080.5968
2030-07-24 | 12 | 153.4624 | 153.4624 | 0 | 0 | 0 | 3777.1387 | 3625.937 | 3785.2273 | 3743.0737 | 3642.4895 | 3538.2996 | 0 | -1080.5968
2030-07-24 | 13 | 153.4624 | 153.4624 | 0 | 133.2642 | 104.6241 | 3777.1387 | 2012.7583 | 2439.5012 | 3743.0737 | 3642.4895 | 3538.2996 | 0 | -1080.5968
2030-07-24 | 14 | 306.9248 | 154.8762 | 0 | 155.9688 | 133.2642 | 3777.1387 | 396.5621 | 1334.842 | 3743.0737 | 3642.4895 | 3538.2996 | 0 | -1080.5968
2030-07-24 | 15 | 153.4624 | 153.4624 | 0 | 112.9288 | 66.6321 | 3777.1387 | 1969.8103 | 591.3653 | 1278.3844 | 3642.4895 | 3538.2996 | 0 | -1080.5968
2030-07-24 | 16 | 153.4624 | 153.4624 | 0 | 27.2843 | 0 | 3777.1387 | 2727.3557 | -354.2245 | 215.1266 | 3642.4895 | 3538.2996 | 0 | -1080.5968
2030-07-24 | 17 | 153.4624 | 153.4624 | 0 | 0 | 0 | 3777.1387 | 2468.6384 | -1105.066 | 4.53e-05 | 1989.6694 | 3538.2996 | 0 | -1080.5968
2030-07-24 | 18 | 153.4624 | 153.4624 | 0 | 0 | 0 | 3777.1387 | 1812.9685 | -1332.98 | 4.53e-05 | -4.53e-06 | 3538.2996 | 0 | -1080.5968
2030-07-24 | 19 | 153.4624 | 153.4624 | 0 | 0 | 0 | 3777.1387 | 2499.4617 | -1560.366 | 4.53e-05 | 0.00097203 | 3538.2996 | 0 | -1080.5968
2030-07-24 | 20 | 153.4624 | 153.4624 | 0 | 0 | 0 | 3777.1387 | 3625.937 | -2621.3672 | 583.6717 | 3642.4895 | 3538.2996 | 0 | -1080.5968
2030-07-24 | 21 | 153.4624 | 153.4624 | 0 | 0 | 0 | 3777.1387 | 3625.937 | -2120.1572 | 1871.537 | 1821.2448 | 3538.2996 | 0 | -1080.5968
2030-07-24 | 22 | 153.4624 | 153.4624 | 0 | 0 | 0 | 3777.1387 | 3625.937 | -1290.8873 | 2714.9497 | 1766.7891 | 3538.2996 | 0 | -1080.5968
2030-07-24 | 23 | 153.4624 | 153.4624 | 646.4664 | 0 | 0 | 3777.1387 | 3625.937 | -920.7617 | 1871.5369 | 1800.7406 | 3538.2996 | 0 | -1080.5968
2030-07-24 | 24 | 153.4624 | 153.4624 | 0 | 0 | 0 | 3777.1387 | 3225.5247 | -464.8507 | 2206.9609 | 1821.2448 | 3538.2996 | 0 | -1080.5968
2030-07-25 | 1 | 153.4624 | 153.4624 | 0 | 0 | 0 | 3484.1047 | 3625.937 | -1241.6271 | 3743.0737 | 437.9506 | 3538.2996 | 0 | -1080.5968
2030-07-25 | 2 | 153.4624 | 153.4624 | 0 | 0 | 0 | 3777.1387 | 3625.937 | -884.2155 | 3743.0737 | 3642.4895 | 3538.2996 | 0 | -1080.5968
2030-07-25 | 3 | 153.4624 | 153.4624 | 0 | 0 | 0 | 3777.1387 | 3625.937 | 2079.2422 | 3743.0737 | 3642.4895 | 3538.2996 | 0 | -1080.5968
2030-07-25 | 4 | 153.4624 | 153.4624 | 0 | 0 | 0 | 3777.1387 | 3625.937 | 3785.2273 | 3743.0737 | 3642.4895 | 3538.2996 | 0 | -1080.5968
2030-07-25 | 5 | 153.4624 | 153.4624 | 0 | 0 | 0 | 3777.1387 | 3625.937 | 3463.6589 | 3743.0737 | 3642.4895 | 3538.2996 | 0 | -1080.5968
2030-07-25 | 6 | 153.4624 | 153.4624 | 0 | 0 | 0 | 3777.1387 | 3625.937 | 2097.8894 | 3743.0737 | 3642.4895 | 3538.2996 | 0 | -1080.5968
2030-07-25 | 7 | 153.4624 | 153.4624 | 0 | 0 | 0 | 3777.1387 | 3625.937 | 3785.2273 | 3743.0737 | 3642.4895 | 3538.3005 | 0 | -1080.5968
2030-07-25 | 8 | 153.4624 | 153.4624 | 0 | 0 | 0 | 3777.1387 | 3625.937 | 3785.2273 | 3743.0737 | 3642.4895 | 3538.2996 | 0 | -1080.5968
2030-07-25 | 9 | 153.4624 | 153.4624 | 646.4664 | 0 | 0 | 3777.1387 | 3625.937 | 3785.2273 | 3743.0737 | 3642.4895 | 3538.2996 | 647.0283 | 1080.5968
2030-07-25 | 10 | 153.4624 | 153.4624 | 0 | 0 | 0 | 3777.1387 | 3625.937 | 3785.2273 | 3743.0737 | 3642.4895 | 3538.2996 | 0 | -1080.5968
2030-07-25 | 11 | 153.4624 | 153.4624 | 0 | 0 | 0 | 3777.1387 | 3625.937 | 2544.894 | 3743.0737 | 3642.4895 | 3538.2996 | 0 | -1080.5968
2030-07-25 | 12 | 153.4624 | 153.4624 | 0 | 66.6321 | 66.6321 | 3777.1387 | 3625.937 | -0.0010045 | 3743.0737 | 3642.4895 | 3538.2996 | 0 | -1080.5968
2030-07-25 | 13 | 153.4624 | 153.4624 | 323.2332 | 66.6321 | 122.9452 | 3777.1387 | 3625.937 | -2.7895e-05 | 3743.0737 | 3642.4895 | 3538.2996 | 0 | -4.53e-06
2030-07-25 | 14 | 153.4624 | 153.4624 | 211.5944 | 0 | 0 | 3777.1387 | 3625.937 | -1193.7299 | 3743.0737 | 3642.4895 | 3538.2996 | 0 | -4.53e-06
2030-07-25 | 15 | 153.4624 | 153.4624 | 484.8498 | 0 | 0 | 3777.1387 | 3625.937 | -1656.413 | 3743.0737 | 3642.4895 | 3538.2996 | 0 | -4.53e-06
2030-07-25 | 16 | 153.4624 | 153.4624 | 160.065 | 0 | 0 | 3777.1387 | 3625.937 | -2003.4142 | 2635.1235 | 3642.4895 | 3538.2996 | 0 | -4.53e-06
2030-07-25 | 17 | 153.4624 | 153.4624 | 254.7255 | 0 | 0 | 3777.1387 | 3625.937 | -1936.8105 | 463.6073 | 2565.7043 | 3538.2996 | 0 | -4.53e-06
2030-07-25 | 18 | 153.4624 | 153.4624 | 0 | 0 | 0 | 3777.1387 | 3625.937 | -1422.2577 | 462.0591 | 1821.2448 | 3538.2996 | 0 | -1080.5968
2030-07-25 | 19 | 153.4624 | 153.4624 | 0 | 0 | 0 | 3777.1387 | 3625.937 | -2486.3708 | 824.9892 | 3642.4895 | 3538.2996 | 0 | -1080.5968
2030-07-25 | 20 | 153.4624 | 153.4624 | 0 | 0 | 0 | 3777.1387 | 3625.937 | -1636.7731 | 2978.6733 | 3642.4895 | 3538.2996 | 0 | -1080.5968
2030-07-25 | 21 | 270.2867 | 153.4624 | 0 | 199.8963 | 199.8963 | 3777.1387 | 3625.937 | -2.7895e-05 | 2269.646 | 1136.4838 | 3538.2996 | 0 | -1080.5968
2030-07-25 | 22 | 153.4624 | 244.2143 | 0 | 199.8963 | 199.8963 | 3777.1387 | 3625.937 | 794.3247 | 3378.8147 | -4.53e-06 | 3538.2996 | 0 | -1080.5968
2030-07-25 | 23 | 153.4624 | 162.2513 | 0 | 199.8963 | 199.8963 | 3777.1387 | 3625.937 | 290.2548 | 1177.8749 | 1503.1907 | 3538.2996 | 0 | -1080.5968
2030-07-25 | 24 | 153.4624 | 234.5991 | 0 | 199.8963 | 199.8963 | 3713.3086 | 3625.937 | 21.8971 | 1746.8779 | 3642.4895 | 3538.2996 | 0 | -1080.5968
2030-07-26 | 1 | 153.4624 | 153.4624 | 0 | 133.2642 | 180.2074 | 3683.8491 | 3625.937 | 1211.036 | 3743.0737 | 3642.4895 | 3538.2996 | 0 | -1080.5968
2030-07-26 | 2 | 153.4624 | 153.4624 | 0 | 0 | 0 | 3473.79 | 3625.937 | 3501.7856 | 3743.0737 | 3642.4895 | 3538.2996 | 0 | -1080.5968
2030-07-26 | 3 | 153.4624 | 153.4624 | 0 | 76.4927 | 133.2642 | 3777.1387 | 3625.937 | 442.7445 | 3743.0737 | 3642.4895 | 3538.2996 | 0 | -1080.5968
2030-07-26 | 4 | 153.4624 | 153.4624 | 0 | 0 | 0 | 3777.1387 | 3625.937 | -1388.5887 | 3743.0737 | 3642.4895 | 3538.2996 | 0 | -1080.5968
2030-07-26 | 5 | 153.4624 | 153.4624 | 0 | 0 | 0 | 3777.1387 | 3625.937 | -2762.3511 | 3743.0737 | 3642.4895 | 3538.2996 | 0 | -1080.5968
2030-07-26 | 6 | 153.4624 | 153.4624 | 0 | 0 | 0 | 3777.1387 | 3625.937 | -2675.656 | 3743.0737 | 3642.4895 | 3538.2996 | 0 | -1080.5968
2030-07-26 | 7 | 153.4624 | 153.4624 | 0 | 0 | 0 | 3777.1387 | 3625.937 | -2805.8679 | 3743.0737 | 3642.4895 | 3538.2996 | 0 | -1080.5968
2030-07-26 | 8 | 153.4624 | 153.4624 | 0 | 0 | 0 | 3777.1387 | 3625.937 | -2515.3455 | 3743.0737 | 3642.4895 | 3538.2996 | 0 | -1080.5968
2030-07-26 | 9 | 153.4624 | 153.4624 | 0 | 0 | 0 | 3777.1387 | 3625.937 | -2051.9141 | 68.0679 | 3642.4895 | 3538.2996 | 323.5141 | -1080.5968
2030-07-26 | 10 | 153.4624 | 153.4624 | 0 | 0 | 0 | 3777.1387 | 3625.937 | -974.203 | 4.53e-05 | 3642.4895 | 3538.2996 | 485.2712 | -1080.5968
2030-07-26 | 11 | 153.4624 | 153.4624 | 0 | 0 | 0 | 3777.1387 | 3625.937 | -57.8042 | 4.53e-05 | 500.0576 | 3538.2996 | 0 | -1080.5968
2030-07-26 | 12 | 153.4624 | 153.4624 | 0 | 66.6321 | 66.6321 | 3777.1387 | 3625.937 | -695.2821 | 526.6809 | 1821.2448 | 3538.2996 | 0 | -1080.5968
2030-07-26 | 13 | 153.4624 | 153.4624 | 0 | 0 | 0 | 3777.1387 | 3625.937 | -1133.7787 | 4.53e-05 | 750.678 | 3538.2996 | 0 | -1080.5968
2030-07-26 | 14 | 153.4624 | 153.4624 | 0 | 199.8963 | 199.8963 | 3777.1387 | 3625.937 | -1651.1759 | 4.53e-05 | 527.7667 | 3538.2996 | 0 | -1080.5968
2030-07-26 | 15 | 153.4624 | 153.4624 | 0 | 199.8963 | 199.8963 | 3777.1387 | 3625.937 | -1253.4904 | 4.53e-05 | -4.53e-06 | 3538.2996 | 0 | -1080.5968
2030-07-26 | 16 | 153.4624 | 153.4624 | 425.9516 | 199.8963 | 199.8963 | 2780.9924 | 1812.9685 | -368.9934 | 645.4866 | -1821.2448 | 3538.2996 | 0 | -1080.5968
2030-07-26 | 17 | 216.9424 | 153.4624 | 357.3383 | 199.8963 | 199.8963 | 2522.6094 | 215.9527 | 289.4268 | 1182.1097 | -2532.2874 | 3538.2996 | 0 | -1080.5968
2030-07-26 | 18 | 153.4624 | 153.4624 | 646.4664 | 66.6321 | 66.6321 | 1888.5693 | 213.9523 | -700.3516 | -683.5309 | -815.0343 | 2999.314 | 0 | -1080.5968
2030-07-26 | 19 | 153.4624 | 153.4624 | 646.4664 | 66.6321 | 91.5546 | 3246.8284 | 215.9525 | -1115.3219 | -1930.6689 | -4.53e-06 | 3538.2996 | 0 | -1080.5968
2030-07-26 | 20 | 153.4624 | 153.4624 | 646.4664 | 66.6321 | 66.6321 | 3777.1387 | 1378.382 | -1360.408 | -3743.0737 | 750.3121 | 3538.2996 | 0 | -1080.5968
2030-07-26 | 21 | 153.4624 | 153.4624 | 0 | 133.2642 | 133.2642 | 3777.1387 | 1519.9938 | -387.947 | -1448.9067 | -4.53e-06 | 3538.2996 | 0 | -1080.5968
2030-07-26 | 22 | 153.4624 | 153.4624 | 0 | 198.9419 | 199.8963 | 3777.1387 | 3625.937 | -2.7895e-05 | -2290.4514 | 24.1287 | 3538.2996 | 0 | -1080.5968
2030-07-26 | 23 | 153.4624 | 153.4624 | 0 | 133.2642 | 133.2642 | 3777.1387 | 2064.6021 | -2.7895e-05 | -1752.9799 | -4.53e-06 | 3538.2996 | 0 | -1080.5968
2030-07-26 | 24 | 153.4624 | 153.4624 | 0 | 6.0227 | 66.6321 | 3777.1387 | 2955.0693 | 197.5535 | -1853.6394 | -4.53e-06 | 3538.2996 | 0 | -1080.5968
2030-07-27 | 1 | 153.4624 | 153.4624 | 0 | 0 | 0 | 3777.1387 | 3349.303 | -2.7895e-05 | -2253.2527 | 595.9849 | 3538.2996 | 0 | -1080.5968
2030-07-27 | 2 | 153.4624 | 153.4624 | 0 | 0 | 0 | 3777.1387 | 3625.937 | -2.7895e-05 | -2021.2344 | 320.9385 | 3538.2996 | 0 | -1080.5968
2030-07-27 | 3 | 153.4624 | 153.4624 | 0 | 0 | 0 | 3777.1387 | 3625.937 | -86.4971 | -1432.5979 | -0.00098109 | 3538.2996 | 0 | -1080.5968
2030-07-27 | 4 | 153.4624 | 153.4624 | 0 | 0 | 0 | 3777.1387 | 3625.937 | -104.147 | -2059.9385 | -4.53e-06 | 3538.2996 | 0 | -1080.5968
2030-07-27 | 5 | 153.4624 | 153.4624 | 0 | 0 | 0 | 3777.1387 | 3625.937 | -768.5687 | 4.53e-05 | 1810.3816 | 3538.2996 | 0 | -1080.5968
2030-07-27 | 6 | 153.4624 | 153.4624 | 0 | 0 | 0 | 3777.1387 | 3625.937 | -643.4601 | 4.53e-05 | 576.1466 | 3538.2996 | 0 | -1080.5968
2030-07-27 | 7 | 153.4624 | 153.4624 | 0 | 0 | 0 | 3777.1387 | 1130.257 | -154.715 | -1589.3955 | -4.53e-06 | 3538.2996 | 0 | -1080.5968
2030-07-27 | 8 | 153.4624 | 153.4624 | 0 | 0 | 0 | 3777.1387 | 992.8088 | -464.6674 | -2684.999 | 1168.2809 | 3538.2996 | 0 | -1080.5968
2030-07-27 | 9 | 153.4624 | 153.4624 | 646.4664 | 0 | 0 | 3777.1387 | 1812.9685 | -11.8443 | -673.3439 | 1821.2448 | 3538.2996 | 647.0283 | -1080.5968
2030-07-27 | 10 | 153.4624 | 153.4624 | 0 | 0 | 0 | 3777.1387 | 1200.0627 | -332.0365 | 1871.537 | 3642.4895 | 3538.2996 | 0 | -1080.5968
2030-07-27 | 11 | 306.9248 | 306.9248 | 0 | 133.2642 | 133.2642 | 3777.1387 | 2521.7275 | -500.8293 | 1458.5909 | 2097.8081 | 3538.2996 | 196.8007 | -1080.5968
2030-07-27 | 12 | 460.3872 | 460.3872 | 0 | 133.2642 | 133.2642 | 3777.1387 | 3625.937 | -33.1385 | 4.53e-05 | 524.4324 | 3538.2996 | 311.0263 | -1080.5968
2030-07-27 | 13 | 460.3872 | 460.3872 | 0 | 72.6521 | 66.6321 | 3777.1387 | 3625.937 | -73.5749 | 4.53e-05 | -4.53e-06 | 3538.2996 | 0 | -1080.5968
2030-07-27 | 14 | 460.3872 | 460.3872 | 484.8498 | 199.8963 | 199.8963 | 3777.1387 | 1812.9685 | -544.6211 | -1068.8796 | -4.53e-06 | 3538.2996 | 0 | -1080.5968
2030-07-27 | 15 | 460.3872 | 460.3872 | 484.8498 | 199.8963 | 199.8963 | 3303.8489 | 215.9529 | -946.3818 | 4.53e-05 | 47.5812 | 3538.2996 | 0 | -1080.5968
2030-07-27 | 16 | 460.3872 | 460.3872 | 525.5187 | 199.8963 | 199.8963 | 2924.4358 | 215.9533 | -1256.1107 | 4.53e-05 | 395.188 | 3538.2996 | 0 | -1080.5968
2030-07-27 | 17 | 460.3872 | 460.3872 | 500.2328 | 199.8963 | 199.8963 | 1927.1749 | 215.9533 | -1757.9268 | 475.2117 | 1821.2448 | 3538.2996 | 0 | -1080.5968
2030-07-27 | 18 | 460.3872 | 330.7655 | 646.4664 | 138.5498 | 133.2642 | 2125.8555 | 215.9523 | -1631.8309 | 4.53e-05 | 1821.2448 | 3538.2996 | 0 | -1080.5968
2030-07-27 | 19 | 153.4624 | 153.4624 | 323.2332 | 66.6321 | 77.516 | 2474.697 | 579.8752 | -1892.6136 | 4.53e-05 | 1478.5341 | 3538.2996 | 0 | -1080.5968
2030-07-27 | 20 | 159.8392 | 153.4624 | 0 | 149.6346 | 133.2642 | 3777.1387 | 459.8593 | -1256.4205 | -0.0010533 | 550.4669 | 3538.2996 | 0 | -1080.5968
2030-07-27 | 21 | 460.3872 | 449.6613 | 0 | 199.8963 | 199.8963 | 3777.1387 | 1478.1948 | -1397.3007 | 4.53e-05 | 489.7454 | 3538.2996 | 0 | -1080.5968
2030-07-27 | 22 | 460.3872 | 460.3872 | 0 | 199.8963 | 199.8963 | 3777.1387 | 2591.8264 | -1840.9652 | 4.53e-05 | 1642.2745 | 3538.2996 | 0 | -1080.5968
2030-07-27 | 23 | 306.9248 | 455.2019 | 190.4975 | 66.6321 | 96.5939 | 3777.1387 | 1812.9685 | -1892.6136 | -1460.6799 | 1764.3615 | 3538.2996 | 0 | -1080.5968
2030-07-27 | 24 | 153.4624 | 153.4624 | 0 | 0 | 0 | 3777.1387 | 427.774 | -1107.5894 | 4.53e-05 | -4.53e-06 | 3538.2996 | 483.1104 | -1080.5968
2030-07-28 | 1 | 153.4624 | 153.4624 | 0 | 0 | 0 | 3777.1387 | 215.9522 | -854.3817 | -922.7412 | -4.53e-06 | 3538.2996 | 0 | -1080.5968
2030-07-28 | 2 | 153.4624 | 153.4624 | 646.4664 | 0 | 0 | 3777.1387 | 552.1705 | -313.3506 | -1871.5391 | -4.53e-06 | 3538.2996 | 0 | -1080.5968
2030-07-28 | 3 | 153.4624 | 153.4624 | 646.4664 | 0 | 0 | 3777.1387 | 359.0139 | 404.3954 | -1872.4836 | -4.53e-06 | 3538.2996 | 0 | -1080.5968
2030-07-28 | 4 | 153.4624 | 153.4624 | 0 | 0 | 0 | 3777.1387 | 230.9858 | 882.3183 | 4.53e-05 | 1711.7727 | 3538.2996 | 0 | -1080.5968
2030-07-28 | 5 | 153.4624 | 153.4624 | 2.8529 | 133.2642 | 135.256 | 3777.1387 | 228.8467 | 1361.3687 | 4.53e-05 | 1821.2448 | 3425.6721 | 0 | -1080.5968
2030-07-28 | 6 | 153.4624 | 153.4624 | 0 | 199.8963 | 199.8963 | 3777.1387 | 228.846 | 1885.8845 | 4.53e-05 | 1821.2448 | 3353.0061 | 0 | -1080.5968
2030-07-28 | 7 | 153.4624 | 153.4624 | 238.5874 | 266.4163 | 266.4163 | 3523.1387 | 213.9523 | 885.0895 | -392.1291 | 3395.5862 | 3538.2996 | 0 | -1080.5968
2030-07-28 | 8 | 153.4624 | 153.4624 | 511.0402 | 266.4163 | 266.4163 | 3777.1387 | 215.9517 | 1649.3424 | 1871.5369 | 1821.2448 | 3538.2996 | 0 | -1080.5968
2030-07-28 | 9 | 153.4624 | 153.4624 | 229.3054 | 266.4163 | 266.4163 | 3777.1387 | 215.9517 | 1775.4652 | 1871.5369 | 1821.2448 | 3538.2996 | 0 | -1080.5968
2030-07-28 | 10 | 153.4624 | 153.4624 | 0 | 71.1127 | 66.6321 | 3777.1387 | 215.953 | 979.3439 | 4.53e-05 | 3642.4895 | 3538.2996 | 0 | -1080.5968
2030-07-28 | 11 | 153.4624 | 153.4624 | 0 | 17.3299 | 0 | 3777.1387 | 215.9524 | 303.8498 | 372.693 | 3616.9221 | 3538.2996 | 118.122 | -1080.5968
2030-07-28 | 12 | 153.4624 | 153.4624 | 0 | 0 | 0 | 3777.1387 | 215.9519 | 452.3407 | 4.53e-05 | 3534.0078 | 3538.2996 | 0 | -1080.5968
2030-07-28 | 13 | 153.4624 | 153.4624 | 0 | 0 | 0 | 3777.1387 | 1983.699 | -350.8184 | 0.0010219 | 3642.4895 | 3538.2996 | 0 | -1080.5968
2030-07-28 | 14 | 153.4624 | 153.4624 | 646.4664 | 0 | 0 | 1888.5693 | 3625.937 | -860.8303 | -68.571 | 1821.2448 | 3538.2996 | 0 | -1080.5968
2030-07-28 | 15 | 153.4624 | 153.4624 | 646.4664 | 0 | 0 | 1888.5693 | 936.9046 | -1320.1848 | 170.7168 | 1821.2448 | 3538.2996 | 25.838 | -1080.5968
2030-07-28 | 16 | 153.4624 | 153.4624 | 646.4664 | 66.6321 | 66.6321 | 1888.5693 | 168.9817 | -1331.7206 | 441.8132 | 1821.2448 | 3538.2996 | 61.424 | -1080.5968
2030-07-28 | 17 | 153.4624 | 153.4624 | 646.4664 | 133.2642 | 84.5762 | 1888.5693 | 1299.7853 | -1400.0323 | 535.0594 | 1821.2448 | 3538.2996 | 84.4579 | -1080.5968
2030-07-28 | 18 | 153.4624 | 153.4624 | 646.4664 | 133.2642 | 75.9097 | 1888.5693 | 901.963 | -1343.5288 | 725.8685 | 1821.2448 | 3538.2996 | 26.9142 | -1080.5968
2030-07-28 | 19 | 153.4624 | 153.4624 | 646.4664 | 0 | 0 | 1888.5693 | 1812.9685 | -1514.4156 | 445.5022 | 1821.2448 | 3538.2996 | 0 | -1080.5968
2030-07-28 | 20 | 153.4624 | 153.4624 | 0 | 0 | 0 | 3777.1387 | 3358.6448 | -1732.2736 | -809.0937 | 1821.2448 | 3538.2996 | 0 | -1080.5968
2030-07-28 | 21 | 153.4624 | 153.4624 | 0 | 0 | 0 | 3777.1387 | 3625.937 | -1426.5875 | 4.53e-05 | 2114.376 | 3538.2996 | 0 | -1080.5968
2030-07-28 | 22 | 153.4624 | 153.4624 | 0 | 0 | 0 | 3777.1387 | 3625.937 | -589.9615 | 4.53e-05 | 429.6165 | 3538.2996 | 0 | -1080.5968
2030-07-28 | 23 | 153.4624 | 153.4624 | 0 | 0 | 0 | 3777.1387 | 2571.8503 | -489.0594 | -196.7733 | 1073.9467 | 3538.2996 | 0 | -1080.5968
2030-07-28 | 24 | 153.4624 | 153.4624 | 502.7919 | 0 | 0 | 3777.1387 | 2871.9307 | 67.4295 | 1871.5369 | 3062.3081 | 3538.2996 | 647.0283 | -1080.5968
2030-07-29 | 1 | 153.4624 | 153.4624 | 505.5553 | 133.2642 | 133.2642 | 3388.3596 | 215.9522 | 706.6971 | 1871.5369 | 746.5385 | 3538.2996 | 0 | -1080.5968
2030-07-29 | 2 | 306.9248 | 371.2238 | 0 | 0 | 0 | 3777.1387 | 2162.7058 | 536.287 | 196.8183 | 1858.885 | 3538.2996 | 0 | -1080.5968
2030-07-29 | 3 | 460.3872 | 460.3872 | 0 | 140.5622 | 199.8963 | 3777.1387 | 3027.4192 | 3045.9922 | 1073.7574 | 3642.4895 | 3538.2996 | 0 | -1080.5968
2030-07-29 | 4 | 383.44 | 460.3872 | 0 | 199.8963 | 199.8963 | 3777.1387 | 3398.7307 | 3785.2273 | 3369.2812 | 3642.4895 | 3538.2996 | 0 | -1080.5968
2030-07-29 | 5 | 153.4624 | 153.4624 | 0 | 266.4163 | 266.4163 | 3777.1387 | 3625.937 | 3785.2273 | 3743.0737 | 3642.4895 | 3538.2996 | 0 | -1080.5968
2030-07-29 | 6 | 153.4624 | 153.4624 | 0 | 266.4163 | 266.4163 | 3777.1387 | 3625.937 | 3785.2273 | 3743.0737 | 3642.4895 | 3538.2996 | 0 | -1080.5968
2030-07-29 | 7 | 460.3872 | 317.0537 | 0 | 133.2642 | 133.2642 | 3777.1387 | 3274.5149 | 3785.2273 | 3743.0737 | 3642.4895 | 3538.2996 | 0 | -1080.5968
2030-07-29 | 8 | 445.197 | 306.9248 | 0 | 133.2642 | 110.9809 | 3777.1387 | 3625.937 | 3785.2273 | 3743.0737 | 3642.4895 | 3538.2996 | 0 | -1080.5968
2030-07-29 | 9 | 460.3872 | 460.3872 | 0 | 199.8963 | 199.8963 | 3777.1387 | 3625.937 | 3785.2273 | 2853.1338 | 3642.4895 | 3538.2996 | 0 | -1080.5968
2030-07-29 | 10 | 460.3872 | 460.3872 | 0 | 266.4163 | 266.4163 | 3777.1387 | 2186.4075 | 3473.1257 | 1682.9152 | 3642.4895 | 3538.2996 | 0 | -1080.5968
2030-07-29 | 11 | 460.3872 | 460.3872 | 0 | 266.4163 | 266.4163 | 3777.1387 | 402.3004 | 3785.2273 | 3623.0532 | 1831.7456 | 3538.2996 | 0 | -1080.5968
2030-07-29 | 12 | 460.3872 | 460.3872 | 0 | 266.4163 | 266.4163 | 3777.1387 | 1872.1439 | 3650.6865 | 3743.0737 | 854.4469 | 3538.2996 | 0 | -1080.5968
2030-07-29 | 13 | 460.3872 | 460.3872 | 0 | 266.4163 | 231.7609 | 3777.1387 | 3625.937 | 2185.2874 | 2117.4465 | 1183.1245 | 3538.2996 | 0 | -1080.5968
2030-07-29 | 14 | 306.9248 | 262.6056 | 0 | 153.0329 | 133.2642 | 3777.1387 | 3625.937 | -42.2745 | 1871.5369 | 2705.0383 | 3538.2996 | 0 | -1080.5968
2030-07-29 | 15 | 460.3872 | 396.7521 | 0 | 133.2642 | 133.2642 | 3777.1387 | 3625.937 | -761.8965 | 1871.5369 | 3589.1917 | 3538.2996 | 0 | -1080.5968
2030-07-29 | 16 | 460.3872 | 460.3872 | 130.2648 | 133.2642 | 148.2963 | 3777.1387 | 3625.937 | -946.6268 | 2123.9006 | 3642.4895 | 3538.2996 | 0 | -1080.5968
2030-07-29 | 17 | 153.4624 | 279.6446 | 18.1409 | 133.2642 | 133.2642 | 3777.1387 | 3625.937 | 1892.6136 | 3743.0737 | 1821.2448 | 3538.2996 | 0 | -1080.5968
2030-07-29 | 18 | 153.4624 | 153.4624 | 0 | 0 | 59.7512 | 3777.1387 | 3625.937 | -288.8858 | 3743.0737 | 3452.655 | 3538.2996 | 0 | -1080.5968
2030-07-29 | 19 | 153.4624 | 153.4624 | 0 | 0 | 0 | 3777.1387 | 3625.937 | 49.1975 | 3245.249 | 3642.4895 | 3538.2996 | 0 | -1080.5968
2030-07-29 | 20 | 153.4624 | 153.4624 | 0 | 0 | 0 | 3777.1387 | 3625.937 | 146.0475 | 3743.0737 | 3642.4895 | 3538.2996 | 0 | -1080.5968
2030-07-29 | 21 | 153.4624 | 153.4624 | 0 | 193.2047 | 133.2642 | 3777.1387 | 3625.937 | -2.7895e-05 | 3743.0737 | 3642.4895 | 3538.2996 | 0 | -1080.5968
2030-07-29 | 22 | 153.4624 | 153.4624 | 0 | 199.8963 | 199.8963 | 3777.1387 | 3625.937 | 0.0010707 | 3743.0737 | 1821.2448 | 3538.2996 | 0 | -1080.5968
2030-07-29 | 23 | 261.1152 | 153.4624 | 0 | 155.0155 | 199.8963 | 3777.1387 | 3625.937 | -1085.0824 | 1953.801 | 1821.2448 | 3538.2996 | 431.6582 | -1080.5968
2030-07-29 | 24 | 306.9248 | 154.7103 | 0 | 133.2642 | 133.2642 | 3777.1387 | 1425.1395 | -2.7895e-05 | 2092.8032 | -4.53e-06 | 3538.2996 | 485.2712 | -1080.5968
2030-07-30 | 1 | 460.3872 | 460.3872 | 0 | 134.1912 | 199.8963 | 3777.1387 | 604.7983 | 286.9765 | 1871.5369 | 1342.2666 | 2727.3525 | 0 | -1080.5968
2030-07-30 | 2 | 460.3872 | 460.3872 | 0 | 266.4163 | 254.3877 | 3777.1387 | 1038.0181 | 346.6133 | 3743.0737 | 3199.9722 | 3460.7073 | 0 | -1080.5968
2030-07-30 | 3 | 153.4624 | 153.4624 | 0 | 66.6321 | 66.6321 | 3777.1387 | 3625.937 | 3785.2273 | 3743.0737 | 3642.4895 | 3538.2996 | 0 | -1080.5968
2030-07-30 | 4 | 153.4624 | 153.4624 | 0 | 0 | 0 | 3777.1387 | 3625.937 | 3785.2273 | 3743.0737 | 3642.4895 | 3538.2996 | 0 | -1080.5968
2030-07-30 | 5 | 153.4624 | 153.4624 | 0 | 133.2642 | 133.2642 | 3777.1387 | 3625.937 | 3785.2273 | 3743.0737 | 3642.4895 | 3538.2996 | 0 | -1080.5968
2030-07-30 | 6 | 153.4624 | 153.4624 | 0 | 133.2642 | 133.2642 | 3777.1387 | 3625.937 | 3785.2273 | 3743.0737 | 3642.4895 | 3538.2996 | 0 | -1080.5968
2030-07-30 | 7 | 153.4624 | 153.4624 | 0 | 0 | 0 | 3777.1387 | 3625.937 | 3785.2273 | 3743.0737 | 3642.4895 | 3538.2996 | 0 | -540.2984
2030-07-30 | 8 | 153.4624 | 153.4624 | 0 | 0 | 0 | 3777.1387 | 3625.937 | 3785.2273 | 3743.0737 | 3642.4895 | 3538.2996 | 0 | -1080.5968
2030-07-30 | 9 | 153.4624 | 153.4624 | 0 | 133.2642 | 133.2642 | 3777.1387 | 3625.937 | 3785.2273 | 3743.0737 | 3642.4895 | 3538.2996 | 0 | -1080.5968
2030-07-30 | 10 | 153.4624 | 153.4624 | 0 | 199.8963 | 198.2249 | 3777.1387 | 3625.937 | 3785.2273 | 3743.0737 | 3642.4895 | 3538.2996 | 0 | -1080.5968
2030-07-30 | 11 | 153.4624 | 153.4624 | 0 | 199.8963 | 199.8963 | 3777.1387 | 3625.937 | 3785.2273 | 3743.0737 | 3642.4895 | 3538.2996 | 0 | -1080.5968
2030-07-30 | 12 | 460.3872 | 460.3872 | 0 | 260.2815 | 266.4163 | 3777.1387 | 3625.937 | 3785.2273 | 3743.0737 | 3642.4895 | 3538.2996 | 0 | -1080.5968
2030-07-30 | 13 | 460.3872 | 460.3872 | 646.4664 | 266.4163 | 266.4163 | 3777.1387 | 3625.937 | 3517.9487 | 3743.0737 | 3642.4895 | 3538.2996 | 0 | -1080.5968
2030-07-30 | 14 | 430.4515 | 460.3872 | 0 | 133.2642 | 133.2642 | 3777.1387 | 3625.937 | 3785.2273 | 3743.0737 | 3642.4895 | 3538.2996 | 0 | -1080.5968
2030-07-30 | 15 | 306.9248 | 446.7278 | 0 | 0 | 0 | 3777.1387 | 3625.937 | 3785.2273 | 3743.0737 | 3642.4895 | 3538.2996 | 0 | -1080.5968
2030-07-30 | 16 | 153.4624 | 153.4624 | 646.4664 | 0 | 0 | 3777.1387 | 3625.937 | 3785.2273 | 3743.0737 | 3642.4895 | 3538.2996 | 647.0283 | 1080.5968
2030-07-30 | 17 | 153.4624 | 250.4506 | 646.4664 | 0 | 0 | 3777.1387 | 3625.937 | 3785.2273 | 3743.0737 | 3642.4895 | 3538.2996 | 647.0283 | 1080.5968
2030-07-30 | 18 | 153.4624 | 153.4624 | 646.4664 | 199.7842 | 233.7866 | 3777.1387 | 3625.937 | 3785.2273 | 3743.0737 | 3642.4895 | 3538.2996 | 647.0283 | 1080.5968
2030-07-30 | 19 | 153.4624 | 153.4624 | 646.4664 | 199.7842 | 199.7842 | 3777.1387 | 3625.937 | 3785.2273 | 3743.0737 | 3642.4895 | 3538.2996 | 647.0283 | 1080.5968
2030-07-30 | 20 | 122.1126 | 0 | 0 | 199.8963 | 199.8963 | 3777.1387 | 3625.937 | 3785.2273 | 3743.0737 | 3642.4895 | 3538.2996 | 0 | -1080.5968
2030-07-30 | 21 | 153.4624 | 153.4624 | 0 | 266.4163 | 266.4163 | 3777.1387 | 3625.937 | 3785.2273 | 3743.0737 | 3642.4895 | 3538.2996 | 0 | -1080.5968
2030-07-30 | 22 | 336.4406 | 460.3872 | 0 | 266.4163 | 266.4163 | 3777.1387 | 3625.937 | 3785.2273 | 3743.0737 | 3642.4895 | 3538.2996 | 0 | -1080.5968
2030-07-30 | 23 | 153.4624 | 277.9813 | 0 | 199.8963 | 199.8963 | 3777.1387 | 3625.937 | 3785.2273 | 3743.0737 | 3642.4895 | 3538.2996 | 0 | -1080.5968
2030-07-30 | 24 | 153.4624 | 153.4624 | 0 | 199.8963 | 199.8963 | 3777.1387 | 3625.937 | 3785.2273 | 3743.0737 | 3642.4895 | 3538.2996 | 0 | -1080.5968
2030-07-31 | 1 | 153.4624 | 153.4624 | 0 | 0 | 0 | 3777.1387 | 3625.937 | 3785.2273 | 3743.0737 | 3642.4895 | 3538.2996 | 0 | -1080.5968
2030-07-31 | 2 | 153.4624 | 153.4624 | 0 | 0 | 0 | 3777.1399 | 3625.937 | 3785.2273 | 3743.0737 | 3642.4895 | 3538.2996 | 0 | -1080.5968
2030-07-31 | 3 | 153.4624 | 153.4624 | 0 | 0 | 0 | 3777.1387 | 3625.937 | 3785.2273 | 3743.0737 | 3642.4895 | 3538.2996 | 0 | -1080.5968
2030-07-31 | 4 | 0 | 0 | 484.8498 | 220.508 | 199.7842 | 3777.1387 | 3625.937 | 3785.2273 | 3743.0737 | 3642.4895 | 3538.2996 | 637.7796 | 1080.5968
2030-07-31 | 5 | 153.4624 | 153.4624 | 323.2332 | 0 | 0 | 3777.1377 | 3625.937 | 3785.2273 | 3743.0737 | 3642.4895 | 3538.2996 | 0 | -540.2984
2030-07-31 | 6 | 153.4624 | 153.4624 | 0 | 0 | 0 | 3777.1387 | 3625.937 | 3785.2273 | 3743.0737 | 3642.4895 | 3538.2996 | 0 | -1080.5968
2030-07-31 | 7 | 153.4624 | 153.4624 | 0 | 0 | 0 | 3777.1387 | 3625.937 | 3785.2273 | 3743.0737 | 3642.4895 | 3538.2996 | 0 | -1080.5968
2030-07-31 | 8 | 0 | 0 | 646.4664 | 206.4085 | 266.4163 | 3777.1387 | 3625.937 | 3785.2273 | 3743.0737 | 3642.4895 | 3538.2996 | 647.0283 | 1080.5968
2030-07-31 | 9 | 153.4624 | 153.4624 | 646.4664 | 34.8438 | 66.6321 | 3777.1387 | 3625.937 | 3785.2273 | 3743.0737 | 3642.4895 | 3538.2996 | 647.0283 | -4.53e-06
2030-07-31 | 10 | 153.4624 | 153.4624 | 646.4664 | 143.5332 | 133.2642 | 3777.1387 | 3625.937 | 3785.2273 | 3743.0737 | 3642.4895 | 3538.2996 | 647.0283 | 1080.5968
2030-07-31 | 11 | 153.4624 | 153.4624 | 646.4664 | 120.1016 | 133.2642 | 3777.1387 | 3625.937 | 3785.2273 | 3743.0737 | 3642.4895 | 3538.2996 | 647.0283 | 1080.5968
2030-07-31 | 12 | 0 | 0 | 646.4664 | 133.2642 | 128.5571 | 3777.1387 | 3625.937 | 3785.2273 | 3743.0737 | 3642.4895 | 3538.2996 | 647.0283 | 1080.5968
2030-07-31 | 13 | 153.4624 | 153.4624 | 646.4664 | 171.4118 | 133.1521 | 3777.1377 | 3625.936 | 3785.2273 | 3743.0737 | 3642.4895 | 3538.2996 | 647.0283 | 1080.5968
2030-07-31 | 14 | 153.4624 | 153.4624 | 646.4664 | 199.7842 | 187.2982 | 3777.1387 | 3625.937 | 3785.2273 | 3743.0737 | 3642.4895 | 3538.2996 | 647.0283 | 1080.5968
2030-07-31 | 15 | 153.4624 | 153.4624 | 646.4664 | 133.1521 | 133.3927 | 3777.1387 | 3625.937 | 3785.2273 | 3743.0737 | 3642.4895 | 3538.2996 | 647.0283 | 1080.5968
2030-07-31 | 16 | 153.4624 | 153.4624 | 646.4664 | 266.4163 | 266.4163 | 3777.1387 | 3625.937 | 3785.2273 | 3743.0737 | 3642.4895 | 3538.2996 | 647.0283 | 1080.5968
2030-07-31 | 17 | 153.4624 | 153.4624 | 646.4664 | 266.4163 | 266.4163 | 3777.1387 | 3625.937 | 3785.2273 | 3743.0737 | 3642.4895 | 3538.2996 | 647.0283 | 1080.5968
2030-07-31 | 18 | 153.4624 | 153.4624 | 646.4664 | 251.5274 | 266.4163 | 3777.1387 | 3625.937 | 3785.2273 | 3743.0737 | 3642.4895 | 3538.2996 | 647.0283 | 1080.5968
2030-07-31 | 19 | 0 | 0 | 484.8498 | 157.915 | 199.7842 | 3777.1387 | 3625.937 | 3785.2273 | 3743.0737 | 3642.4895 | 3538.2996 | 0 | -4.53e-06
2030-07-31 | 20 | 0 | 0 | 646.4664 | 133.2642 | 133.2642 | 3777.1387 | 3625.937 | 3785.2273 | 3743.0737 | 3642.4895 | 3538.2996 | 647.0283 | 540.2984
2030-07-31 | 21 | 153.4624 | 153.4624 | 484.8498 | 88.542 | 133.2642 | 3777.1387 | 3625.937 | 3785.2273 | 3743.0737 | 3642.4895 | 3538.2996 | 0 | -1080.5968
2030-07-31 | 22 | 153.4624 | 153.4624 | 0 | 133.2642 | 133.2642 | 3777.1387 | 3625.937 | 3785.2273 | 3743.0737 | 3642.4895 | 3538.2996 | 0 | -1080.5968
2030-07-31 | 23 | 153.4624 | 153.4624 | 646.4664 | 133.2642 | 94.0047 | 3777.1387 | 3625.937 | 3785.2273 | 3743.0737 | 3642.4895 | 3538.2996 | 647.0283 | 1080.5968
2030-07-31 | 24 | 153.4624 | 153.4624 | 0 | 0 | 0 | 3777.1387 | 3625.937 | 3785.2273 | 3743.0737 | 3642.4895 | 3538.2996 | 0 | -540.2984
2030-08-01 | 1 | 153.4624 | 153.4624 | 0 | 0 | 0 | 3777.1387 | 3625.937 | 3785.2273 | 3743.0737 | 3642.4895 | 3538.2996 | 0 | -1080.5968
2030-08-01 | 2 | 153.4624 | 153.4624 | 0 | 0 | 0 | 3777.1387 | 3625.937 | 3785.2273 | 3743.0737 | 3642.4895 | 3538.2996 | 0 | -1080.5968
2030-08-01 | 3 | 153.4624 | 153.4624 | 0 | 0 | 0 | 3777.1387 | 3625.937 | 3785.2273 | 3743.0737 | 3642.4895 | 3538.2996 | 485.2712 | -1080.5968
2030-08-01 | 4 | 153.4624 | 153.4624 | 0 | 0 | 0 | 3777.1387 | 3625.937 | 3785.2273 | 3743.0737 | 3642.4895 | 3538.2996 | 323.5141 | -1080.5968
2030-08-01 | 5 | 153.4624 | 153.4624 | 0 | 0 | 0 | 3777.1387 | 3625.937 | 3785.2273 | 3743.0737 | 3642.4895 | 3538.2996 | 14.6824 | -1080.5968
2030-08-01 | 6 | 153.4624 | 153.4624 | 0 | 0 | 0 | 3777.1387 | 3625.937 | 3785.2273 | 3743.0737 | 3642.4895 | 3538.2996 | 323.5141 | -1080.5968
2030-08-01 | 7 | 153.4624 | 153.4624 | 0 | 0 | 0 | 3777.1387 | 3625.937 | 3785.2273 | 3743.0737 | 3642.4895 | 3538.2996 | 617.8098 | -1080.5968
2030-08-01 | 8 | 153.4624 | 153.4624 | 0 | 0 | 0 | 3777.1387 | 3625.937 | 3785.2273 | 3743.0737 | 3642.4895 | 3538.2996 | 647.0283 | -1080.5968
2030-08-01 | 9 | 153.4624 | 153.4624 | 0 | 0 | 0 | 3777.1387 | 3625.937 | 3006.0212 | 3743.0737 | 3642.4895 | 3538.2996 | 485.2712 | -1080.5968
2030-08-01 | 10 | 153.4624 | 153.4624 | 0 | 0 | 0 | 3777.1387 | 3625.937 | 690.0867 | 3743.0737 | 3642.4895 | 3538.2996 | 323.5141 | -1080.5968
2030-08-01 | 11 | 153.4624 | 153.4624 | 646.4664 | 0 | 0 | 3777.1387 | 3625.937 | 506.7047 | 2410.3518 | 3642.4895 | 3538.2996 | 495.3019 | -1080.5968
2030-08-01 | 12 | 153.4624 | 153.4624 | 0 | 0 | 0 | 3777.1387 | 3625.937 | 1040.8467 | 3743.0737 | 3642.4895 | 3538.2996 | 135.3053 | -1080.5968
2030-08-01 | 13 | 460.3872 | 460.3872 | 0 | 133.2642 | 133.2642 | 3777.1387 | 3625.937 | 1892.6136 | 3743.0737 | 3642.4895 | 3538.2996 | 0 | -1080.5968
2030-08-01 | 14 | 153.4624 | 153.4624 | 134.3601 | 0 | 2.9709 | 3777.1387 | 3625.937 | 2881.6333 | 3743.0737 | 3642.4895 | 3538.2996 | 0 | -1080.5968
2030-08-01 | 15 | 153.4624 | 153.4624 | 219.444 | 0 | 0 | 3777.1387 | 3625.937 | 1892.6136 | 3743.0737 | 3642.4895 | 3538.2996 | 0 | -1080.5968
2030-08-01 | 16 | 153.4624 | 153.4624 | 0 | 0 | 0 | 3777.1387 | 3625.937 | -2.7895e-05 | 3743.0737 | 3642.4895 | 3538.2996 | 0 | -1080.5968
2030-08-01 | 17 | 153.4624 | 153.4624 | 0 | 0 | 0 | 3777.1387 | 3625.937 | -2.7895e-05 | 3743.0737 | 3642.4895 | 3538.2996 | 0 | -1080.5968
2030-08-01 | 18 | 153.4624 | 153.4624 | 0 | 0 | 0 | 3777.1387 | 3625.937 | -2.7895e-05 | 3743.0737 | 3642.4895 | 3538.2996 | 0 | -1080.5968
2030-08-01 | 19 | 153.4624 | 153.4624 | 0 | 0 | 0 | 3777.1387 | 3625.937 | -2473.2603 | 3743.0737 | 3642.4895 | 3538.2996 | 0 | -1080.5968
2030-08-01 | 20 | 153.4624 | 153.4624 | 0 | 0 | 0 | 3777.1387 | 3625.937 | -2461.5112 | 3743.0737 | 3642.4895 | 3538.2996 | 0 | -1080.5968
2030-08-01 | 21 | 153.4624 | 153.4624 | 0 | 0 | 0 | 3777.1387 | 3625.937 | -1545.2279 | 3743.0737 | 3642.4895 | 3538.2996 | 0 | -1080.5968
2030-08-01 | 22 | 153.4624 | 153.4624 | 0 | 0 | 0 | 3777.1387 | 3625.937 | -727.277 | 3743.0737 | 3642.4895 | 3538.2996 | 0 | -1080.5968
2030-08-01 | 23 | 153.4624 | 153.4624 | 0 | 0 | 0 | 3777.1387 | 3625.937 | -142.7771 | 3743.0737 | 3642.4895 | 3538.2996 | 0 | -1080.5968
2030-08-01 | 24 | 153.4624 | 153.4624 | 0 | 0 | 0 | 3777.1387 | 3625.937 | -1564.9808 | 3743.0737 | 3642.4895 | 3538.2996 | 647.0283 | -1080.5968
2030-08-02 | 1 | 153.4624 | 153.4624 | 0 | 0 | 0 | 3777.1387 | 3625.937 | -88.1042 | 3743.0737 | 3642.4895 | 3538.2996 | 647.0283 | -1080.5968
2030-08-02 | 2 | 153.4624 | 153.4624 | 0 | 0 | 0 | 3777.1387 | 3625.937 | 1644.2075 | 3743.0737 | 3642.4895 | 3538.2996 | 0 | -1080.5968
2030-08-02 | 3 | 153.4624 | 153.4624 | 0 | 0 | 0 | 3777.1387 | 3625.937 | 2134.2046 | 3743.0737 | 3642.4895 | 3538.2996 | 0 | -1080.5968
2030-08-02 | 4 | 153.4624 | 153.4624 | 253.0938 | 0 | 0 | 3777.1387 | 3625.937 | -2.0173 | 3743.0737 | 3642.4895 | 3538.2996 | 0 | -1080.5968
2030-08-02 | 5 | 153.4624 | 153.4624 | 206.1753 | 0 | 0 | 3777.1387 | 3625.937 | -2.7895e-05 | 3743.0737 | 3642.4895 | 3538.2996 | 0 | -1080.5968
2030-08-02 | 6 | 153.4624 | 153.4624 | 323.2332 | 0 | 0 | 3777.1387 | 3625.937 | -104.4961 | 3743.0737 | 3642.4895 | 3538.2996 | 0 | -1080.5968
2030-08-02 | 7 | 153.4624 | 153.4624 | 0 | 0 | 0 | 3777.1387 | 3625.937 | -991.6505 | 3743.0737 | 3642.4895 | 3538.2996 | 323.5141 | -1080.5968
2030-08-02 | 8 | 153.4624 | 153.4624 | 0 | 0 | 0 | 3777.1387 | 3625.937 | -3146.168 | 3743.0737 | 3642.4895 | 3538.2996 | 647.0283 | -1080.5968
2030-08-02 | 9 | 153.4624 | 153.4624 | 0 | 0 | 0 | 3777.1387 | 3625.937 | -2968.5273 | 1709.623 | 3642.4895 | 3538.2996 | 485.2712 | -1080.5968
2030-08-02 | 10 | 153.4624 | 153.4624 | 0 | 133.2642 | 133.2642 | 3777.1387 | 2942.627 | -1596.4069 | 4.53e-05 | 1519.9821 | 3538.2996 | 641.989 | -1080.5968
2030-08-02 | 11 | 153.4624 | 153.4624 | 0 | 66.6321 | 1.6182 | 3777.1387 | 3625.937 | -1577.4926 | 4.53e-05 | 3642.4895 | 3538.2996 | 323.5141 | -1080.5968
2030-08-02 | 12 | 153.4624 | 153.4624 | 0 | 133.2642 | 133.2642 | 3496.5342 | 3625.937 | -1341.2299 | 4.53e-05 | 1863.6003 | 3538.2996 | 0 | -1080.5968
2030-08-02 | 13 | 153.4624 | 153.4624 | 646.4664 | 0 | 0 | 3777.1387 | 3625.937 | -981.3649 | 1871.5369 | 2249.8835 | 3538.2996 | 647.0283 | -1080.5968
2030-08-02 | 14 | 153.4624 | 153.4624 | 484.8498 | 0 | 0 | 3777.1387 | 3625.937 | -2358.2598 | 4.53e-05 | 3642.4895 | 3538.2996 | 0 | -1080.5968
2030-08-02 | 15 | 153.4624 | 153.4624 | 323.2332 | 0 | 0 | 3777.1387 | 242.77 | -2227.2515 | 4.53e-05 | 3642.4895 | 3538.2996 | 0 | -1080.5968
2030-08-02 | 16 | 153.4624 | 153.4624 | 155.719 | 0 | 0 | 3544.0828 | 215.9531 | -1540.8414 | 4.53e-05 | 2338.3281 | 3538.2996 | 0 | -1080.5968
2030-08-02 | 17 | 153.4624 | 153.4624 | 646.4664 | 0 | 0 | 3777.1387 | 1381.5985 | -1473.9686 | 4.53e-05 | 1821.2448 | 3538.2996 | 647.0283 | -1080.5968
2030-08-02 | 18 | 153.4624 | 153.4624 | 646.4664 | 0 | 0 | 3777.1387 | 3602.6797 | -1822.4294 | -2176.2881 | 1821.2448 | 3538.2996 | 94.8333 | -1080.5968
2030-08-02 | 19 | 153.4624 | 153.4624 | 390.9525 | 0 | 0 | 3777.1387 | 3037.9509 | -2117.9529 | -1871.5369 | 1821.2448 | 3538.2996 | 0 | -1080.5968
2030-08-02 | 20 | 153.4624 | 153.4624 | 0 | 0 | 0 | 3777.1387 | 3625.937 | -2570.9502 | -2813.6365 | 3341.2239 | 3538.2996 | 0 | -1080.5968
2030-08-02 | 21 | 153.4624 | 153.4624 | 0 | 0 | 0 | 3777.1387 | 3625.937 | -1805.6353 | -882.1612 | 3554.8577 | 3538.2996 | 0 | -1080.5968
2030-08-02 | 22 | 153.4624 | 153.4624 | 0 | 0 | 0 | 3709.8525 | 3625.937 | -942.0095 | 4.53e-05 | 1821.2448 | 3538.2996 | 0 | -1080.5968
2030-08-02 | 23 | 153.4624 | 153.4624 | 0 | 0 | 0 | 3777.1387 | 3625.937 | -181.5194 | 4.53e-05 | -4.53e-06 | 3538.2996 | 647.0283 | -1080.5968
2030-08-02 | 24 | 153.4624 | 153.4624 | 0 | 0 | 0 | 3777.1387 | 3625.937 | 56.2505 | 550.1024 | 366.4181 | 3538.2996 | 564.5711 | -1080.5968
2030-08-03 | 1 | 153.4624 | 153.4624 | 0 | 0 | 0 | 3777.1387 | 215.952 | -251.2278 | -1491.8368 | 2481.4111 | 3538.2996 | 201.5484 | -1080.5968
2030-08-03 | 2 | 153.4624 | 153.4624 | 0 | 0 | 0 | 3777.1387 | 230.9873 | -432.3908 | -865.7607 | 2161.6294 | 3538.2996 | 0 | -1080.5968
2030-08-03 | 3 | 153.4624 | 153.4624 | 0 | 0 | 0 | 3777.1387 | 2101.5769 | -989.4249 | -1864.6194 | 3642.4895 | 3538.2996 | 0 | -1080.5968
2030-08-03 | 4 | 153.4624 | 153.4624 | 0 | 0 | 0 | 3777.1387 | 230.9875 | -850.4562 | -2470.1621 | 3642.4895 | 3538.2996 | 0 | -1080.5968
2030-08-03 | 5 | 153.4624 | 153.4624 | 0 | 0 | 0 | 3777.1387 | 215.9507 | -1369.7626 | -3316.1216 | 3642.4895 | 3538.2996 | 0 | -1080.5968
2030-08-03 | 6 | 153.4624 | 153.4624 | 0 | 0 | 0 | 3777.1387 | 215.9528 | -783.6477 | -3743.0737 | 2715.9692 | 3538.2996 | 0 | -1080.5968
2030-08-03 | 7 | 153.4624 | 153.4624 | 0 | 0 | 0 | 3777.1387 | 213.9528 | 544.2368 | -2030.6285 | -4.53e-06 | 2821.1067 | 0 | -1080.5968
2030-08-03 | 8 | 153.4624 | 153.4624 | 0 | 0 | 0 | 3777.1387 | 213.9533 | 422.6241 | -2907.5073 | -4.53e-06 | 3234.6267 | 0 | -1080.5968
2030-08-03 | 9 | 153.4624 | 153.4624 | 160.6318 | 66.6321 | 66.6321 | 3777.1387 | 215.9516 | 417.427 | 4.53e-05 | 1821.2448 | 3538.2996 | 0 | -1080.5968
2030-08-03 | 10 | 460.3872 | 460.3872 | 22.3311 | 199.8963 | 199.8963 | 2839.4922 | 215.9534 | 629.3629 | 1871.5369 | 1341.3215 | 3538.2996 | 0 | -1080.5968
2030-08-03 | 11 | 460.3872 | 460.3872 | 67.5564 | 199.8963 | 199.8963 | 3777.1387 | 1812.9685 | 531.04 | 1871.5369 | 1212.9535 | 3538.2996 | 0 | -1080.5968
2030-08-03 | 12 | 460.3872 | 460.3872 | 253.0644 | 199.8963 | 199.8963 | 3663.3391 | 1415.9103 | 163.5893 | 1871.5369 | 1821.2448 | 3538.2996 | 0 | -1080.5968
2030-08-03 | 13 | 460.3872 | 460.3872 | 392.0603 | 199.8963 | 144.0292 | 3777.1387 | 1812.9685 | 0 | 607.0065 | 355.2678 | 3538.2996 | 0 | -1080.5968
2030-08-03 | 14 | 460.3872 | 460.3872 | 484.8498 | 199.8963 | 199.8963 | 3777.1387 | 1812.9685 | -364.7896 | 0 | 0 | 3538.2996 | 0 | -1080.5968
2030-08-03 | 15 | 460.3872 | 460.3872 | 646.4664 | 124.2925 | 66.6321 | 1888.5693 | 168.9826 | -857.4493 | 866.2669 | 0 | 1769.1498 | 0 | -1080.5968
2030-08-03 | 16 | 460.3872 | 460.3872 | 646.4664 | 66.6321 | 66.6321 | 1888.5693 | 168.9809 | -727.8142 | 895.3398 | 0 | 761.4714 | 0 | -1080.5968
2030-08-03 | 17 | 306.9248 | 435.2452 | 646.4664 | 66.6321 | 84.4101 | 1888.5693 | 166.922 | -485.0611 | 61.3003 | 0 | 221.0149 | 0 | -1080.5968
2030-08-03 | 18 | 153.4624 | 153.4624 | 484.8498 | 133.2642 | 133.2642 | 1888.5693 | 168.9805 | -481.5969 | 0 | 961.2541 | 1769.1498 | 0 | -1080.5968
2030-08-03 | 19 | 153.4624 | 153.4624 | 394.3489 | 66.6321 | 66.6321 | 2772.9231 | 168.98 | 0 | -997.1125 | 772.1174 | 3538.2996 | 323.5141 | -1080.5968
2030-08-03 | 20 | 153.4624 | 153.4624 | 484.8498 | 45.7562 | 0 | 1949.1699 | 376.7411 | 476.6354 | 0 | 0 | 3538.2996 | 200.0191 | -1080.5968
2030-08-03 | 21 | 153.4624 | 153.4624 | 167.7777 | 66.6321 | 32.6627 | 3777.1387 | 1812.9685 | 652.1018 | -888.0923 | -4.53e-06 | 3538.2996 | 81.6175 | -1080.5968
2030-08-03 | 22 | 153.4624 | 291.4249 | 130.4042 | 133.2642 | 167.1225 | 3777.1387 | 215.9512 | 1147.1696 | 499.1972 | -4.53e-06 | 3538.2996 | 213.0258 | -1080.5968
2030-08-03 | 23 | 460.3872 | 460.3872 | 0 | 194.4694 | 199.8963 | 3777.1387 | 215.9512 | 1041.7855 | 4.53e-05 | 1058.0776 | 3538.2996 | 647.0283 | -1080.5968
2030-08-03 | 24 | 460.3872 | 460.3872 | 0 | 199.8963 | 199.8963 | 1888.5693 | 215.9525 | 786.1907 | 149.5586 | 1821.2448 | 3538.2996 | 485.2712 | -1080.5968
2030-08-04 | 1 | 153.4624 | 153.4624 | 0 | 0 | 33.4454 | 1888.5693 | 215.9529 | 603.3115 | -280.008 | 1821.2448 | 3469.9329 | 387.2935 | -1080.5968
2030-08-04 | 2 | 153.4624 | 263.3888 | 0 | 66.6321 | 66.6321 | 3777.1387 | 215.9522 | 722.6627 | -1871.5369 | 665.2502 | 3538.2996 | 0 | -1080.5968
2030-08-04 | 3 | 337.7917 | 460.3872 | 0 | 66.6321 | 66.6321 | 3777.1387 | 215.9525 | -740.8568 | 4.53e-05 | 3642.4895 | 2586.5576 | 0 | -1080.5968
2030-08-04 | 4 | 460.3872 | 372.2536 | 646.4664 | 199.8963 | 199.8963 | 3777.1387 | 1021.4016 | 1382.1123 | 3299.4312 | 3642.4895 | 3538.2996 | 0 | -1080.5968
2030-08-04 | 5 | 460.3872 | 460.3872 | 0 | 266.4163 | 266.4163 | 3777.1387 | 230.9857 | 1703.8615 | 1871.537 | 3642.4895 | 3538.2996 | 0 | -1080.5968
2030-08-04 | 6 | 460.3872 | 460.3872 | 0 | 133.2642 | 91.967 | 3777.1387 | 230.9862 | 2507.8181 | 1036.4938 | 3642.4895 | 3538.2996 | 0 | -1080.5968
2030-08-04 | 7 | 460.3872 | 448.1911 | 0 | 57.0888 | 0 | 3777.1387 | 230.9862 | 2894.334 | 582.9704 | 3642.4895 | 3538.2996 | 0 | -1080.5968
2030-08-04 | 8 | 306.9248 | 306.9248 | 0 | 91.1231 | 133.2642 | 3777.1387 | 230.9865 | 3399.3606 | 1310.0454 | 3642.4895 | 3538.2996 | 0 | -1080.5968
2030-08-04 | 9 | 306.9248 | 312.6816 | 0 | 66.6321 | 66.6321 | 3777.1387 | 230.9849 | 3588.9031 | 2797.2737 | 3642.4895 | 3241.8604 | 0 | -1080.5968
2030-08-04 | 10 | 460.3872 | 460.3872 | 0 | 133.2642 | 82.064 | 3777.1387 | 213.9542 | 3785.2273 | 2143.3735 | 3642.4895 | 3531.7405 | 0 | -1080.5968
2030-08-04 | 11 | 460.3872 | 460.3872 | 0 | 133.2642 | 111.6665 | 3777.1387 | 168.9805 | 3785.2273 | 2184.3711 | 3642.4895 | 3538.2996 | 0 | -1080.5968
2030-08-04 | 12 | 460.3872 | 460.3872 | 40.7578 | 199.8963 | 199.8963 | 3777.1387 | 166.9213 | 3785.2273 | 1958.2755 | 3642.4895 | 3538.2996 | 0 | -1080.5968
2030-08-04 | 13 | 460.3872 | 460.3872 | 131.3239 | 199.8963 | 199.8963 | 3556.8694 | 168.9812 | 2638.3977 | 1871.5369 | 2263.0791 | 3538.2996 | 0 | -1080.5968
2030-08-04 | 14 | 460.3872 | 460.3872 | 362.2836 | 266.4163 | 266.4163 | 1888.5693 | 168.9814 | 1320.3334 | 1871.5369 | 1821.2448 | 2372.3418 | 0 | -1080.5968
2030-08-04 | 15 | 460.3872 | 460.3872 | 467.377 | 266.4163 | 266.4163 | 2360.7493 | 168.9812 | 1892.6136 | 1871.5369 | 2007.4803 | 1769.1498 | 0 | -1080.5968
2030-08-04 | 16 | 460.3872 | 460.3872 | 484.8498 | 266.4163 | 266.4163 | 3449.0769 | 168.981 | 1892.6136 | 1871.5369 | 1821.2448 | 1769.1498 | 0 | -1080.5968
2030-08-04 | 17 | 460.3872 | 460.3872 | 463.356 | 266.4163 | 266.4163 | 3244.7405 | 168.9813 | 2170.2837 | 1871.5369 | 1821.2448 | 2029.1709 | 0 | -1080.5968
2030-08-04 | 18 | 460.3872 | 460.3872 | 408.7167 | 266.4163 | 266.4163 | 3777.1387 | 168.9806 | 2600.1963 | 1871.5369 | 2062.6094 | 3450.2703 | 0 | -1080.5968
2030-08-04 | 19 | 460.3872 | 460.3872 | 252.6557 | 266.4163 | 266.4163 | 3777.1387 | 168.9825 | 2976.6172 | 1871.5369 | 2488.116 | 3538.2996 | 0 | -1080.5968
2030-08-04 | 20 | 460.3872 | 460.3872 | 149.1847 | 266.4163 | 266.4163 | 3777.1387 | 352.168 | 3441.3828 | 1871.5369 | 2711.6826 | 3538.2996 | 190.1468 | -1080.5968
2030-08-04 | 21 | 460.3872 | 460.3872 | 0 | 199.8963 | 199.8963 | 3777.1387 | 1201.9199 | 3510.5779 | 1871.5369 | 3169.8376 | 3538.2996 | 323.5141 | -1080.5968
2030-08-04 | 22 | 460.3872 | 460.3872 | 0 | 199.8963 | 199.8963 | 3502.417 | 1183.4993 | 3658.9329 | 1871.5369 | 3520.1775 | 3538.2996 | 485.2712 | -1080.5968
2030-08-04 | 23 | 419.6236 | 306.9248 | 0 | 199.8963 | 199.8963 | 3565.1067 | 1717.4952 | 3785.2273 | 1777.3008 | 3642.4895 | 3538.2996 | 485.2712 | -1080.5968
2030-08-04 | 24 | 153.4624 | 153.4624 | 0 | 199.8963 | 195.4819 | 3777.1387 | 452.4771 | 3785.2273 | 3743.0737 | 3642.4895 | 3538.2996 | 647.0283 | -1080.5968
2030-08-05 | 1 | 153.4624 | 153.4624 | 0 | 133.2642 | 87.1633 | 3407.6377 | 569.2529 | 3785.2273 | 3569.8328 | 3642.4895 | 3538.2996 | 0 | -1080.5968
2030-08-05 | 2 | 153.4624 | 153.4624 | 0 | 0 | 0 | 3777.1387 | 3166.4487 | 3785.2273 | 3743.0737 | 3642.4895 | 3538.2996 | 0 | -1080.5968
2030-08-05 | 3 | 153.4624 | 153.4624 | 0 | 0 | 0 | 3777.1387 | 3625.937 | 3785.2273 | 3743.0737 | 3642.4895 | 3538.2996 | 0 | -1080.5968
2030-08-05 | 4 | 153.4624 | 153.4624 | 0 | 0 | 0 | 3777.1387 | 3625.937 | 3785.2273 | 3743.0737 | 3642.4895 | 3538.2996 | 0 | -1080.5968
2030-08-05 | 5 | 153.4624 | 153.4624 | 0 | 0 | 0 | 3777.1387 | 3625.937 | 3785.2273 | 3743.0737 | 3642.4895 | 3538.2996 | 0 | -1080.5968
2030-08-05 | 6 | 153.4624 | 153.4624 | 0 | 133.2642 | 133.2642 | 3777.1387 | 3625.937 | 3785.2273 | 3743.0737 | 3642.4895 | 3538.2996 | 0 | -1080.5968
2030-08-05 | 7 | 153.4624 | 153.4624 | 0 | 0 | 0 | 3777.1387 | 3625.937 | 3785.2273 | 3743.0737 | 3642.4895 | 3538.2996 | 647.0283 | -1080.5968
2030-08-05 | 8 | 153.4624 | 153.4624 | 0 | 0 | 40.1738 | 3777.1387 | 3625.937 | 3785.2273 | 3743.0737 | 3642.4895 | 3538.2996 | 323.5141 | -1080.5968
2030-08-05 | 9 | 153.4624 | 153.4624 | 0 | 137.4669 | 133.2642 | 3777.1387 | 3625.937 | 3785.2273 | 3743.0737 | 3642.4895 | 3538.2996 | 0 | -1080.5968
2030-08-05 | 10 | 153.4624 | 153.4624 | 0 | 133.2642 | 126.5263 | 3777.1387 | 3625.936 | 3785.2273 | 3743.0737 | 3642.4895 | 3538.3005 | 0 | -1080.5968
2030-08-05 | 11 | 306.9248 | 294.5839 | 0 | 199.8963 | 199.8963 | 3777.1387 | 3280.041 | 3785.2273 | 3743.0737 | 3642.4895 | 3538.2996 | 0 | -1080.5968
2030-08-05 | 12 | 392.1244 | 306.9248 | 593.0112 | 199.8963 | 199.8963 | 3777.1387 | 3625.937 | 3474.7822 | 1595.4443 | 3642.4895 | 3538.2996 | 0 | -1080.5968
2030-08-05 | 13 | 306.9248 | 438.5704 | 323.2332 | 199.8963 | 145.598 | 3777.1387 | 3625.937 | 2615.6362 | 1862.2886 | 3642.4895 | 3538.2996 | 0 | -1080.5968
2030-08-05 | 14 | 460.3872 | 460.3872 | 0 | 199.8963 | 218.6671 | 3777.1387 | 3437.7136 | 2721.3442 | 2579.0151 | 3642.4895 | 3538.2996 | 0 | -1080.5968
2030-08-05 | 15 | 460.3872 | 460.3872 | 451.9934 | 199.8963 | 199.8963 | 3777.1387 | 3193.6118 | 3454.1907 | 3743.0737 | 3642.4895 | 3538.2996 | 0 | -1080.5968
2030-08-05 | 16 | 460.3872 | 460.3872 | 646.4664 | 199.8963 | 199.8963 | 3777.1387 | 3625.937 | 3094.0225 | 3743.0737 | 3642.4895 | 3538.2996 | 0 | -1080.5968
2030-08-05 | 17 | 460.3872 | 460.3872 | 646.4664 | 199.8963 | 220.9148 | 3777.1387 | 3625.937 | 1914.9796 | 3743.0737 | 3642.4895 | 3538.2996 | 465.2298 | -1080.5968
2030-08-05 | 18 | 460.3872 | 460.3872 | 646.4664 | 199.8963 | 199.8963 | 3777.1387 | 1899.2671 | 1437.7898 | 3537.845 | 3642.4895 | 3538.2996 | 229.5658 | -1080.5968
2030-08-05 | 19 | 460.3872 | 460.3872 | 363.1703 | 199.8963 | 199.8963 | 3777.1387 | 1198.5602 | 1265.6001 | 3743.0737 | 3642.4895 | 3538.2996 | 0 | -1080.5968
2030-08-05 | 20 | 460.3872 | 446.4752 | 0 | 199.8963 | 199.8963 | 3777.1387 | 230.9852 | 1059.693 | 3743.0737 | 3642.4895 | 3538.2983 | 0 | -1080.5968
2030-08-05 | 21 | 460.3872 | 460.3872 | 0 | 199.8963 | 199.8963 | 3777.1387 | 230.9872 | 442.2951 | 3743.0737 | 3373.9783 | 2705.1421 | 0 | -1080.5968
2030-08-05 | 22 | 460.3872 | 460.3872 | 0 | 199.8963 | 199.8963 | 3777.1387 | 230.9864 | 462.1942 | 1549.481 | 3642.4895 | 3538.2996 | 0 | -1080.5968
2030-08-05 | 23 | 460.3872 | 460.3872 | 0 | 266.4163 | 266.4163 | 3777.1387 | 230.9856 | 252.0649 | 4.53e-05 | 3642.4895 | 3538.2996 | 0 | -1080.5968
2030-08-05 | 24 | 460.3872 | 460.3872 | 0 | 163.0097 | 133.2642 | 3777.1387 | 230.9836 | -36.8208 | 4.53e-05 | 3283.3071 | 3538.2996 | 0 | -1080.5968
2030-08-06 | 1 | 306.9248 | 334.537 | 0 | 0 | 0 | 3777.1387 | 1456.5244 | -492.0582 | 192.9697 | 3642.4895 | 3538.2996 | 647.0283 | -1080.5968
2030-08-06 | 2 | 306.9248 | 459.9313 | 0 | 0 | 0 | 3777.1387 | 1640.7399 | -356.2018 | 3394.3335 | 3642.4895 | 3538.2996 | 647.0283 | -1080.5968
2030-08-06 | 3 | 153.4624 | 153.4624 | 0 | 0 | 0 | 3777.1387 | 3625.937 | 3785.2273 | 3743.0737 | 3642.4895 | 3538.2996 | 0 | -1080.5968
2030-08-06 | 4 | 153.4624 | 153.4624 | 0 | 0 | 0 | 3777.1387 | 3625.937 | 3785.2273 | 3743.0737 | 3642.4895 | 3538.2996 | 0 | -1080.5968
2030-08-06 | 5 | 153.4624 | 153.4624 | 0 | 0 | 0 | 3777.1387 | 3625.937 | 3785.2273 | 3743.0737 | 3642.4895 | 3538.2996 | 0 | -4.53e-06
2030-08-06 | 6 | 153.4624 | 153.4624 | 0 | 0 | 0 | 3777.1387 | 3625.937 | 2555.6274 | 3743.0737 | 3642.4895 | 3538.2996 | 0 | -1080.5968
2030-08-06 | 7 | 153.4624 | 153.4624 | 0 | 0 | 0 | 3777.1387 | 3625.937 | 3781.9727 | 3743.0737 | 3642.4895 | 3538.2996 | 0 | -1080.5968
2030-08-06 | 8 | 153.4624 | 153.4624 | 243.1721 | 0 | 0 | 3777.1387 | 3625.937 | 639.5623 | 3743.0737 | 3642.4895 | 3538.2996 | 0 | -1080.5968
2030-08-06 | 9 | 153.4624 | 153.4624 | 0 | 0 | 0 | 3777.1387 | 3625.937 | 576.1422 | 1842.5968 | 3642.4895 | 3538.2996 | 0 | -1080.5968
2030-08-06 | 10 | 153.4624 | 153.4624 | 0 | 66.6321 | 66.6321 | 3777.1387 | 3625.937 | 633.2221 | 1093.3348 | 559.1622 | 3538.2996 | 0 | -1080.5968
2030-08-06 | 11 | 460.3872 | 460.3872 | 0 | 66.6321 | 66.6321 | 3163.1819 | 3625.937 | -2.7895e-05 | 164.8795 | 1373.1228 | 3538.2996 | 0 | -1080.5968
2030-08-06 | 12 | 306.9248 | 306.9248 | 0 | 128.4345 | 133.2642 | 3777.1387 | 1844.572 | -938.63 | 118.6135 | 1821.2448 | 3538.2996 | 0 | -1080.5968
2030-08-06 | 13 | 460.3872 | 460.3872 | 128.5484 | 199.8963 | 199.8963 | 3777.1387 | 215.9542 | -869.1168 | 4.53e-05 | 3307.9465 | 3538.2996 | 0 | -1080.5968
2030-08-06 | 14 | 460.3872 | 460.3872 | 646.4664 | 199.8963 | 199.8963 | 1888.5693 | 215.9529 | 0.0010707 | 1871.5369 | 2486.408 | 2261.9382 | 0 | -1080.5968
2030-08-06 | 15 | 460.3872 | 460.3872 | 646.4664 | 199.8963 | 150.4908 | 1888.5693 | 213.9519 | 890.0651 | 1871.5369 | 3642.4895 | 1858.932 | 0 | -1080.5968
2030-08-06 | 16 | 460.3872 | 460.3872 | 646.4664 | 199.8963 | 199.8963 | 1888.5693 | 213.9519 | 1892.6136 | 3586.6685 | 1821.2448 | 1607.0996 | 0 | -1080.5968
2030-08-06 | 17 | 460.3872 | 460.3872 | 646.4664 | 133.2642 | 195.7465 | 3601.1177 | 215.9524 | 405.089 | 1871.5369 | 2436.1067 | 1769.1498 | 0 | -1080.5968
2030-08-06 | 18 | 312.6778 | 460.3872 | 646.4664 | 96.0929 | 133.2642 | 3777.1387 | 1349.5985 | -462.6102 | 1871.5369 | 2487.0872 | 3538.2996 | 647.0283 | -1080.5968
2030-08-06 | 19 | 320.1488 | 306.9248 | 646.4664 | 91.2671 | 66.6321 | 3777.1387 | 608.6321 | -383.5773 | 944.4854 | 1821.2448 | 3538.2996 | 0 | -1080.5968
2030-08-06 | 20 | 306.9248 | 244.2641 | 251.5061 | 133.2642 | 133.2642 | 3777.1387 | 1812.9685 | -195.8294 | 383.144 | 702.9495 | 3538.2996 | 0 | -1080.5968
2030-08-06 | 21 | 306.9248 | 220.4267 | 0 | 199.8963 | 199.8963 | 3777.1387 | 1947.9371 | -218.7155 | 4.53e-05 | 861.9535 | 3538.2996 | 0 | -1080.5968
2030-08-06 | 22 | 153.4624 | 157.3268 | 0 | 160.4162 | 199.8963 | 3777.1387 | 2406.9512 | -2.7895e-05 | 4.53e-05 | 792.6649 | 3538.2996 | 0 | -1080.5968
2030-08-06 | 23 | 306.9248 | 306.9248 | 0 | 133.2642 | 187.7204 | 3777.1387 | 2496.2749 | -2.7895e-05 | -0.0010533 | 978.8873 | 3538.2996 | 0 | -1080.5968
2030-08-06 | 24 | 306.9248 | 284.7533 | 0 | 37.2409 | 0 | 3777.1387 | 1812.9685 | -811.9235 | 1501.5986 | 1821.2448 | 3538.2996 | 323.5141 | -1080.5968
2030-08-07 | 1 | 153.4624 | 153.4624 | 646.4664 | 0 | 0 | 3777.1387 | 2639.0984 | -798.7805 | 4.53e-05 | 1821.2448 | 3538.2996 | 0 | -1080.5968
2030-08-07 | 2 | 153.4624 | 153.4624 | 0 | 0 | 0 | 3777.1387 | 1812.9685 | -959.324 | -1871.5369 | 3642.4895 | 3538.2996 | 0 | -1080.5968
2030-08-07 | 3 | 153.4624 | 153.4624 | 0 | 0 | 0 | 3777.1387 | 3625.937 | 1439.8848 | 3656.4905 | 3642.4895 | 3538.2996 | 0 | -1080.5968
2030-08-07 | 4 | 153.4624 | 153.4624 | 0 | 0 | 0 | 3777.1387 | 3625.937 | 3785.2273 | 3743.0737 | 3642.4895 | 3538.2996 | 0 | -1080.5968
2030-08-07 | 5 | 153.4624 | 153.4624 | 0 | 0 | 0 | 3777.1387 | 3625.937 | 3785.2273 | 3743.0737 | 3642.4895 | 3538.2996 | 0 | 1080.5968
2030-08-07 | 6 | 153.4624 | 153.4624 | 0 | 0 | 0 | 3777.1387 | 3625.937 | 3785.2273 | 3743.0737 | 3642.4895 | 3538.2996 | 0 | -1080.5968
2030-08-07 | 7 | 460.3872 | 460.3872 | 0 | 16.4328 | 0 | 3777.1387 | 1294.7419 | 697.9628 | 997.7875 | 3642.4895 | 3538.2996 | 0 | -1080.5968
2030-08-07 | 8 | 153.4624 | 280.1984 | 0 | 0 | 0 | 3777.1387 | 3625.937 | 380.3971 | 4.53e-05 | 3642.4895 | 3538.2996 | 187.6633 | -1080.5968
2030-08-07 | 9 | 306.9248 | 244.8816 | 0 | 66.6321 | 66.6321 | 3777.1387 | 3120.0898 | 760.4396 | 4.53e-05 | 1821.2448 | 3538.2996 | 0 | -1080.5968
2030-08-07 | 10 | 460.3872 | 460.3872 | 339.2021 | 199.8963 | 199.8963 | 3777.1387 | 2277.363 | 1892.6136 | 1871.5369 | 2324.7524 | 3538.2996 | 0 | -1080.5968
2030-08-07 | 11 | 460.3872 | 460.3872 | 0 | 199.8963 | 199.8963 | 3777.1387 | 1812.9685 | 1892.6136 | 1871.5369 | 2382.7754 | 3538.2996 | 0 | -1080.5968
2030-08-07 | 12 | 460.3872 | 460.3872 | 554.9056 | 199.8963 | 199.8963 | 1888.5693 | 793.9698 | 1892.6136 | 1871.5369 | 1821.2448 | 3538.2996 | 0 | -1080.5968
2030-08-07 | 13 | 460.3872 | 460.3872 | 611.3089 | 199.8963 | 199.8963 | 2543.687 | 168.9809 | 1854.951 | 1871.5369 | 1821.2448 | 3538.2996 | 0 | -1080.5968
2030-08-07 | 14 | 460.3872 | 460.3872 | 646.4664 | 199.8963 | 199.8963 | 1888.5693 | 168.9814 | 1293.3766 | 1871.5369 | 1821.2448 | 1769.1498 | 0 | -1080.5968
2030-08-07 | 15 | 460.3872 | 460.3872 | 646.4664 | 199.8963 | 199.8963 | 1034.8691 | 166.9224 | 1034.502 | 1871.5369 | 1821.2448 | 221.0145 | 209.5884 | -1080.5968
2030-08-07 | 16 | 460.3872 | 460.3872 | 646.4664 | 199.8963 | 199.8963 | 1888.5693 | 166.9222 | 1502.6395 | 1871.5369 | 1821.2448 | 221.0154 | 0 | -1080.5968
2030-08-07 | 17 | 460.3872 | 460.3872 | 646.4664 | 199.8963 | 199.8963 | 1355.0468 | 166.9224 | 508.4017 | 1827.6163 | 1821.2448 | 221.0111 | 0 | -1080.5968
2030-08-07 | 18 | 460.3872 | 460.3872 | 646.4664 | 133.2642 | 133.2642 | 1888.5693 | 215.9524 | -253.2587 | 1871.5369 | 1821.2448 | 1769.1498 | 0 | -1080.5968
2030-08-07 | 19 | 460.3872 | 460.3872 | 31.1884 | 106.7003 | 66.6321 | 3241.9656 | 215.9527 | -134.3217 | 4.53e-05 | 1821.2448 | 3538.2996 | 0 | -1080.5968
2030-08-07 | 20 | 460.3872 | 460.3872 | 0 | 133.2642 | 133.2642 | 3733.7847 | 215.9517 | 200.3354 | 4.53e-05 | 1821.2448 | 3538.2996 | 0 | -1080.5968
2030-08-07 | 21 | 460.3872 | 460.3872 | 0 | 133.2642 | 133.934 | 3777.1387 | 215.949 | 221.1001 | 4.53e-05 | 1821.2448 | 3538.2996 | 0 | -1080.5968
2030-08-07 | 22 | 460.3872 | 460.3872 | 0 | 199.8963 | 199.8963 | 1888.5693 | 1529.3411 | 175.7811 | -129.091 | 1821.2448 | 3538.2996 | 0 | -1080.5968
2030-08-07 | 23 | 460.3872 | 460.3872 | 646.4664 | 199.8963 | 199.8963 | 1888.5693 | 168.9806 | 497.594 | 258.4416 | 1821.2448 | 3538.2996 | 629.5708 | -1080.5968
2030-08-07 | 24 | 460.3872 | 460.3872 | 646.4664 | 199.8963 | 199.8963 | 2777.0452 | 168.9815 | 1524.5032 | 1871.5369 | 0 | 3538.2996 | 0 | -1080.5968
2030-08-08 | 1 | 460.3872 | 460.3872 | 646.4664 | 199.8963 | 199.8963 | 3618.1787 | 168.9808 | 1223.3054 | 0 | 1821.2448 | 2018.6433 | 0 | -1080.5968
2030-08-08 | 2 | 306.9248 | 398.0021 | 0 | 0 | 0 | 3777.1387 | 3625.937 | 279.2162 | -3076.437 | 3463.6741 | 3538.2996 | 0 | -1080.5968
2030-08-08 | 3 | 460.3872 | 460.3872 | 0 | 118.3539 | 66.6321 | 3777.1387 | 3625.937 | 2380.1228 | 3743.0737 | 3642.4895 | 3538.2996 | 0 | -1080.5968
2030-08-08 | 4 | 224.7056 | 306.9248 | 0 | 133.2642 | 94.1932 | 3777.1387 | 3625.937 | 3785.2273 | 3743.0737 | 3642.4895 | 3538.2996 | 0 | -1080.5968
2030-08-08 | 5 | 271.2903 | 153.4624 | 0 | 133.2642 | 101.9788 | 3777.1387 | 3625.937 | 3335.5952 | 3743.0737 | 3642.4895 | 3538.2996 | 0 | -1080.5968
2030-08-08 | 6 | 306.9248 | 361.6413 | 0 | 0 | 0 | 3777.1387 | 3625.937 | 2753.978 | 2130.3101 | 3642.4895 | 3538.2996 | 0 | -1080.5968
2030-08-08 | 7 | 460.3872 | 460.3872 | 0 | 66.6321 | 123.5575 | 3777.1387 | 230.9861 | 2296.3127 | 1871.537 | 3642.4895 | 3538.2996 | 0 | -1080.5968
2030-08-08 | 8 | 460.3872 | 460.3872 | 0 | 133.2642 | 114.1512 | 3777.1387 | 215.952 | 1865.2886 | 1919.1859 | 3642.4895 | 3538.2996 | 0 | -1080.5968
2030-08-08 | 9 | 460.3872 | 460.3872 | 321.7126 | 199.8963 | 199.8963 | 3777.1387 | 215.9517 | 1432.6816 | 1179.5457 | 3460.8784 | 3538.2996 | 0 | -1080.5968
2030-08-08 | 10 | 460.3872 | 460.3872 | 0 | 199.8963 | 199.8963 | 3777.1387 | 215.9527 | 1024.2733 | 4.53e-05 | 3642.4895 | 3538.2996 | 0 | -1080.5968
2030-08-08 | 11 | 460.3872 | 460.3872 | 0 | 199.8963 | 199.8963 | 3777.1387 | 215.9529 | 1892.6136 | 1391.623 | 2981.9509 | 3538.2996 | 323.5141 | -1080.5968
2030-08-08 | 12 | 460.3872 | 460.3872 | 0 | 199.8963 | 199.8963 | 3777.1387 | 215.9529 | 1793.2555 | 1871.5369 | 1821.2448 | 3538.2996 | 0 | -1080.5968
2030-08-08 | 13 | 460.3872 | 460.3872 | 646.4664 | 199.8963 | 199.8963 | 2877.666 | 215.953 | 1236.2054 | 1871.5369 | 2229.6553 | 3538.2996 | 0 | -1080.5968
2030-08-08 | 14 | 460.3872 | 460.3872 | 429.5575 | 199.8963 | 199.8963 | 2867.6326 | 215.9516 | 1627.3148 | 4.53e-05 | 1856.2444 | 3538.2996 | 0 | -1080.5968
2030-08-08 | 15 | 460.3872 | 460.3872 | 646.4664 | 199.8963 | 199.8963 | 952.7034 | 213.9522 | 1723.7245 | 1871.5369 | 1821.2448 | 868.9796 | 0 | -1080.5968
2030-08-08 | 16 | 460.3872 | 460.3872 | 491.1048 | 199.8963 | 199.8963 | 1888.5693 | 213.9523 | 1555.8141 | 1676.4712 | 1821.2448 | 3034.8298 | 0 | -1080.5968
2030-08-08 | 17 | 460.3872 | 460.3872 | 0 | 133.2642 | 155.8393 | 3777.1387 | 2593.5503 | 447.862 | 4.53e-05 | 3642.4895 | 3538.2996 | 0 | -1080.5968
2030-08-08 | 18 | 460.3872 | 460.3872 | 0 | 162.1232 | 199.8963 | 3777.1387 | 3625.937 | 301.0741 | 282.8677 | 3642.4895 | 3538.2996 | 0 | -1080.5968
2030-08-08 | 19 | 460.3872 | 460.3872 | 0 | 133.2642 | 133.2642 | 3777.1387 | 3625.937 | 621.8379 | 521.6854 | 3642.4895 | 3538.2996 | 0 | -1080.5968
2030-08-08 | 20 | 460.3872 | 460.3872 | 0 | 133.2642 | 194.9873 | 3777.1387 | 3625.937 | 307.5714 | 4.53e-05 | 2425.9011 | 3538.2996 | 0 | -1080.5968
2030-08-08 | 21 | 460.3872 | 445.9028 | 0 | 133.2642 | 119.0987 | 3777.1387 | 1108.6476 | 765.864 | 1916.9912 | 2610.6382 | 3538.2996 | 0 | -1080.5968
2030-08-08 | 22 | 427.427 | 306.9248 | 0 | 199.8963 | 199.8963 | 3777.1387 | 230.9863 | 1777.9139 | 3743.0737 | -4.53e-06 | 3538.2996 | 0 | -1080.5968
2030-08-08 | 23 | 365.8061 | 460.3872 | 0 | 133.2642 | 133.2642 | 3777.1387 | 1444.7184 | 1145.4851 | 3142.3542 | 978.6064 | 3538.2996 | 0 | -1080.5968
2030-08-08 | 24 | 460.3872 | 460.3872 | 0 | 0 | 0 | 3777.1387 | 693.1625 | 206.2523 | 1871.5369 | 1821.2448 | 3538.2996 | 0 | -1080.5968
2030-08-09 | 1 | 233.7642 | 306.9248 | 142.5952 | 0 | 0 | 3777.1387 | 215.9541 | 181.9576 | -1019.2141 | 1059.27 | 3062.0693 | 0 | -1080.5968
2030-08-09 | 2 | 460.3872 | 460.3872 | 0 | 66.6321 | 25.3867 | 3777.1387 | 215.953 | 317.2014 | -1132.8018 | 1690.04 | 3538.2996 | 0 | -1080.5968
2030-08-09 | 3 | 406.119 | 306.9248 | 0 | 0 | 0 | 3777.1387 | 1706.8231 | 955.172 | 2208.9761 | 3642.4895 | 3538.2996 | 0 | -1080.5968
2030-08-09 | 4 | 153.4624 | 258.0109 | 0 | 0 | 0 | 3777.1387 | 3625.937 | 3785.2273 | 3743.0737 | 3642.4895 | 3538.2996 | 0 | -1080.5968
2030-08-09 | 5 | 153.4624 | 262.56 | 0 | 0 | 0 | 3777.1387 | 3625.937 | 3785.2273 | 3743.0737 | 3642.4895 | 3538.2996 | 0 | -1080.5968
2030-08-09 | 6 | 306.9248 | 163.9332 | 0 | 0 | 55.7787 | 3777.1387 | 3625.937 | 3785.2273 | 3743.0737 | 3642.4895 | 3538.2996 | 0 | -1080.5968
2030-08-09 | 7 | 291.4657 | 306.9248 | 0 | 0 | 0 | 3777.1387 | 3625.937 | 1699.8568 | 2227.3723 | 3642.4895 | 3538.2996 | 0 | -1080.5968
2030-08-09 | 8 | 153.4624 | 153.4624 | 0 | 0 | 0 | 3777.1387 | 3625.937 | 241.5768 | 2748.7961 | 3642.4895 | 3538.2996 | 0 | -1080.5968
2030-08-09 | 9 | 153.4624 | 153.4624 | 0 | 0 | 0 | 3777.1387 | 3625.937 | -339.685 | 3743.0737 | 2687.7642 | 3538.2996 | 0 | -1080.5968
2030-08-09 | 10 | 153.4624 | 153.4624 | 0 | 0 | 0 | 3777.1387 | 3625.937 | -404.9708 | 3743.0737 | 2829.8325 | 3538.2996 | 0 | -1080.5968
2030-08-09 | 11 | 153.4624 | 153.4624 | 0 | 66.6321 | 42.9552 | 3777.1387 | 3625.937 | -298.419 | 3743.0737 | 1274.198 | 3538.2996 | 0 | -1080.5968
2030-08-09 | 12 | 153.4624 | 153.4624 | 0 | 133.2642 | 133.2642 | 3770.6392 | 3625.937 | -545.797 | 3743.0737 | 1821.2448 | 3538.2996 | 0 | -1080.5968
2030-08-09 | 13 | 153.4624 | 153.4624 | 0 | 199.8963 | 199.8963 | 3777.1387 | 1812.9685 | -160.3869 | 3629.6318 | 141.4338 | 3538.2996 | 0 | -1080.5968
2030-08-09 | 14 | 226.7505 | 306.9248 | 0 | 199.8963 | 199.8963 | 3777.1387 | 1486.6439 | -376.864 | 846.1395 | 1821.2448 | 3538.2996 | 0 | -1080.5968
2030-08-09 | 15 | 153.4624 | 153.4624 | 251.195 | 67.7765 | 66.6321 | 3777.1387 | 581.7988 | -58.4326 | 1789.9011 | 0 | 3538.2996 | 0 | -1080.5968
2030-08-09 | 16 | 153.4624 | 153.4624 | 383.5787 | 0 | 0 | 3777.1387 | 1405.9359 | -818.7673 | 0 | -237.0418 | 3538.2996 | 0 | -1080.5968
2030-08-09 | 17 | 153.4624 | 153.4624 | 393.0514 | 0 | 0 | 3777.1387 | 1812.9685 | -1162.8461 | 0 | -1011.687 | 3538.2996 | 0 | -1080.5968
2030-08-09 | 18 | 153.4624 | 153.4624 | 189.1144 | 0 | 0 | 3777.1387 | 1603.1458 | -1305.3612 | 0 | -986.6567 | 3538.2996 | 0 | -1080.5968
2030-08-09 | 19 | 153.4624 | 153.4624 | 341.1268 | 0 | 0 | 3777.1387 | 3074.1282 | -1820.8136 | -490.2841 | 437.7863 | 3538.2996 | 0 | -1080.5968
2030-08-09 | 20 | 153.4624 | 153.4624 | 0 | 0 | 0 | 3777.1387 | 1887.1395 | -1866.1462 | -265.288 | 570.1846 | 3538.2996 | 0 | -1080.5968
2030-08-09 | 21 | 153.4624 | 153.4624 | 151.9229 | 0 | 0 | 3777.1387 | 1812.9685 | -1536.3333 | 430.906 | 1340.7178 | 3538.2996 | 0 | -1080.5968
2030-08-09 | 22 | 153.4624 | 153.4624 | 0 | 66.6321 | 66.6321 | 1888.5693 | 1812.9685 | -1531.1615 | 0 | 1821.2448 | 3538.2996 | 0 | -1080.5968
2030-08-09 | 23 | 357.8353 | 460.3872 | 404.2523 | 164.6623 | 133.2642 | 3074.4958 | 1812.9685 | -1103.2753 | -1871.5369 | 1821.2448 | 3538.2996 | 0 | -1080.5968
2030-08-09 | 24 | 460.3872 | 460.3872 | 110.561 | 199.8963 | 183.3155 | 3777.1387 | 168.9816 | -163.0998 | 1055.36 | 1821.2448 | 3538.2996 | 0 | -1080.5968
2030-08-10 | 1 | 153.4624 | 153.4624 | 0 | 0 | 0 | 3777.1387 | 373.5916 | 63.2245 | -1871.5369 | 1583.0659 | 3538.2996 | 0 | -1080.5968
2030-08-10 | 2 | 153.4624 | 153.4624 | 0 | 0 | 0 | 3777.1387 | 215.9533 | -134.1176 | 143.594 | 3642.4895 | 3121.7168 | 0 | -1080.5968
2030-08-10 | 3 | 153.4624 | 153.4624 | 0 | 0 | 0 | 3777.1387 | 1252.7593 | 9.5061 | 3743.0737 | 3642.4895 | 3254.2048 | 0 | -1080.5968
2030-08-10 | 4 | 153.4624 | 153.4624 | 0 | 0 | 0 | 3777.1387 | 3625.937 | 3785.2273 | 3743.0737 | 3642.4895 | 3538.2996 | 0 | -1080.5968
2030-08-10 | 5 | 153.4624 | 153.4624 | 0 | 0 | 0 | 3777.1387 | 3625.937 | 3785.2273 | 3743.0737 | 3642.4895 | 3538.2996 | 0 | -1080.5968
2030-08-10 | 6 | 153.4624 | 197.0623 | 0 | 0 | 0 | 3777.1387 | 3625.937 | 571.0462 | 3743.0737 | 3642.4895 | 3538.2996 | 0 | -1080.5968
2030-08-10 | 7 | 153.4624 | 153.4624 | 0 | 0 | 0 | 3777.1387 | 3625.937 | -412.5903 | 1871.5369 | 2027.0571 | 3538.2996 | 0 | -1080.5968
2030-08-10 | 8 | 153.4624 | 153.4624 | 0 | 0 | 0 | 3777.1387 | 3625.937 | -2.7895e-05 | 691.4055 | 137.4029 | 3538.2996 | 0 | -1080.5968
2030-08-10 | 9 | 153.4624 | 153.4624 | 0 | 0 | 0 | 3777.1387 | 3625.937 | -2.7895e-05 | 4.53e-05 | 202.2059 | 3538.2996 | 0 | -1080.5968
2030-08-10 | 10 | 153.4624 | 153.4624 | 6.6027 | 0 | 0 | 3777.1387 | 635.8906 | 325.8062 | 1871.5369 | 507.4001 | 3538.2996 | 0 | -1080.5968
2030-08-10 | 11 | 460.3872 | 460.3872 | 646.4664 | 110.1075 | 133.2642 | 3777.1387 | 168.9828 | 0 | 1871.5369 | 1697.9264 | 3271.6863 | 0 | -1080.5968
2030-08-10 | 12 | 460.3872 | 460.3872 | 646.4664 | 199.8963 | 199.8963 | 3777.1387 | 328.952 | 0 | 1871.5369 | 1457.2124 | 3538.2996 | 647.0283 | -1080.5968
2030-08-10 | 13 | 460.3872 | 460.3872 | 152.1116 | 199.8963 | 199.8963 | 3777.1387 | 1581.1619 | 526.051 | 1871.5369 | 0 | 3538.2996 | 0 | -1080.5968
2030-08-10 | 14 | 460.3872 | 460.3872 | 0 | 199.8963 | 199.8963 | 3777.1387 | 1812.9685 | 339.478 | 1165.3053 | 0 | 3538.2996 | 0 | -1080.5968
2030-08-10 | 15 | 460.3872 | 460.3872 | 538.2349 | 199.8963 | 199.8963 | 1888.5693 | 168.9808 | 469.3824 | 1871.5369 | 0 | 2742.5283 | 0 | -1080.5968
2030-08-10 | 16 | 460.3872 | 460.3872 | 596.3228 | 199.8963 | 199.8963 | 1888.5693 | 168.981 | 988.1929 | 955.012 | 0 | 2814.6077 | 0 | -1080.5968
2030-08-10 | 17 | 460.3872 | 460.3872 | 593.006 | 199.8963 | 199.8963 | 1888.5693 | 168.981 | 773.2261 | 1871.5369 | 0 | 2178.7334 | 0 | -1080.5968
2030-08-10 | 18 | 460.3872 | 460.3872 | 641.2378 | 199.8963 | 199.8963 | 1888.5693 | 168.9817 | 269.6053 | 432.0031 | 0 | 3538.2996 | 0 | -1080.5968
2030-08-10 | 19 | 460.3872 | 460.3872 | 438.461 | 199.8963 | 199.8963 | 1888.5693 | 168.98 | 40.7736 | 0 | 675.1107 | 3174.1934 | 0 | -1080.5968
2030-08-10 | 20 | 460.3872 | 460.3872 | 440.405 | 133.2642 | 133.2642 | 1888.5693 | 168.9812 | 89.1143 | 474.8428 | 1821.2448 | 1843.1447 | 0 | -1080.5968
2030-08-10 | 21 | 460.3872 | 419.1754 | 646.4664 | 66.6321 | 66.6321 | 1888.5693 | 168.9815 | 131.6926 | 1871.5369 | 1821.2448 | 3480.7505 | 0 | -1080.5968
2030-08-10 | 22 | 153.4624 | 153.4624 | 545.1514 | 0 | 0 | 1888.5693 | 168.9802 | -183.9695 | 1871.5369 | 1821.2448 | 3538.2996 | 0 | -1080.5968
2030-08-10 | 23 | 153.4624 | 153.4624 | 81.4132 | 0 | 0 | 3777.1387 | 749.7732 | -113.5831 | 1032.972 | 1821.2448 | 3538.2996 | 0 | -1080.5968
2030-08-10 | 24 | 153.4624 | 153.4624 | 111.3338 | 0 | 0 | 3777.1387 | 1763.0402 | -643.5162 | -1771.1769 | 1821.2448 | 3538.2996 | 0 | -1080.5968
2030-08-11 | 1 | 153.4624 | 153.4624 | 0 | 0 | 0 | 3777.1387 | 215.9522 | -482.0272 | -1070.6482 | -142.839 | 3006.103 | 0 | -1080.5968
2030-08-11 | 2 | 153.4624 | 153.4624 | 0 | 0 | 0 | 3777.1387 | 215.9516 | -1884.8403 | -2059.1672 | 1821.2448 | 3538.2996 | 0 | -1080.5968
2030-08-11 | 3 | 153.4624 | 153.4624 | 0 | 199.8963 | 199.8963 | 3777.1387 | 526.2808 | -1228.3069 | 1871.5369 | 1093.2817 | 3538.2996 | 0 | -1080.5968
2030-08-11 | 4 | 153.4624 | 153.4624 | 0 | 199.8963 | 199.8963 | 3777.1387 | 3012.6165 | -1408.777 | -1014.4767 | 3189.5615 | 3538.2996 | 0 | -1080.5968
2030-08-11 | 5 | 153.4624 | 153.4624 | 0 | 199.8963 | 186.5564 | 3777.1387 | 1497.6814 | 487.6908 | 2191.5264 | 3642.4895 | 3538.2996 | 0 | -1080.5968
2030-08-11 | 6 | 153.4624 | 153.4624 | 0 | 199.8963 | 214.3965 | 3777.1387 | 1876.8103 | 1909.5364 | 3743.0737 | 3642.4895 | 3538.2996 | 0 | -1080.5968
2030-08-11 | 7 | 153.4624 | 154.236 | 0 | 257.7783 | 199.8963 | 3777.1387 | 1836.7194 | 1804.5552 | 3743.0737 | 3642.4895 | 3538.2996 | 0 | -1080.5968
2030-08-11 | 8 | 153.4624 | 153.4624 | 0 | 199.8963 | 199.8963 | 3777.1387 | 2385.3967 | 1495.5791 | 3743.0737 | 3642.4895 | 3538.2996 | 0 | -1080.5968
2030-08-11 | 9 | 153.4624 | 153.4624 | 0 | 199.8963 | 194.7539 | 3777.1387 | 230.9856 | 1081.4064 | 2210.8662 | 3642.4895 | 3538.2996 | 0 | -1080.5968
2030-08-11 | 10 | 153.4624 | 153.4624 | 646.4664 | 108.6838 | 133.2642 | 3777.1387 | 168.9811 | 573.3007 | 0 | 3518.4478 | 2560.0151 | 0 | -1080.5968
2030-08-11 | 11 | 460.3872 | 408.2061 | 626.9987 | 0 | 5.994 | 3777.1387 | 168.9814 | 900.913 | -360.6079 | 2907.2693 | 2646.8491 | 0 | -1080.5968
2030-08-11 | 12 | 460.3872 | 388.9147 | 646.4664 | 66.6321 | 89.22 | 2351.0342 | 168.9811 | 869.6389 | -558.2833 | 2007.281 | 2329.3596 | 0 | -1080.5968
2030-08-11 | 13 | 306.9248 | 244.3163 | 646.4664 | 133.2642 | 133.2642 | 3777.1387 | 511.5773 | 1161.9065 | -695.9897 | 1821.2448 | 3538.2996 | 647.0283 | -1080.5968
2030-08-11 | 14 | 460.3872 | 460.3872 | 646.4664 | 133.2642 | 133.2642 | 1888.5693 | 168.9816 | 1218.1433 | 0 | 1821.2448 | 3538.2996 | 0 | -1080.5968
2030-08-11 | 15 | 460.3872 | 460.3872 | 646.4664 | 199.8963 | 199.8963 | 1888.5693 | 168.9807 | 1892.6136 | 1029.9689 | 1821.2448 | 1769.1498 | 0 | -1080.5968
2030-08-11 | 16 | 460.3872 | 460.3872 | 646.4664 | 199.8963 | 199.8963 | 1888.5693 | 168.9815 | 1892.6136 | 1871.5369 | 1821.2448 | 1769.1498 | 0 | -1080.5968
2030-08-11 | 17 | 460.3872 | 460.3872 | 646.4664 | 199.8963 | 199.8963 | 1888.5693 | 168.9814 | 680.951 | 1871.5369 | 1821.2448 | 2004.4512 | 0 | -1080.5968
2030-08-11 | 18 | 460.3872 | 460.3872 | 646.4664 | 199.8963 | 199.8963 | 1888.5693 | 168.9815 | 456.9779 | 1500.509 | 1821.2448 | 3538.2996 | 0 | -1080.5968
2030-08-11 | 19 | 460.3872 | 460.3872 | 646.4664 | 199.8963 | 199.8963 | 1888.5693 | 168.9807 | 416.0064 | 224.499 | 1821.2448 | 3538.2996 | 0 | -1080.5968
2030-08-11 | 20 | 460.3872 | 460.3872 | 646.4664 | 199.8963 | 199.8963 | 1888.5693 | 168.9807 | 1020.0869 | 418.4136 | 1821.2448 | 3538.2996 | 0 | -1080.5968
2030-08-11 | 21 | 460.3872 | 460.3872 | 531.4358 | 199.8963 | 199.8963 | 1888.5693 | 445.9779 | 386.5465 | 1871.5369 | 1821.2448 | 3538.2996 | 0 | -1080.5968
2030-08-11 | 22 | 460.3872 | 460.3872 | 439.8061 | 199.8963 | 186.5979 | 2492.7747 | 1746.8899 | 1012.4337 | 1871.5369 | 1821.2448 | 3538.2996 | 0 | -1080.5968
2030-08-11 | 23 | 306.9248 | 350.9333 | 646.4664 | 0 | 0 | 3777.1387 | 215.9531 | 814.3203 | 104.4546 | 849.9529 | 1769.1498 | 0 | -1080.5968
2030-08-11 | 24 | 460.3872 | 396.984 | 495.2575 | 0 | 0 | 1888.5693 | 213.9523 | 1111.1715 | 729.2438 | 937.0689 | 265.2453 | 0 | -1080.5968
2030-08-12 | 1 | 460.3872 | 341.049 | 0 | 0 | 0 | 3777.1387 | 213.9523 | 1075.3953 | -1108.8759 | 3642.4895 | 1769.1498 | 0 | -1080.5968
2030-08-12 | 2 | 458.1853 | 306.9248 | 0 | 0 | 0 | 3777.1387 | 215.9525 | 3063.8579 | 2288.6304 | 3642.4895 | 3538.2996 | 0 | -1080.5968
2030-08-12 | 3 | 0 | 18.5732 | 0 | 199.7842 | 224.4342 | 3777.1387 | 2132.7993 | 3785.2273 | 3743.0737 | 3642.4895 | 3538.2996 | 0 | -1080.5968
2030-08-12 | 4 | 0 | 0 | 0 | 0 | 0 | 2904.2607 | 3605.5833 | 3785.2273 | 3743.0737 | 3642.4895 | 3538.2996 | 0 | -1080.5968
2030-08-12 | 5 | 0 | 0 | 0 | 0 | 0 | 3777.1387 | 3625.937 | 3785.2273 | 3743.0737 | 3642.4895 | 3538.2996 | 0 | -1080.5968
2030-08-12 | 6 | 153.4624 | 153.4624 | 0 | 0 | 0 | 3777.1387 | 3625.937 | 3785.2273 | 3743.0737 | 3642.4895 | 3538.2996 | 0 | -1080.5968
2030-08-12 | 7 | 153.4624 | 153.4624 | 0 | 133.2642 | 133.2642 | 3777.1387 | 3365.2195 | 3785.2273 | 3743.0737 | 3642.4895 | 3538.2996 | 0 | -1080.5968
2030-08-12 | 8 | 460.3872 | 460.3872 | 0 | 0 | 40.3993 | 3777.1387 | 2128.6941 | 3785.2273 | 3743.0737 | 3642.4895 | 3538.2996 | 0 | -1080.5968
2030-08-12 | 9 | 460.3872 | 460.3872 | 0 | 199.8963 | 199.8963 | 3777.1387 | 926.7842 | 3785.2273 | 2184.0833 | 3642.4895 | 3538.2996 | 0 | -1080.5968
2030-08-12 | 10 | 460.3872 | 460.3872 | 398.0388 | 241.2543 | 266.4163 | 3777.1387 | 215.9519 | 3785.2273 | 208.902 | 3642.4895 | 3538.2996 | 0 | -1080.5968
2030-08-12 | 11 | 460.3872 | 460.3872 | 355.4166 | 266.4163 | 266.4163 | 1888.5693 | 215.9522 | 3785.2273 | 866.4724 | 3642.4895 | 3538.2996 | 0 | -1080.5968
2030-08-12 | 12 | 460.3872 | 460.3872 | 0 | 266.4163 | 266.4163 | 2625.8853 | 213.9528 | 3785.2273 | 557.7608 | 3642.4895 | 3538.2996 | 0 | -1080.5968
2030-08-12 | 13 | 460.3872 | 460.3872 | 0 | 199.8963 | 199.8963 | 3777.1387 | 477.0714 | 3785.2273 | 497.7462 | 3642.4895 | 3538.2996 | 0 | -1080.5968
2030-08-12 | 14 | 460.3872 | 460.3872 | 0 | 266.4163 | 266.4163 | 3679.9397 | 213.9522 | 3434.3118 | 2155.3181 | 2650.8777 | 3538.2996 | 0 | -1080.5968
2030-08-12 | 15 | 460.3872 | 460.3872 | 646.4664 | 266.4163 | 266.4163 | 2432.0833 | 168.9795 | 3063.9453 | 1871.5369 | 2782.0889 | 3538.2996 | 0 | -1080.5968
2030-08-12 | 16 | 460.3872 | 460.3872 | 646.4664 | 266.4163 | 266.4163 | 1888.5693 | 469.6757 | 2821.3914 | 1871.5369 | 2473.9749 | 3538.2996 | 0 | -1080.5968
2030-08-12 | 17 | 460.3872 | 460.3872 | 646.4664 | 266.4163 | 266.4163 | 1888.5693 | 1812.9685 | 2554.0381 | 1871.5369 | 3642.4895 | 3538.2996 | 130.9319 | -1080.5968
2030-08-12 | 18 | 460.3872 | 460.3872 | 646.4664 | 266.4163 | 266.4163 | 3480.6592 | 1515.13 | 2880.9399 | 1871.5369 | 2868.5623 | 3538.2996 | 0 | -1080.5968
2030-08-12 | 19 | 460.3872 | 460.3872 | 342.1948 | 199.8963 | 199.8963 | 3777.1387 | 1812.9685 | 2920.719 | 1871.5369 | 3086.4336 | 3538.2996 | 0 | -1080.5968
2030-08-12 | 20 | 460.3872 | 460.3872 | 0 | 199.8963 | 199.8963 | 3777.1387 | 1812.9685 | 2903.1768 | 1666.4229 | 2190.4033 | 3538.2996 | 0 | -1080.5968
2030-08-12 | 21 | 460.3872 | 460.3872 | 0 | 133.2642 | 133.2642 | 3777.1387 | 1925.8237 | 3066.562 | 1031.0514 | 3642.4895 | 3538.2996 | 0 | -1080.5968
2030-08-12 | 22 | 460.3872 | 460.3872 | 0 | 199.8963 | 141.6096 | 3777.1387 | 1205.891 | 3064.7063 | 1181.896 | 3642.4895 | 3538.2996 | 0 | -1080.5968
2030-08-12 | 23 | 460.3872 | 460.3872 | 0 | 133.2642 | 133.2642 | 3777.1387 | 911.5206 | 2660.575 | 644.7925 | 3642.4895 | 3538.2996 | 0 | -1080.5968
2030-08-12 | 24 | 460.3872 | 356.5933 | 646.4664 | 66.6321 | 66.6321 | 3777.1387 | 2040.0023 | 3232.1389 | 1871.5369 | 3452.7739 | 3538.2996 | 172.6716 | -1080.5968
2030-08-13 | 1 | 153.4624 | 153.4624 | 0 | 199.8963 | 196.5505 | 3777.1387 | 3625.937 | 3785.2273 | 3743.0737 | 3642.4895 | 3538.2996 | 0 | -1080.5968
2030-08-13 | 2 | 153.4624 | 153.4624 | 0 | 66.6321 | 66.6321 | 3777.1387 | 3625.937 | 3785.2273 | 3743.0737 | 3642.4895 | 3538.2996 | 0 | -1080.5968
2030-08-13 | 3 | 153.4624 | 153.4624 | 0 | 0 | 0 | 3777.1377 | 3625.937 | 3785.2273 | 3743.0737 | 3642.4895 | 3538.2996 | 0 | -1080.5968
2030-08-13 | 4 | 153.4624 | 153.4624 | 0 | 0 | 0 | 3777.1387 | 3625.937 | 3785.2273 | 3743.0737 | 3642.4895 | 3538.2996 | 0 | -1080.5968
2030-08-13 | 5 | 153.4624 | 153.4624 | 0 | 0 | 0 | 3777.1387 | 3625.936 | 3785.2283 | 3743.0737 | 3642.4895 | 3538.2996 | 0 | -1080.5968
2030-08-13 | 6 | 0 | 0 | 0 | 0 | 0 | 3777.1387 | 3625.937 | 3785.2273 | 3743.0737 | 3642.4895 | 3538.2996 | 0 | -1080.5968
2030-08-13 | 7 | 153.4624 | 153.4624 | 0 | 0 | 0 | 3777.1387 | 3625.937 | 3785.2273 | 3743.0737 | 3642.4895 | 3538.2996 | 0 | -1080.5968
2030-08-13 | 8 | 153.4624 | 153.4624 | 0 | 0 | 0 | 3777.1387 | 3625.937 | 3785.2273 | 3743.0737 | 3642.4895 | 3538.2996 | 0 | -1080.5968
2030-08-13 | 9 | 153.4624 | 153.4624 | 0 | 0 | 0 | 3777.1387 | 3625.936 | 3785.2273 | 3743.0737 | 3642.4895 | 3538.2996 | 0 | -1080.5968
2030-08-13 | 10 | 153.4624 | 153.4624 | 0 | 66.6321 | 66.6321 | 3777.1387 | 3625.937 | 3785.2273 | 3743.0737 | 3642.4895 | 3538.2996 | 0 | -1080.5968
2030-08-13 | 11 | 153.4624 | 153.4624 | 0 | 0 | 0 | 3135.2026 | 3625.937 | 2882.3386 | 3743.0737 | 3642.4895 | 3538.2996 | 0 | -1080.5968
2030-08-13 | 12 | 153.4624 | 153.4624 | 0 | 66.6321 | 66.6321 | 3777.1387 | 812.8164 | 1586.5907 | 3743.0737 | 3642.4895 | 3538.2996 | 0 | -1080.5968
2030-08-13 | 13 | 460.3872 | 460.3872 | 0 | 133.2642 | 133.2642 | 3777.1387 | 3625.937 | -260.4479 | 1464.2682 | 1853.8984 | 3538.2996 | 0 | -1080.5968
2030-08-13 | 14 | 460.3872 | 460.3872 | 0 | 199.8963 | 190.2739 | 3777.1387 | 3625.937 | -2.7895e-05 | 1623.999 | 1680.2076 | 3538.2996 | 0 | -1080.5968
2030-08-13 | 15 | 455.4669 | 306.9248 | 646.4664 | 133.2642 | 152.7733 | 3777.1387 | 1812.9685 | -354.2473 | 1871.5369 | 1821.2448 | 3538.2996 | 0 | -1080.5968
2030-08-13 | 16 | 239.1906 | 153.4624 | 637.821 | 133.2642 | 133.2642 | 3777.1387 | 1812.9685 | -6.9695 | 1871.5369 | 1821.2448 | 3538.2996 | 0 | -1080.5968
2030-08-13 | 17 | 153.4624 | 193.7341 | 646.4664 | 133.2642 | 133.2642 | 3777.1387 | 1812.9685 | -2.7895e-05 | 1871.5369 | 2815.4124 | 3538.2996 | 0 | -1080.5968
2030-08-13 | 18 | 153.4624 | 153.4624 | 646.4664 | 66.6321 | 107.7366 | 3777.1387 | 1812.9685 | -2.7895e-05 | 1871.5369 | 2764.512 | 3538.2996 | 0 | -1080.5968
2030-08-13 | 19 | 153.4624 | 153.4624 | 213.3681 | 133.2642 | 97.8957 | 3777.1387 | 1812.9685 | -144.5287 | 1871.5369 | 2239.0701 | 3538.2996 | 0 | -1080.5968
2030-08-13 | 20 | 153.4624 | 153.4624 | 0 | 66.6321 | 21.1451 | 3777.1387 | 2298.907 | -801.5212 | 2574.0325 | 3642.4895 | 3538.2996 | 0 | -1080.5968
2030-08-13 | 21 | 460.3872 | 395.7894 | 0 | 199.8963 | 151.4658 | 3777.1387 | 3625.937 | -2.7895e-05 | 2931.769 | 798.9915 | 3538.2996 | 0 | -1080.5968
2030-08-13 | 22 | 153.4624 | 153.4624 | 0 | 133.2642 | 108.5108 | 3777.1387 | 2864.9868 | -3.7108 | 2573.9678 | 184.8337 | 3538.2996 | 0 | -1080.5968
2030-08-13 | 23 | 153.4624 | 153.4624 | 0 | 0 | 0 | 3639.9514 | 3524.259 | -558.7584 | 568.4973 | 1375.7634 | 3538.2996 | 0 | -1080.5968
2030-08-13 | 24 | 153.4624 | 153.4624 | 0 | 0 | 0 | 3777.1387 | 2532.8203 | -757.6603 | 772.9672 | 2733.2222 | 3538.2996 | 0 | -1080.5968
2030-08-14 | 1 | 153.4624 | 153.4624 | 0 | 0 | 0 | 3777.1387 | 3625.937 | -982.6342 | 1432.7863 | 3642.4895 | 3538.2996 | 0 | -1080.5968
2030-08-14 | 2 | 153.4624 | 153.4624 | 0 | 0 | 0 | 3777.1387 | 3625.937 | -1392.1444 | 850.6719 | 3642.4895 | 3538.2996 | 0 | -1080.5968
2030-08-14 | 3 | 153.4624 | 153.4624 | 0 | 0 | 0 | 3777.1387 | 3625.937 | -552.8156 | 1377.6803 | 3642.4895 | 3538.2996 | 0 | -1080.5968
2030-08-14 | 4 | 153.4624 | 153.4624 | 0 | 0 | 0 | 3777.1387 | 3625.937 | 615.0609 | 3743.0737 | 3642.4895 | 3538.2996 | 0 | -1080.5968
2030-08-14 | 5 | 153.4624 | 153.4624 | 0 | 133.2642 | 133.2642 | 3777.1387 | 3625.937 | -945.9972 | 1871.537 | 3165.5042 | 3538.2996 | 0 | -1080.5968
2030-08-14 | 6 | 153.4624 | 153.4624 | 0 | 133.2642 | 180.6499 | 3777.1387 | 3625.937 | -782.2685 | 1871.5369 | 1821.2448 | 3538.2996 | 0 | -1080.5968
2030-08-14 | 7 | 153.4624 | 153.4624 | 0 | 133.2642 | 132.99 | 3777.1387 | 215.9524 | 137.6363 | 3743.0737 | 2126.4644 | 3538.2996 | 0 | -1080.5968
2030-08-14 | 8 | 153.4624 | 153.4624 | 0 | 133.2642 | 148.5505 | 3777.1387 | 213.9518 | 172.8505 | 2363.1929 | 3642.4895 | 1966.0116 | 0 | -1080.5968
2030-08-14 | 9 | 153.4624 | 153.4624 | 0 | 0 | 0 | 3777.1387 | 213.952 | -163.8549 | 1267.2576 | 3642.4895 | 2480.0974 | 0 | -1080.5968
2030-08-14 | 10 | 458.502 | 306.9248 | 0 | 133.2642 | 92.6962 | 3777.1387 | 846.756 | -467.8246 | 1303.8063 | 2484.146 | 3538.2996 | 0 | -1080.5968
2030-08-14 | 11 | 318.6931 | 460.3872 | 0 | 133.2642 | 84.6555 | 3777.1387 | 1108.1941 | -423.5798 | 4.53e-05 | 1821.2448 | 3538.2996 | 199.9898 | -1080.5968
2030-08-14 | 12 | 460.3872 | 460.3872 | 0 | 199.8963 | 173.0791 | 3777.1387 | 215.9528 | -230.5885 | 4.53e-05 | 1821.2448 | 3538.2996 | 493.4701 | -1080.5968
2030-08-14 | 13 | 460.3872 | 460.3872 | 0 | 199.8963 | 150.8823 | 3777.1387 | 215.9529 | -322.7412 | 4.53e-05 | 2686.8484 | 3538.2996 | 0 | -1080.5968
2030-08-14 | 14 | 460.3872 | 460.3872 | 646.4664 | 133.2642 | 134.0882 | 1888.5693 | 215.954 | 18.3091 | 0.0010219 | 1821.2448 | 3393.8723 | 0 | -1080.5968
2030-08-14 | 15 | 306.9248 | 306.9248 | 646.4664 | 133.2642 | 133.2642 | 1888.5693 | 168.9819 | -1507.8839 | 53.2074 | 3110.1204 | 1769.1498 | 0 | -1080.5968
2030-08-14 | 16 | 306.9248 | 302.797 | 646.4664 | 133.2642 | 133.2642 | 691.5073 | 166.9227 | -859.6373 | 1257.4644 | 1821.2448 | 520.285 | 0 | -1080.5968
2030-08-14 | 17 | 153.4624 | 153.4624 | 646.4664 | 118.7444 | 66.6321 | 1888.5693 | 168.9812 | -344.8511 | 1508.1426 | 1821.2448 | 1769.1498 | 0 | -1080.5968
2030-08-14 | 18 | 460.3872 | 460.3872 | 646.4664 | 133.2642 | 133.2642 | 1888.5693 | 168.9815 | -362.1022 | 483.0469 | 2674.6743 | 2997.2983 | 0 | -1080.5968
2030-08-14 | 19 | 460.3872 | 460.3872 | 646.4664 | 133.2642 | 154.243 | 1888.5693 | 168.9817 | 333.9868 | 1871.5369 | 1821.2448 | 3466.6787 | 0 | -1080.5968
2030-08-14 | 20 | 460.3872 | 460.3872 | 646.4664 | 133.2642 | 159.9252 | 1888.5693 | 168.9813 | 242.0841 | 974.2516 | 2142.0068 | 3322.8984 | 0 | -1080.5968
2030-08-14 | 21 | 153.4624 | 266.7443 | 69.2629 | 133.2642 | 133.2642 | 1888.5693 | 215.9542 | -382.9528 | 1657.5486 | 3642.4895 | 3538.2996 | 0 | -1080.5968
2030-08-14 | 22 | 153.4624 | 153.4624 | 0 | 66.6321 | 66.6321 | 1888.5693 | 1057.2463 | 52.8886 | 1871.5369 | 2472.0002 | 3538.2996 | 0 | -1080.5968
2030-08-14 | 23 | 223.2143 | 306.9248 | 646.4664 | 133.2642 | 133.2642 | 2167.5708 | 168.9814 | 200.7239 | 1871.5369 | 1821.2448 | 3538.2996 | 485.2712 | -1080.5968
2030-08-14 | 24 | 291.7547 | 153.4624 | 293.8745 | 133.2642 | 133.2642 | 1888.5693 | 168.9825 | 332.6275 | 1452.0122 | 1821.2448 | 3036.3867 | 0 | -1080.5968
2030-08-15 | 1 | 153.4624 | 153.4624 | 446.6489 | 0 | 0 | 3777.1387 | 168.9805 | 451.3717 | -1627.844 | 1821.2448 | 2791.5005 | 0 | -1080.5968
2030-08-15 | 2 | 153.4624 | 153.4624 | 43.817 | 0 | 0 | 3777.1387 | 215.9505 | 503.4474 | -1164.3477 | 1821.2448 | 3538.2996 | 0 | -1080.5968
2030-08-15 | 3 | 153.4624 | 153.4624 | 357.6153 | 0 | 0 | 3777.1387 | 168.981 | -269.8062 | -2398.9749 | 3642.4895 | 3417.689 | 0 | -1080.5968
2030-08-15 | 4 | 202.2056 | 153.4624 | 246.5645 | 199.8963 | 220.3429 | 3777.1387 | 168.9811 | 691.809 | 1471.3247 | 3642.4895 | 3538.2996 | 0 | -1080.5968
2030-08-15 | 5 | 153.4624 | 153.4624 | 46.1206 | 0 | 0 | 3777.1387 | 176.4149 | 953.7076 | 2242.4631 | 3642.4895 | 3538.2996 | 0 | -1080.5968
2030-08-15 | 6 | 306.9248 | 222.7995 | 0 | 133.2642 | 75.7594 | 3777.1387 | 215.9557 | 811.9354 | 4.53e-05 | 3642.4895 | 3538.2996 | 0 | -1080.5968
2030-08-15 | 7 | 306.9248 | 415.3286 | 0 | 66.6321 | 66.6321 | 3777.1387 | 215.9507 | 995.2452 | 4.53e-05 | 3642.4895 | 3260.4917 | 0 | -1080.5968
2030-08-15 | 8 | 460.3872 | 460.3872 | 0 | 133.2642 | 105.84 | 3777.1387 | 230.9858 | 1154.0887 | 4.53e-05 | 3642.4895 | 2511.6279 | 0 | -1080.5968
2030-08-15 | 9 | 460.3872 | 460.3872 | 241.1031 | 199.8963 | 249.3078 | 3777.1387 | 1812.9685 | 1592.1355 | 1871.5369 | 2114.3733 | 3538.2996 | 323.5141 | -1080.5968
2030-08-15 | 10 | 460.3872 | 460.3872 | 125.4668 | 266.4163 | 257.5859 | 3777.1387 | 1812.9685 | 1686.5178 | 1871.5369 | 1821.2448 | 3538.2996 | 0 | -1080.5968
2030-08-15 | 11 | 460.3872 | 460.3872 | 0 | 266.4163 | 266.4163 | 3455.7632 | 1525.3013 | 1143.0646 | 1871.5369 | 2793.2378 | 3538.2996 | 0 | -1080.5968
2030-08-15 | 12 | 460.3872 | 460.3872 | 0 | 266.4163 | 266.4163 | 3777.1387 | 215.9523 | 1314.1349 | 4.53e-05 | 3642.4895 | 3538.2996 | 0 | -1080.5968
2030-08-15 | 13 | 460.3872 | 460.3872 | 646.4664 | 266.4163 | 266.4163 | 3777.1387 | 168.981 | 1306.8551 | 1871.5369 | 1821.2448 | 3538.2996 | 0 | -1080.5968
2030-08-15 | 14 | 460.3872 | 460.3872 | 646.4664 | 199.8963 | 199.8963 | 3777.1387 | 168.9832 | 1892.6136 | 1871.5369 | 1821.2448 | 2416.1426 | 0 | -1080.5968
2030-08-15 | 15 | 460.3872 | 460.3872 | 646.4664 | 133.2642 | 133.2642 | 1888.5693 | 168.9813 | 0 | 1871.5369 | 1821.2448 | 1769.1498 | 0 | -1080.5968
2030-08-15 | 16 | 460.3872 | 417.3613 | 646.4664 | 133.2642 | 90.6241 | 2257.9976 | 168.9812 | 1892.6136 | 1871.5369 | 1821.2448 | 1769.1498 | 0 | -1080.5968
2030-08-15 | 17 | 306.9248 | 371.8106 | 646.4664 | 66.6321 | 66.6321 | 2189.7915 | 168.9813 | 1023.3019 | 1871.5369 | 1821.2448 | 3538.2996 | 0 | -1080.5968
2030-08-15 | 18 | 460.3872 | 373.5759 | 646.4664 | 133.2642 | 133.2642 | 2654.2754 | 168.9817 | 1892.6136 | 1871.5369 | 1821.2448 | 3538.2996 | 0 | -1080.5968
2030-08-15 | 19 | 460.3872 | 460.3872 | 0 | 199.8963 | 199.8963 | 3777.1387 | 215.9527 | 457.1323 | 1871.5369 | 3214.4873 | 1769.1498 | 0 | -1080.5968
2030-08-15 | 20 | 460.3872 | 460.3872 | 0 | 199.8963 | 199.8963 | 3777.1387 | 215.9512 | 713.682 | 1871.5369 | 2424.4797 | 2463.1411 | 0 | -1080.5968
2030-08-15 | 21 | 460.3872 | 460.3872 | 111.9831 | 199.8963 | 199.8963 | 3777.1387 | 215.9522 | 495.3331 | 1272.074 | 3642.4895 | 3538.2996 | 322.5767 | -1080.5968
2030-08-15 | 22 | 460.3872 | 460.3872 | 0 | 199.8963 | 199.8963 | 3777.1387 | 215.9524 | 576.2272 | 1871.5369 | 2017.1328 | 3538.2996 | 0 | -1080.5968
2030-08-15 | 23 | 460.3872 | 460.3872 | 0 | 199.8963 | 199.8963 | 3370.1487 | 215.9512 | 1892.6136 | 1871.5369 | 1821.2448 | 3538.2996 | 0 | -1080.5968
2030-08-15 | 24 | 460.3872 | 460.3872 | 0 | 199.8963 | 199.8963 | 3777.1387 | 1524.5205 | 933.3702 | 1871.5369 | 1476.027 | 3538.2996 | 0 | -1080.5968
2030-08-16 | 1 | 460.3872 | 460.3872 | 20.0781 | 133.2642 | 133.2642 | 3777.1387 | 168.9814 | 848.1794 | 1871.5369 | 1821.2448 | 2040.7119 | 0 | -1080.5968
2030-08-16 | 2 | 460.3872 | 460.3872 | 0 | 199.8963 | 164.8803 | 3777.1387 | 215.9522 | 2079.481 | 525.1375 | 3642.4895 | 897.6165 | 0 | -1080.5968
2030-08-16 | 3 | 460.3872 | 313.0288 | 0 | 0 | 0 | 3777.1387 | 552.6335 | 3785.2273 | 3743.0737 | 3642.4895 | 3538.2996 | 0 | -1080.5968
2030-08-16 | 4 | 153.4624 | 153.4624 | 0 | 66.6321 | 93.841 | 3777.1387 | 2121.9451 | 3785.2273 | 3743.0737 | 3642.4895 | 3538.2996 | 0 | -1080.5968
2030-08-16 | 5 | 153.4624 | 153.4624 | 0 | 0 | 0 | 3777.1387 | 3346.1335 | 3785.2273 | 3743.0737 | 3642.4895 | 3538.2983 | 0 | -1080.5968
2030-08-16 | 6 | 153.4624 | 153.4624 | 0 | 0 | 0 | 3777.1387 | 3625.937 | 3785.2273 | 3743.0737 | 3642.4895 | 3538.2996 | 0 | -1080.5968
2030-08-16 | 7 | 153.4624 | 153.4624 | 0 | 0 | 0 | 3777.1387 | 3625.937 | 3785.2273 | 3743.0737 | 3642.4895 | 3538.2996 | 0 | -1080.5968
2030-08-16 | 8 | 153.4624 | 153.4624 | 0 | 133.2642 | 133.2642 | 3777.1387 | 3625.937 | 3785.2273 | 3743.0737 | 3642.4895 | 3538.2996 | 0 | -1080.5968
2030-08-16 | 9 | 306.9248 | 458.0761 | 176.845 | 199.8963 | 199.8963 | 3777.1387 | 3138.6956 | 3785.2273 | 3743.0737 | 3642.4895 | 3538.2996 | 0 | -1080.5968
2030-08-16 | 10 | 331.6371 | 460.3872 | 608.4426 | 199.8963 | 199.8963 | 3777.1387 | 556.0238 | 3785.2273 | 3743.0737 | 3642.4895 | 3538.2996 | 0 | -1080.5968
2030-08-16 | 11 | 460.3872 | 460.3872 | 500.1809 | 209.2475 | 266.4163 | 3777.1387 | 215.9517 | 3785.2273 | 3355.854 | 3642.4895 | 3538.2996 | 0 | -1080.5968
2030-08-16 | 12 | 460.3872 | 460.3872 | 259.4355 | 199.8963 | 199.7505 | 3777.1387 | 213.9519 | 3785.2273 | 3532.2532 | 3642.4895 | 3538.2996 | 0 | -1080.5968
2030-08-16 | 13 | 460.3872 | 322.2524 | 646.4664 | 66.6321 | 66.6321 | 3777.1387 | 1059.9565 | 3405.2158 | 1871.5369 | 2143.1265 | 3538.2996 | 0 | -1080.5968
2030-08-16 | 14 | 460.3872 | 460.3872 | 646.4664 | 199.8963 | 235.3028 | 3777.1387 | 168.9818 | 2892.2383 | 1871.5369 | 2037.6217 | 1782.432 | 194.1691 | -1080.5968
2030-08-16 | 15 | 460.3872 | 460.3872 | 646.4664 | 199.8963 | 199.8963 | 3386.2097 | 168.9819 | 2163.1196 | 1871.5369 | 2376.8848 | 1769.1498 | 411.2917 | -1080.5968
2030-08-16 | 16 | 460.3872 | 425.7014 | 646.4664 | 199.8963 | 199.8963 | 3777.1387 | 168.9816 | 1892.6136 | 1967.4464 | 2416.1108 | 1769.1498 | 272.9882 | -1080.5968
2030-08-16 | 17 | 460.3872 | 460.3872 | 646.4664 | 199.8963 | 193.2107 | 3777.1387 | 1812.9685 | 1780.1432 | 1871.5369 | 1821.2448 | 3538.2996 | 483.616 | -1080.5968
2030-08-16 | 18 | 460.3872 | 411.5206 | 303.1271 | 199.8963 | 199.8963 | 3777.1387 | 215.9516 | 1892.6136 | 3190.239 | 2452.4258 | 3538.2996 | 0 | -1080.5968
2030-08-16 | 19 | 306.9248 | 254.5458 | 0 | 199.8963 | 199.8963 | 3777.1387 | 1954.0599 | 2619.7078 | 3743.0737 | 3642.4895 | 3538.2996 | 0 | -1080.5968
2030-08-16 | 20 | 153.4624 | 153.4624 | 0 | 124.9228 | 66.6321 | 3777.1387 | 3625.937 | 2421.8699 | 3743.0737 | 2322.3057 | 3538.2996 | 0 | -1080.5968
2030-08-16 | 21 | 153.4624 | 153.4624 | 0 | 66.6321 | 70.5478 | 3777.1387 | 2762.397 | 3785.2273 | 3743.0737 | 3642.4895 | 3538.2996 | 0 | -1080.5968
2030-08-16 | 22 | 153.4624 | 153.4624 | 0 | 66.6321 | 49.316 | 3777.1387 | 3463.0405 | 3785.2273 | 3743.0737 | 3642.4895 | 3538.2996 | 0 | -1080.5968
2030-08-16 | 23 | 153.4624 | 153.4624 | 4.3867 | 81.1217 | 66.6321 | 3777.1387 | 3625.937 | 3785.2273 | 3743.0737 | 3642.4895 | 3538.2996 | 0 | -1080.5968
2030-08-16 | 24 | 153.4624 | 153.4624 | 0 | 106.5751 | 66.6321 | 3777.1387 | 3251.8462 | 3785.2273 | 3743.0737 | 1938.7064 | 3538.2996 | 0 | -1080.5968
2030-08-17 | 1 | 153.4624 | 153.4624 | 0 | 133.2642 | 148.8967 | 3777.1387 | 3625.937 | 3785.2273 | 3743.0737 | 3642.4895 | 3538.2996 | 67.6959 | -1080.5968
2030-08-17 | 2 | 153.4624 | 153.4624 | 0 | 66.6321 | 90.0877 | 3724.99 | 3625.937 | 3785.2273 | 3743.0737 | 3642.4895 | 3538.2996 | 0 | -1080.5968
2030-08-17 | 3 | 153.4624 | 153.4624 | 0 | 0 | 0 | 3777.1387 | 3625.937 | 3785.2273 | 3743.0737 | 3642.4895 | 3538.2996 | 0 | -1080.5968
2030-08-17 | 4 | 153.4624 | 153.4624 | 0 | 0 | 0 | 3777.1387 | 3625.937 | 3785.2273 | 3743.0737 | 3642.4895 | 3538.2996 | 0 | -1080.5968
2030-08-17 | 5 | 153.4624 | 153.4624 | 646.4664 | 0 | 0 | 3777.1387 | 3625.937 | 3785.2273 | 3743.0737 | 3642.4895 | 3538.2996 | 251.7273 | -1080.5968
2030-08-17 | 6 | 153.4624 | 153.4624 | 0 | 0 | 0 | 3777.1387 | 3625.937 | 3785.2273 | 3743.0737 | 3642.4895 | 3538.2996 | 0 | -1080.5968
2030-08-17 | 7 | 153.4624 | 153.4624 | 0 | 0 | 0 | 3777.1387 | 3625.937 | 3785.2273 | 3743.0737 | 3642.4895 | 3538.2996 | 0 | -1080.5968
2030-08-17 | 8 | 153.4624 | 153.4624 | 0 | 0 | 0 | 3777.1387 | 3625.937 | 3785.2273 | 3743.0737 | 3642.4895 | 3538.2996 | 0 | -1080.5968
2030-08-17 | 9 | 153.4624 | 153.4624 | 646.4664 | 0 | 0 | 3777.1387 | 3625.937 | 3158.9241 | 3743.0737 | 3642.4895 | 3538.2996 | 0 | -1080.5968
2030-08-17 | 10 | 153.4624 | 153.4624 | 0 | 0 | 0 | 3777.1387 | 3625.937 | -403.8031 | 1645.6283 | 1821.2448 | 3538.2996 | 35.8139 | -1080.5968
2030-08-17 | 11 | 153.4624 | 153.4624 | 627.6417 | 0 | 0 | 3777.1387 | 3316.8286 | -994.9435 | 918.4935 | 1821.2448 | 3538.2996 | 0 | -1080.5968
2030-08-17 | 12 | 153.4624 | 153.4624 | 619.8732 | 0 | 0 | 3777.1387 | 2341.9753 | -1173.3711 | -774.3118 | 1821.2448 | 3538.2996 | 0 | -1080.5968
2030-08-17 | 13 | 153.4624 | 153.4624 | 0 | 133.2642 | 72.9301 | 3777.1387 | 215.9533 | -626.2736 | 4.53e-05 | 2955.3457 | 3538.2996 | 0 | -1080.5968
2030-08-17 | 14 | 460.3872 | 460.3872 | 495.6596 | 199.8963 | 199.8963 | 2222.874 | 168.9822 | 0 | 1871.5369 | 1821.2448 | 3538.2996 | 0 | -1080.5968
2030-08-17 | 15 | 460.3872 | 460.3872 | 519.9274 | 199.8963 | 199.8963 | 1888.5693 | 168.9811 | 924.3028 | 1871.5369 | 1821.2448 | 3538.2996 | 0 | -1080.5968
2030-08-17 | 16 | 460.3872 | 460.3872 | 484.8498 | 199.8963 | 199.8963 | 1888.5693 | 857.1974 | 0 | 1871.5369 | 1821.2448 | 3538.2996 | 0 | -1080.5968
2030-08-17 | 17 | 306.9248 | 327.3784 | 646.4664 | 199.8963 | 199.8963 | 3777.1387 | 3625.937 | -377.6948 | 564.4871 | 1821.2448 | 3538.2996 | 295.6057 | -1080.5968
2030-08-17 | 18 | 306.9248 | 306.9248 | 299.6077 | 133.2642 | 133.2642 | 3777.1387 | 3625.937 | -98.6667 | 1059.3853 | 1821.2448 | 3538.2996 | 0 | -1080.5968
2030-08-17 | 19 | 306.9248 | 306.9248 | 448.9302 | 133.2642 | 133.2642 | 3777.1387 | 2794.4473 | -99.5848 | 0 | 1821.2448 | 3538.2996 | 0 | -1080.5968
2030-08-17 | 20 | 153.4624 | 153.4624 | 429.0785 | 133.2642 | 133.2642 | 3777.1387 | 364.1276 | 275.8447 | -84.9617 | -4.53e-06 | 3538.2996 | 0 | -1080.5968
2030-08-17 | 21 | 153.4624 | 153.4624 | 0 | 66.6321 | 67.5769 | 3777.1387 | 2327.4785 | 352.0862 | 4.53e-05 | -4.53e-06 | 3538.2996 | 0 | -1080.5968
2030-08-17 | 22 | 306.9248 | 177.0497 | 0 | 86.8962 | 133.2642 | 3777.1387 | 2646.2686 | 11.1358 | 4.53e-05 | 490.058 | 3538.2996 | 0 | -1080.5968
2030-08-17 | 23 | 153.4624 | 153.4624 | 0 | 39.5776 | 0 | 2611.5837 | 1026.6309 | -91.2417 | 1871.5369 | 1821.2448 | 3538.2996 | 0 | -1080.5968
2030-08-17 | 24 | 153.4624 | 153.4624 | 65.8442 | 0 | 0 | 2700.4272 | 215.9519 | 321.1085 | 1871.5369 | 1821.2448 | 3538.2996 | 0 | -1080.5968
2030-08-18 | 1 | 153.4624 | 153.4624 | 646.4664 | 0 | 0 | 3777.1387 | 168.9828 | 1489.0165 | 1871.5369 | 2279.24 | 3538.2996 | 0 | -1080.5968
2030-08-18 | 2 | 153.4624 | 153.4624 | 0 | 0 | 0 | 3777.1387 | 215.9529 | 217.3305 | 122.9906 | 3642.4895 | 3538.2996 | 43.2996 | -1080.5968
2030-08-18 | 3 | 153.4624 | 153.4624 | 0 | 0 | 0 | 3777.1387 | 230.9866 | 548.6685 | 1868.0841 | 3642.4895 | 3538.2996 | 0 | -1080.5968
2030-08-18 | 4 | 153.4624 | 153.4624 | 0 | 0 | 0 | 3777.1387 | 230.9863 | 484.7941 | 3353.8005 | 3642.4895 | 3538.2996 | 0 | -1080.5968
2030-08-18 | 5 | 153.4624 | 153.4624 | 0 | 0 | 0 | 3777.1387 | 230.9869 | 573.0743 | 3743.0737 | 3642.4895 | 3538.2996 | 0 | -1080.5968
2030-08-18 | 6 | 153.4624 | 153.4624 | 0 | 0 | 0 | 3777.1387 | 850.7494 | -551.212 | 2752.5212 | 3642.4895 | 3538.2996 | 0 | -1080.5968
2030-08-18 | 7 | 153.4624 | 153.4624 | 0 | 0 | 0 | 3777.1387 | 2026.4929 | -1125.9916 | 778.2811 | 1821.2448 | 3538.2996 | 0 | -1080.5968
2030-08-18 | 8 | 153.4624 | 153.4624 | 0 | 0 | 0 | 3777.1387 | 3371.6396 | -1208.2501 | 0.0010219 | 1626.373 | 3538.2996 | 0 | -1080.5968
2030-08-18 | 9 | 153.4624 | 153.4624 | 0 | 0 | 0 | 3777.1387 | 3625.937 | -849.4677 | 581.5854 | 1454.0295 | 3538.2996 | 0 | -1080.5968
2030-08-18 | 10 | 153.4624 | 153.4624 | 0 | 0 | 0 | 3777.1387 | 1812.9685 | -562.3974 | 1482.6902 | 1821.2448 | 3538.2996 | 0 | -1080.5968
2030-08-18 | 11 | 153.4624 | 153.4624 | 0 | 0 | 0 | 3777.1387 | 1812.9685 | -770.9248 | 1269.9608 | 1821.2448 | 3538.2996 | 0 | -1080.5968
2030-08-18 | 12 | 153.4624 | 153.4624 | 0 | 0 | 0 | 3777.1387 | 215.9523 | 60.058 | 1871.5369 | 1821.2448 | 3538.2996 | 0 | -1080.5968
2030-08-18 | 13 | 153.4624 | 153.4624 | 0 | 0 | 0 | 3670.2976 | 215.9534 | 901.0021 | 4.53e-05 | -4.53e-06 | 3538.2996 | 0 | -1080.5968
2030-08-18 | 14 | 153.4624 | 153.4624 | 452.9195 | 66.6321 | 107.8672 | 3777.1387 | 168.9812 | 566.2769 | 1871.5369 | 1821.2448 | 3538.2996 | 0 | -1080.5968
2030-08-18 | 15 | 228.5178 | 153.4624 | 646.4664 | 133.2642 | 133.2642 | 1888.5693 | 168.9793 | 488.3805 | 1871.5369 | 1821.2448 | 3538.2996 | 0 | -1080.5968
2030-08-18 | 16 | 395.6542 | 306.9248 | 486.1334 | 199.8963 | 199.8963 | 1888.5693 | 168.982 | 543.2666 | 1871.5369 | 1821.2448 | 3538.2996 | 0 | -1080.5968
2030-08-18 | 17 | 460.3872 | 460.3872 | 345.2799 | 199.8963 | 199.8963 | 2318.0642 | 595.3759 | 532.7491 | 1871.5369 | 1821.2448 | 3538.2996 | 0 | -1080.5968
2030-08-18 | 18 | 460.3872 | 460.3872 | 351.1056 | 199.8963 | 199.8963 | 2515.4431 | 1500.4835 | 269.1103 | 1871.5369 | 1821.2448 | 3538.2996 | 0 | -1080.5968
2030-08-18 | 19 | 460.3872 | 460.3872 | 319.5706 | 199.8963 | 199.8963 | 3248.1023 | 1305.7268 | 187.0111 | 1871.5369 | 1821.2448 | 3538.2996 | 0 | -1080.5968
2030-08-18 | 20 | 153.4624 | 153.4624 | 185.5734 | 133.2642 | 133.2642 | 3777.1387 | 787.8606 | -49.0725 | 1730.3015 | 1821.2448 | 3538.2996 | 0 | -1080.5968
2030-08-18 | 21 | 153.4624 | 153.4624 | 0 | 133.2642 | 133.2642 | 3777.1387 | 230.9879 | -306.656 | 415.552 | -4.53e-06 | 3538.2996 | 0 | -1080.5968
2030-08-18 | 22 | 460.3872 | 460.3872 | 0 | 199.8963 | 199.8963 | 3777.1387 | 215.9522 | -507.3744 | 4.53e-05 | -4.53e-06 | 3538.2996 | 0 | -1080.5968
2030-08-18 | 23 | 460.3872 | 460.3872 | 0 | 199.8963 | 199.8963 | 3777.1387 | 215.9522 | -2.7895e-05 | 4.53e-05 | 520.9197 | 3538.2996 | 0 | -1080.5968
2030-08-18 | 24 | 153.4624 | 153.4624 | 0 | 0 | 0 | 3700.1321 | 228.8463 | -2.7895e-05 | 4.53e-05 | 1180.4579 | 3538.2996 | 0 | -1080.5968
2030-08-19 | 1 | 153.4624 | 153.4624 | 0 | 0 | 0 | 2595.6982 | 215.9524 | -476.1182 | -521.847 | 1821.2448 | 1769.1498 | 0 | -1080.5968
2030-08-19 | 2 | 153.4624 | 153.4624 | 0 | 0 | 0 | 3777.1387 | 3625.937 | -1138.9235 | 128.8885 | 1821.2448 | 3538.2996 | 0 | -1080.5968
2030-08-19 | 3 | 153.4624 | 153.4624 | 0 | 0 | 0 | 3777.1387 | 3625.937 | 333.3758 | 3071.5869 | 3642.4895 | 3538.2996 | 0 | -1080.5968
2030-08-19 | 4 | 153.4624 | 153.4624 | 0 | 0 | 0 | 3777.1387 | 3625.937 | 877.7202 | 3713.4624 | 3642.4895 | 3538.2996 | 0 | -1080.5968
2030-08-19 | 5 | 153.4624 | 153.4624 | 0 | 0 | 0 | 3777.1387 | 3625.937 | -92.1969 | 1997.407 | 3642.4895 | 3538.2996 | 0 | -1080.5968
2030-08-19 | 6 | 153.4624 | 153.4624 | 0 | 0 | 0 | 3777.1387 | 3625.937 | -1184.3348 | 1593.3236 | 3642.4895 | 3538.2996 | 0 | -1080.5968
2030-08-19 | 7 | 153.4624 | 153.4624 | 0 | 0 | 0 | 3777.1387 | 3625.937 | -869.2423 | 1585.7056 | 1821.2448 | 3538.2996 | 0 | -1080.5968
2030-08-19 | 8 | 153.4624 | 153.4624 | 0 | 0 | 0 | 3777.1387 | 3625.937 | -373.6897 | 4.53e-05 | 2383.8579 | 3538.2996 | 0 | -1080.5968
2030-08-19 | 9 | 460.3872 | 460.3872 | 0 | 199.8963 | 199.8963 | 3777.1387 | 915.9789 | 95.703 | 1871.5369 | 1821.2448 | 3538.2996 | 0 | -1080.5968
2030-08-19 | 10 | 460.3872 | 460.3872 | 0 | 199.8963 | 199.8963 | 3777.1387 | 1812.9685 | -114.5047 | 1871.5369 | 1821.2448 | 3538.2996 | 144.7571 | -1080.5968
2030-08-19 | 11 | 460.3872 | 460.3872 | 0 | 199.8963 | 199.8963 | 3777.1387 | 1812.9685 | -2.7895e-05 | 1596.1615 | 1299.6375 | 3538.2996 | 84.6693 | -1080.5968
2030-08-19 | 12 | 424.142 | 460.3872 | 0 | 199.8963 | 199.8963 | 3777.1387 | 1588.4613 | -2.7895e-05 | 538.3843 | 521.527 | 3538.2996 | 0 | -1080.5968
2030-08-19 | 13 | 460.3872 | 460.3872 | 0 | 199.8963 | 199.8963 | 3777.1387 | 798.342 | -2.7895e-05 | 4.53e-05 | 1802.9392 | 3538.2996 | 0 | -1080.5968
2030-08-19 | 14 | 460.3872 | 460.3872 | 0 | 266.4163 | 266.4163 | 3777.1387 | 401.5168 | 0.0010707 | 4.53e-05 | 1062.481 | 3538.2996 | 0 | -1080.5968
2030-08-19 | 15 | 460.3872 | 460.3872 | 265.7451 | 199.8963 | 199.8963 | 3777.1387 | 712.6597 | -856.6598 | 1361.7197 | -4.53e-06 | 3538.2996 | 0 | -1080.5968
2030-08-19 | 16 | 306.9248 | 300.9904 | 646.4664 | 199.8963 | 199.8963 | 3777.1387 | 219.3064 | -217.1829 | 1680.1544 | -1821.2448 | 2021.6963 | 0 | -1080.5968
2030-08-19 | 17 | 153.4624 | 153.4624 | 646.4664 | 133.2642 | 133.2642 | 3777.1387 | 215.9517 | -152.9052 | 185.3403 | -1821.2448 | 1769.1498 | 0 | -1080.5968
2030-08-19 | 18 | 153.4624 | 153.4624 | 646.4664 | 133.2642 | 133.2642 | 3777.1387 | 215.9519 | -979.7123 | -791.6191 | 233.4083 | 1457.3324 | 0 | -1080.5968
2030-08-19 | 19 | 153.4624 | 153.4624 | 440.7094 | 66.6321 | 115.228 | 3777.1387 | 168.9813 | -733.8033 | -514.4343 | 0 | 2330.3342 | 0 | -1080.5968
2030-08-19 | 20 | 153.4624 | 153.4624 | 646.4664 | 0 | 19.6877 | 3238.3801 | 168.9808 | -646.2712 | 0 | 0 | 2566.5088 | 0 | -1080.5968
2030-08-19 | 21 | 153.4624 | 153.4624 | 0 | 133.2642 | 133.2642 | 3777.1387 | 215.9531 | -832.7929 | -483.855 | -4.53e-06 | 3538.2996 | 0 | -1080.5968
2030-08-19 | 22 | 306.9248 | 205.2814 | 0 | 199.8963 | 199.8963 | 3777.1387 | 215.9529 | -570.7068 | 4.53e-05 | -782.7959 | 3538.2996 | 0 | -1080.5968
2030-08-19 | 23 | 460.3872 | 460.3872 | 0 | 199.8963 | 199.8963 | 3777.1387 | 1812.9685 | -1244.1968 | -1831.3939 | 1821.2448 | 3538.2996 | 0 | -1080.5968
2030-08-19 | 24 | 460.3872 | 308.9708 | 0 | 133.2642 | 133.2642 | 3777.1387 | 215.9517 | -1011.4478 | -1871.5369 | 1821.2448 | 3538.2996 | 0 | -1080.5968
2030-08-20 | 1 | 460.3872 | 460.3872 | 0 | 199.8963 | 199.8963 | 1888.5693 | 215.9519 | -909.3913 | -113.8436 | 1821.2448 | 3538.2996 | 0 | -1080.5968
2030-08-20 | 2 | 153.4624 | 153.4624 | 0 | 0 | 0 | 3777.1387 | 215.9522 | 84.733 | -1656.8245 | -4.53e-06 | 3538.2996 | 0 | -1080.5968
2030-08-20 | 3 | 153.4624 | 153.4624 | 0 | 0 | 0 | 3777.1387 | 1052.7664 | 180.8604 | 277.6236 | 3642.4895 | 3538.2996 | 0 | -1080.5968
2030-08-20 | 4 | 460.3872 | 460.3872 | 0 | 266.4163 | 266.4163 | 3777.1387 | 1219.3561 | 1333.1548 | 4.53e-05 | 3642.4895 | 3538.2996 | 0 | -1080.5968
2030-08-20 | 5 | 460.3872 | 460.3872 | 0 | 66.6321 | 80.4877 | 3777.1387 | 230.9856 | 1764.5344 | -1628.865 | 3642.4895 | 3538.2996 | 0 | -1080.5968
2030-08-20 | 6 | 460.3872 | 408.78 | 0 | 0 | 0 | 2064.1775 | 213.9525 | 1795.5187 | -1961.8442 | 3642.4895 | 3462.7546 | 0 | -1080.5968
2030-08-20 | 7 | 460.3872 | 443.8469 | 0 | 0 | 0 | 3406.7163 | 213.9525 | 1892.6136 | -3403.9158 | 3168.7109 | 1769.1498 | 0 | -1080.5968
2030-08-20 | 8 | 460.3872 | 460.3872 | 0 | 133.2642 | 133.2642 | 2464.3955 | 215.9524 | 1892.6136 | -1871.5369 | 3641.1262 | 2005.0411 | 0 | -1080.5968
2030-08-20 | 9 | 460.3872 | 460.3872 | 646.4664 | 199.8963 | 199.8963 | 3777.1387 | 215.9553 | 2029.1283 | 616.4775 | 3642.4895 | 3538.2996 | 0 | -1080.5968
2030-08-20 | 10 | 460.3872 | 460.3872 | 323.2332 | 199.8963 | 199.8963 | 3777.1387 | 215.952 | 1622.6061 | 4.53e-05 | 3491.147 | 3538.2996 | 8.5788 | -1080.5968
2030-08-20 | 11 | 460.3872 | 460.3872 | 152.1166 | 199.8963 | 199.8963 | 3777.1387 | 655.9543 | 1882.1375 | 4.53e-05 | 3036.3411 | 3538.2996 | 0 | -1080.5968
2030-08-20 | 12 | 460.3872 | 460.3872 | 646.4664 | 266.4163 | 266.4163 | 2354.4062 | 1812.9685 | 1892.6136 | 1871.5369 | 3642.4895 | 3538.2996 | 0 | -1080.5968
2030-08-20 | 13 | 460.3872 | 460.3872 | 0 | 199.8963 | 199.8963 | 3777.1387 | 215.9524 | 984.8375 | 4.53e-05 | 3642.4895 | 3538.2996 | 0 | -1080.5968
2030-08-20 | 14 | 460.3872 | 460.3872 | 646.4664 | 266.4163 | 266.4163 | 1888.5693 | 215.9517 | 231.7574 | 1307.8146 | 3642.4895 | 3538.2996 | 0 | -1080.5968
2030-08-20 | 15 | 460.3872 | 460.3872 | 646.4664 | 266.4163 | 266.4163 | 1888.5693 | 168.9825 | 817.6811 | 1871.5369 | 1821.2448 | 2241.8792 | 0 | -1080.5968
2030-08-20 | 16 | 460.3872 | 460.3872 | 646.4664 | 266.4163 | 266.4163 | 1888.5693 | 168.9802 | 969.6138 | 1871.5369 | 1821.2448 | 1335.4666 | 0 | -1080.5968
2030-08-20 | 17 | 460.3872 | 460.3872 | 646.4664 | 266.4163 | 266.4163 | 1888.5693 | 168.9805 | 1009.6431 | 1871.5369 | 1821.2448 | 686.3192 | 0 | -1080.5968
2030-08-20 | 18 | 460.3872 | 460.3872 | 646.4664 | 266.4163 | 266.4163 | 1888.5693 | 168.9823 | 1133.5095 | 1871.5369 | 1821.2448 | 2207.9341 | 0 | -1080.5968
2030-08-20 | 19 | 460.3872 | 460.3872 | 360.4043 | 253.5487 | 199.8963 | 1888.5693 | 1064.614 | 662.7921 | 1871.5369 | 3132.1665 | 3538.2996 | 0 | -1080.5968
2030-08-20 | 20 | 460.3872 | 460.3872 | 0 | 199.8963 | 139.5963 | 3375.074 | 215.9533 | 521.8639 | 476.9844 | 3642.4895 | 3538.2996 | 0 | -1080.5968
2030-08-20 | 21 | 460.3872 | 460.3872 | 0 | 199.8963 | 137.7631 | 3777.1387 | 629.1744 | 730.8783 | 4.53e-05 | 3642.4895 | 3538.2996 | 0 | -1080.5968
2030-08-20 | 22 | 460.3872 | 460.3872 | 0 | 125.6073 | 133.2642 | 1888.5693 | 215.9564 | 1139.7263 | 1871.5369 | 3499.7781 | 3538.2996 | 0 | -1080.5968
2030-08-20 | 23 | 460.3872 | 460.3872 | 0 | 87.8906 | 66.6321 | 1888.5693 | 215.9516 | 1794.7773 | 1871.5369 | 1821.2448 | 3538.2996 | 0 | -1080.5968
2030-08-20 | 24 | 460.3872 | 460.3872 | 0 | 157.802 | 133.2642 | 1888.5693 | 215.9542 | 576.5198 | 4.53e-05 | 3642.4895 | 3538.2996 | 0 | -1080.5968
2030-08-21 | 1 | 460.3872 | 460.3872 | 172.6988 | 42.9544 | 0 | 1888.5693 | 215.9524 | 457.4456 | -291.6521 | 3642.4895 | 3538.2996 | 0 | -1080.5968
2030-08-21 | 2 | 460.3872 | 411.8472 | 0 | 0 | 0 | 3564.6255 | 213.9516 | -230.1295 | -1501.6233 | 3642.4895 | 3538.2996 | 0 | -1080.5968
2030-08-21 | 3 | 417.8876 | 306.9248 | 0 | 66.6321 | 66.6321 | 3777.1387 | 230.9854 | 2185.8748 | 3743.0737 | 3642.4895 | 3538.2996 | 0 | -1080.5968
2030-08-21 | 4 | 306.9248 | 246.7679 | 0 | 0 | 0 | 3777.1387 | 3625.937 | 2951.5823 | 3743.0737 | 3642.4895 | 3538.2996 | 0 | -1080.5968
2030-08-21 | 5 | 153.4624 | 153.4624 | 0 | 0 | 0 | 3777.1387 | 3625.937 | 3501.7776 | 3743.0737 | 3642.4895 | 3538.2996 | 0 | -1080.5968
2030-08-21 | 6 | 153.4624 | 153.4624 | 0 | 0 | 0 | 3777.1387 | 2255.0239 | 3088.1277 | 3743.0737 | 3642.4895 | 3538.2996 | 0 | -1080.5968
2030-08-21 | 7 | 153.4624 | 153.4624 | 0 | 0 | 0 | 3777.1387 | 215.9522 | 2994.6233 | 3743.0737 | 3642.4895 | 3538.2996 | 0 | -1080.5968
2030-08-21 | 8 | 153.4624 | 153.4624 | 0 | 0 | 0 | 3777.1387 | 1552.9702 | 1993.2435 | 2187.7488 | 3642.4895 | 3538.2996 | 338.3587 | -1080.5968
2030-08-21 | 9 | 153.4624 | 153.4624 | 0 | 0 | 0 | 3777.1387 | 3625.937 | 1424.2687 | 3447.2649 | 1821.2448 | 3538.2996 | 0 | -1080.5968
2030-08-21 | 10 | 153.4624 | 153.4624 | 0 | 0 | 0 | 3777.1387 | 2859.1101 | 280.6143 | 1749.3229 | 1821.2448 | 3538.2996 | 0 | -1080.5968
2030-08-21 | 11 | 460.3872 | 460.3872 | 229.7097 | 133.2642 | 133.2642 | 3777.1387 | 1812.9685 | -2.7895e-05 | 1871.5369 | 2765.1028 | 3538.2996 | 0 | -1080.5968
2030-08-21 | 12 | 306.9248 | 290.4639 | 0 | 66.6321 | 84.1884 | 3777.1387 | 230.9894 | 0.0010707 | 1719.4818 | 1821.2448 | 3538.2996 | 0 | -1080.5968
2030-08-21 | 13 | 153.4624 | 153.4624 | 0 | 133.2642 | 133.2642 | 3777.1387 | 215.9513 | -2.7895e-05 | 1737.0709 | 88.676 | 3538.2996 | 0 | -1080.5968
2030-08-21 | 14 | 460.3872 | 460.3872 | 646.4664 | 133.2642 | 171.4838 | 3235.4431 | 1008.8646 | -1325.2324 | -1871.5369 | 1821.2448 | 3538.2996 | 0 | -1080.5968
2030-08-21 | 15 | 153.4624 | 153.4624 | 646.4664 | 0 | 0 | 2929.4641 | 215.9527 | 156.3781 | 1871.5369 | -1821.2438 | 3417.5327 | 0 | -1080.5968
2030-08-21 | 16 | 153.4624 | 153.4624 | 646.4664 | 0 | 0 | 2098.551 | 213.9534 | -142.7276 | 1871.5369 | -1283.384 | 2427.7632 | 0 | -1080.5968
2030-08-21 | 17 | 153.4624 | 153.4624 | 646.4664 | 0 | 0 | 2310.1106 | 213.9516 | 121.6942 | 1871.5369 | -1821.2448 | 3538.2996 | 0 | -1080.5968
2030-08-21 | 18 | 153.4624 | 153.4624 | 646.4664 | 0 | 0 | 2999.3713 | 424.8925 | 213.6798 | 1871.5369 | -1481.0507 | 3538.2996 | 0 | -1080.5968
2030-08-21 | 19 | 153.4624 | 153.4624 | 646.4664 | 0 | 0 | 2911.4998 | 1812.9685 | -475.7899 | 625.0312 | 0 | 3538.2996 | 0 | -1080.5968
2030-08-21 | 20 | 153.4624 | 153.4624 | 646.4664 | 0 | 0 | 2702.0098 | 1812.9685 | -910.8549 | 456.9692 | 598.4217 | 3538.2996 | 0 | -1080.5968
2030-08-21 | 21 | 153.4624 | 153.4624 | 86.5084 | 0 | 0 | 3777.1387 | 1812.9685 | -1257.507 | -1361.4103 | 1821.2448 | 3538.2996 | 125.3431 | -1080.5968
2030-08-21 | 22 | 153.4624 | 153.4624 | 0 | 0 | 0 | 3777.1387 | 1812.9685 | -877.6666 | 4.53e-05 | 1610.0857 | 3538.2996 | 0 | -1080.5968
2030-08-21 | 23 | 153.4624 | 153.4624 | 0 | 0 | 0 | 3777.1387 | 1812.9685 | -662.1486 | -1109.0549 | 1821.2448 | 3538.2996 | 0 | -1080.5968
2030-08-21 | 24 | 460.3872 | 460.3872 | 0 | 133.2642 | 133.2642 | 3777.1387 | 1540.8746 | 512.5244 | 1686.5249 | 0 | 3538.2996 | 0 | -1080.5968
2030-08-22 | 1 | 153.4624 | 153.4624 | 0 | 0 | 0 | 3777.1387 | 215.9533 | 651.8285 | 167.7903 | 1821.2448 | 3538.2996 | 0 | -1080.5968
2030-08-22 | 2 | 153.4624 | 153.4624 | 0 | 0 | 0 | 3777.1387 | 215.9522 | 1471.4727 | -2717.957 | 981.163 | 3538.2996 | 0 | -1080.5968
2030-08-22 | 3 | 153.4624 | 153.4624 | 0 | 0 | 0 | 3430.917 | 213.952 | 2305.3276 | -2567.2397 | 1821.2448 | 3538.2996 | 0 | -1080.5968
2030-08-22 | 4 | 153.4624 | 153.4624 | 0 | 0 | 0 | 3777.1387 | 215.9524 | 1861.6583 | -2628.4348 | 2711.5496 | 3538.2996 | 0 | -1080.5968
2030-08-22 | 5 | 292.0407 | 153.4624 | 646.4664 | 0 | 0 | 3777.1387 | 168.9812 | 1949.6853 | 0 | 2167.4805 | 3538.2996 | 0 | -1080.5968
2030-08-22 | 6 | 460.3872 | 396.4949 | 0 | 0 | 0 | 3777.1387 | 215.9534 | 1386.7592 | 4.53e-05 | 3642.4895 | 3538.2996 | 0 | -1080.5968
2030-08-22 | 7 | 460.3872 | 460.3872 | 646.4664 | 193.1162 | 133.2642 | 3777.1387 | 215.9527 | 1396.6547 | 1851.1398 | 3642.4895 | 3538.2996 | 0 | -1080.5968
2030-08-22 | 8 | 460.3872 | 460.3872 | 0 | 266.4163 | 266.4163 | 3777.1387 | 230.9864 | 796.2216 | 526.2967 | 3642.4895 | 3538.2996 | 0 | -1080.5968
2030-08-22 | 9 | 460.3872 | 460.3872 | 646.4664 | 266.4163 | 266.4163 | 3777.1387 | 215.9539 | 818.9364 | 1871.5369 | 2942.4382 | 1769.1498 | 0 | -1080.5968
2030-08-22 | 10 | 460.3872 | 460.3872 | 61.8504 | 266.4163 | 266.4163 | 2640.9065 | 1068.0677 | 1431.0381 | 1871.5369 | 1821.2448 | 3538.2996 | 0 | -1080.5968
2030-08-22 | 11 | 460.3872 | 460.3872 | 0 | 266.4163 | 266.4163 | 1888.5693 | 215.9531 | 1420.8682 | 1871.5369 | 1897.1339 | 3538.2996 | 0 | -1080.5968
2030-08-22 | 12 | 460.3872 | 460.3872 | 0 | 266.4163 | 258.207 | 1888.5693 | 168.9812 | 1333.0945 | 1871.5369 | 1821.2448 | 1769.1498 | 0 | -1080.5968
2030-08-22 | 13 | 460.3872 | 460.3872 | 646.4664 | 266.4163 | 266.4163 | 1888.5693 | 168.9824 | 1068.1406 | 1871.5369 | 1821.2448 | 1769.1498 | 0 | -1080.5968
2030-08-22 | 14 | 460.3872 | 460.3872 | 646.4664 | 199.8963 | 199.8963 | 1888.5693 | 168.9807 | 1045.8593 | 1871.5369 | 1821.2448 | 3538.2996 | 0 | -1080.5968
2030-08-22 | 15 | 460.3872 | 460.3872 | 646.4664 | 199.8963 | 199.8963 | 1888.5693 | 168.9822 | 578.7098 | 1871.5369 | 1821.2448 | 1769.1498 | 0 | -1080.5968
2030-08-22 | 16 | 460.3872 | 460.3872 | 646.4664 | 199.8963 | 199.8963 | 1888.5693 | 168.9802 | 400.3643 | 600.185 | 1821.2448 | 1769.1498 | 0 | -1080.5968
2030-08-22 | 17 | 460.3872 | 460.3872 | 646.4664 | 199.8963 | 199.8963 | 1888.5693 | 168.981 | 409.3746 | 1497.6692 | 1821.2448 | 1769.1498 | 0 | -1080.5968
2030-08-22 | 18 | 460.3872 | 460.3872 | 646.4664 | 199.8963 | 199.8963 | 1888.5693 | 168.9806 | 630.3707 | 1871.5369 | 1821.2448 | 3538.2996 | 0 | -1080.5968
2030-08-22 | 19 | 460.3872 | 460.3872 | 0 | 199.8963 | 199.8963 | 1888.5693 | 215.9525 | 483.1136 | 4.53e-05 | 2698.9148 | 3538.2996 | 0 | -1080.5968
2030-08-22 | 20 | 460.3872 | 460.3872 | 0 | 266.4163 | 266.4163 | 3777.1387 | 215.9525 | 813.7283 | 531.8004 | 3642.4895 | 3538.2996 | 0 | -1080.5968
2030-08-22 | 21 | 460.3872 | 460.3872 | 0 | 266.4163 | 266.4163 | 3777.1387 | 215.9519 | 866.8446 | 4.53e-05 | 3642.4895 | 3538.2996 | 0 | -1080.5968
2030-08-22 | 22 | 460.3872 | 460.3872 | 0 | 266.4163 | 266.4163 | 3777.1387 | 215.9524 | 1624.6625 | 1056.1123 | 1821.2448 | 3538.2996 | 0 | -1080.5968
2030-08-22 | 23 | 460.3872 | 460.3872 | 0 | 266.4163 | 266.4163 | 1888.5693 | 1812.9685 | 2395.7598 | 1871.5369 | 1821.2448 | 3538.2996 | 0 | -1080.5968
2030-08-22 | 24 | 460.3872 | 460.3872 | 303.4125 | 197.4223 | 199.8963 | 3019.5911 | 168.9815 | 1671.6282 | 1871.5369 | 1821.2448 | 3538.2996 | 0 | -1080.5968
2030-08-23 | 1 | 460.3872 | 460.3872 | 0 | 66.6321 | 71.2632 | 2525.8418 | 215.9516 | 1902.4443 | 1871.5369 | 2232.3823 | 1769.1498 | 0 | -1080.5968
2030-08-23 | 2 | 460.3872 | 460.3872 | 0 | 66.6321 | 70.1961 | 1888.5693 | 213.9531 | 2868.4509 | 2232.9673 | 3642.4895 | 2807.0725 | 0 | -1080.5968
2030-08-23 | 3 | 460.3872 | 460.3872 | 0 | 0 | 0 | 3777.1387 | 213.9522 | 3785.2273 | 3743.0737 | 3642.4895 | 3453.0706 | 0 | -1080.5968
2030-08-23 | 4 | 153.4624 | 153.4624 | 0 | 0 | 0 | 3777.1387 | 3625.937 | 3785.2273 | 3743.0737 | 3642.4895 | 3538.2996 | 0 | -1080.5968
2030-08-23 | 5 | 153.4624 | 153.4624 | 0 | 0 | 0 | 3777.1387 | 3625.937 | 3785.2273 | 3743.0737 | 3642.4895 | 3538.2996 | 0 | -1080.5968
2030-08-23 | 6 | 153.4624 | 153.4624 | 0 | 0 | 0 | 3777.1387 | 3625.937 | 3785.2273 | 3743.0737 | 3642.4895 | 3538.2996 | 0 | -1080.5968
2030-08-23 | 7 | 153.4624 | 153.4624 | 0 | 0 | 0 | 3777.1387 | 3625.937 | 3785.2273 | 3743.0737 | 3642.4895 | 3538.2996 | 0 | -1080.5968
2030-08-23 | 8 | 153.4624 | 153.4624 | 0 | 114.9435 | 66.6321 | 3777.1387 | 3625.937 | 3785.2273 | 3743.0737 | 3642.4895 | 3538.2996 | 0 | -1080.5968
2030-08-23 | 9 | 153.4624 | 153.4624 | 0 | 141.2637 | 133.2642 | 3777.1387 | 3625.937 | 3785.2273 | 3743.0737 | 3642.4895 | 3538.2996 | 0 | -1080.5968
2030-08-23 | 10 | 169.22 | 306.9248 | 484.8498 | 133.2642 | 141.29 | 3777.1387 | 489.1211 | 3785.2273 | 3743.0737 | 3642.4895 | 3538.2996 | 0 | -1080.5968
2030-08-23 | 11 | 460.3872 | 351.7747 | 0 | 133.2642 | 170.2386 | 3777.1387 | 1812.9685 | 2655.6543 | 3706.6865 | 1821.2448 | 3538.2996 | 0 | -1080.5968
2030-08-23 | 12 | 460.3872 | 422.793 | 0 | 199.8963 | 166.2416 | 3777.1387 | 1812.9685 | 2465.8103 | 1871.5369 | 2124.572 | 3538.2996 | 0 | -1080.5968
2030-08-23 | 13 | 460.3872 | 460.3872 | 0 | 199.8963 | 199.8963 | 3777.1387 | 3625.937 | 1594.7012 | 1908.4812 | 1997.4851 | 3538.2996 | 0 | -1080.5968
2030-08-23 | 14 | 460.3872 | 460.3872 | 348.4763 | 199.8963 | 199.8963 | 3777.1387 | 3409.2068 | 1619.5909 | 3679.5405 | 1821.2448 | 3538.2996 | 0 | -1080.5968
2030-08-23 | 15 | 460.3872 | 460.3872 | 492.4021 | 199.8963 | 199.8963 | 3777.1387 | 1812.9685 | 1892.6136 | 3382.4961 | 3642.4895 | 3538.2996 | 0 | -1080.5968
2030-08-23 | 16 | 460.3872 | 460.3872 | 646.4664 | 199.8963 | 199.8963 | 3777.1387 | 1812.9685 | 1861.943 | 3743.0737 | 3642.4895 | 3538.2996 | 0 | -1080.5968
2030-08-23 | 17 | 460.3872 | 460.3872 | 646.4664 | 199.8963 | 199.8963 | 3777.1387 | 1812.9685 | 1445.86 | 3743.0737 | 3642.4895 | 3538.2996 | 0 | -1080.5968
2030-08-23 | 18 | 460.3872 | 438.8167 | 511.1794 | 199.8963 | 162.6077 | 3777.1387 | 1812.9685 | -570.6696 | 3401.6985 | 3642.4895 | 3538.2996 | 0 | -1080.5968
2030-08-23 | 19 | 460.3872 | 401.0965 | 82.4464 | 199.8963 | 199.8963 | 3777.1387 | 1812.9685 | 1892.6136 | 2500.1143 | 3642.4895 | 3538.2996 | 0 | -1080.5968
2030-08-23 | 20 | 448.5565 | 306.9248 | 0 | 133.2642 | 133.2642 | 3504.2812 | 1812.9685 | -1150.2899 | 3177.8967 | 3642.4895 | 3538.2996 | 0 | -1080.5968
2030-08-23 | 21 | 460.3872 | 460.3872 | 0 | 199.8963 | 199.8963 | 3777.1387 | 275.5584 | -1892.6136 | 3310.5378 | 3642.4895 | 3538.2996 | 0 | -1080.5968
2030-08-23 | 22 | 460.3872 | 460.3872 | 0 | 199.8963 | 199.8963 | 3777.1387 | 1812.9685 | 234.7446 | 1871.5369 | 1821.2448 | 3538.2996 | 0 | -1080.5968
2030-08-23 | 23 | 460.3872 | 460.3872 | 0 | 199.8963 | 199.8963 | 3593.0735 | 1812.9685 | -1743.3612 | 1871.5369 | 3642.4895 | 3538.2996 | 0 | -1080.5968
2030-08-23 | 24 | 460.3872 | 460.3872 | 0 | 199.8963 | 199.8963 | 3777.1387 | 1812.9685 | -1042.7936 | 1871.5369 | 1821.2448 | 3538.2996 | 0 | -1080.5968
2030-08-24 | 1 | 153.4624 | 153.4624 | 646.4664 | 0 | 0 | 3777.1387 | 1812.9685 | -2043.2004 | 1871.5369 | 1821.2448 | 3538.2996 | 0 | -1080.5968
2030-08-24 | 2 | 153.4624 | 153.4624 | 0 | 0 | 0 | 3777.1387 | 215.9529 | -1840.2664 | 1871.5369 | 2732.5635 | 3538.2996 | 0 | -1080.5968
2030-08-24 | 3 | 153.4624 | 153.4624 | 0 | 0 | 0 | 3777.1387 | 3625.937 | 3785.2273 | 3743.0737 | 3642.4895 | 3538.2996 | 0 | -1080.5968
2030-08-24 | 4 | 153.4624 | 153.4624 | 0 | 0 | 0 | 3777.1387 | 3625.9382 | 3785.2273 | 3743.0737 | 3642.4895 | 3538.2996 | 0 | -1080.5968
2030-08-24 | 5 | 153.4624 | 153.4624 | 0 | 0 | 0 | 3777.1387 | 3625.937 | 3785.2273 | 3743.0737 | 3642.4895 | 3538.2996 | 0 | -1080.5968
2030-08-24 | 6 | 153.4624 | 153.4624 | 0 | 0 | 0 | 3777.1387 | 3625.936 | 3785.2273 | 3743.0737 | 3642.4895 | 3538.2996 | 0 | -1080.5968
2030-08-24 | 7 | 153.4624 | 153.4624 | 0 | 0 | 0 | 3777.1387 | 3625.937 | 3785.2273 | 3743.0737 | 3642.4895 | 3538.2996 | 0 | -1080.5968
2030-08-24 | 8 | 153.4624 | 153.4624 | 0 | 0 | 0 | 3777.1387 | 3625.937 | 3785.2273 | 3743.0737 | 3642.4895 | 3538.2996 | 0 | -1080.5968
2030-08-24 | 9 | 153.4624 | 153.4624 | 0 | 0 | 0 | 3777.1387 | 3625.937 | 3785.2273 | 3743.0737 | 3642.4895 | 3538.2996 | 0 | -1080.5968
2030-08-24 | 10 | 153.4624 | 153.4624 | 0 | 0 | 0 | 3777.1387 | 3625.937 | 3785.2273 | 3743.0737 | 3642.4895 | 3538.2996 | 0 | -1080.5968
2030-08-24 | 11 | 153.4624 | 153.4624 | 0 | 66.6321 | 116.7184 | 3777.1387 | 3625.937 | 3785.2273 | 3743.0737 | 3642.4895 | 3538.2996 | 0 | -1080.5968
2030-08-24 | 12 | 454.8529 | 460.3872 | 471.513 | 199.8963 | 199.8963 | 3777.1387 | 1870.4092 | 3785.2273 | 3743.0737 | 3642.4895 | 3538.2996 | 0 | -1080.5968
2030-08-24 | 13 | 405.0592 | 460.3872 | 0 | 199.8963 | 199.8963 | 3777.1387 | 1204.99 | 2200.9241 | 3743.0737 | 3642.4895 | 3538.2996 | 0 | -1080.5968
2030-08-24 | 14 | 460.3872 | 460.3872 | 413.0233 | 199.8963 | 157.6919 | 3777.1387 | 1812.9685 | 3785.2273 | 3743.0737 | 3642.4895 | 3538.2996 | 0 | -1080.5968
2030-08-24 | 15 | 460.3872 | 460.3872 | 134.1574 | 266.4163 | 266.4163 | 3777.1387 | 168.9816 | 3785.2273 | 3743.0737 | 3642.4895 | 3538.2996 | 0 | -1080.5968
2030-08-24 | 16 | 460.3872 | 460.3872 | 569.8051 | 266.4163 | 266.4163 | 1888.5693 | 168.9801 | 3785.2273 | 3743.0737 | 3642.4895 | 3538.2996 | 0 | -1080.5968
2030-08-24 | 17 | 460.3872 | 460.3872 | 646.4664 | 199.8963 | 259.8391 | 3777.1387 | 168.9811 | 3785.2273 | 3743.0737 | 3642.4895 | 3538.2996 | 0 | -1080.5968
2030-08-24 | 18 | 306.9248 | 444.7068 | 0 | 133.2642 | 133.2642 | 3777.1387 | 1141.0618 | 3785.2273 | 3743.0737 | 3642.4895 | 3538.2996 | 0 | -1080.5968
2030-08-24 | 19 | 306.9248 | 447.3635 | 646.4664 | 49.9921 | 0 | 3777.1387 | 699.0481 | 3785.2273 | 3743.0737 | 3642.4895 | 3538.2996 | 0 | -1080.5968
2030-08-24 | 20 | 306.9248 | 404.3897 | 646.4664 | 66.6321 | 66.6321 | 3777.1387 | 1735.6199 | 3785.2273 | 3743.0737 | 3642.4895 | 3538.2996 | 0 | -1080.5968
2030-08-24 | 21 | 362.1523 | 460.3872 | 0 | 133.2642 | 133.2642 | 3777.1387 | 2413.0229 | 3785.2273 | 3743.0737 | 3642.4895 | 3538.2996 | 0 | -1080.5968
2030-08-24 | 22 | 240.8764 | 306.9248 | 0 | 266.4163 | 266.4163 | 3777.1387 | 3625.937 | 3785.2273 | 3743.0737 | 3642.4895 | 3538.2996 | 0 | -1080.5968
2030-08-24 | 23 | 153.4624 | 153.4624 | 0 | 199.8963 | 215.7558 | 3662.3467 | 3230.5286 | 3785.2273 | 3743.0737 | 3642.4895 | 3538.2996 | 0 | -1080.5968
2030-08-24 | 24 | 153.4624 | 153.4624 | 0 | 66.6321 | 125.2973 | 3777.1387 | 3625.937 | 3785.2273 | 3743.0737 | 3642.4895 | 3538.2996 | 0 | -1080.5968
2030-08-25 | 1 | 153.4624 | 153.4624 | 0 | 0 | 0 | 3777.1387 | 3625.937 | 3785.2273 | 3743.0737 | 3642.4895 | 3538.2996 | 0 | -1080.5968
2030-08-25 | 2 | 153.4624 | 153.4624 | 0 | 0 | 0 | 3777.1387 | 3625.937 | 3785.2273 | 3743.0737 | 3642.4895 | 3538.2996 | 0 | -1080.5968
2030-08-25 | 3 | 153.4624 | 153.4624 | 646.4664 | 0 | 0 | 3777.1387 | 3625.937 | 3785.2273 | 3743.0737 | 3642.4895 | 3538.2996 | 0 | -4.53e-06
2030-08-25 | 4 | 153.4624 | 153.4624 | 0 | 0 | 0 | 3777.1387 | 3625.937 | 3785.2273 | 3743.0737 | 3642.4895 | 3538.2996 | 0 | -1080.5968
2030-08-25 | 5 | 153.4624 | 153.4624 | 0 | 0 | 0 | 3777.1387 | 3625.937 | 3785.2273 | 3743.0737 | 3642.4895 | 3538.2996 | 0 | -1080.5968
2030-08-25 | 6 | 153.4624 | 153.4624 | 0 | 0 | 0 | 3777.1387 | 3625.937 | 3785.2273 | 3743.0737 | 3642.4895 | 3538.2996 | 0 | -1080.5968
2030-08-25 | 7 | 153.4624 | 153.4624 | 0 | 0 | 0 | 3777.1387 | 3625.937 | 2351.9714 | 3743.0737 | 3642.4895 | 3538.2996 | 0 | -1080.5968
2030-08-25 | 8 | 153.4624 | 153.4624 | 0 | 0 | 0 | 3777.1387 | 3625.937 | 2300.0962 | 3743.0737 | 3642.4895 | 3538.2996 | 0 | -1080.5968
2030-08-25 | 9 | 153.4624 | 153.4624 | 484.8498 | 0 | 0 | 3777.1387 | 3127.9089 | -1286.4236 | 3166.0525 | 3642.4895 | 3538.2996 | 0 | -1080.5968
2030-08-25 | 10 | 153.4624 | 153.4624 | 0 | 0 | 0 | 3777.1387 | 2280.8401 | -1468.8864 | 1871.5369 | 3642.4895 | 3538.2996 | 0 | -1080.5968
2030-08-25 | 11 | 153.4624 | 153.4624 | 646.4664 | 0 | 0 | 3777.1387 | 1211.9744 | -153.0146 | 1871.5369 | 2323.4548 | 3538.2996 | 0 | -1080.5968
2030-08-25 | 12 | 153.4624 | 153.4624 | 646.4664 | 0 | 0 | 3777.1387 | 1812.9685 | 9.9116 | 1871.5369 | 2812.3672 | 3538.2996 | 0 | -1080.5968
2030-08-25 | 13 | 153.4624 | 153.4624 | 646.4664 | 66.6321 | 66.6321 | 3777.1387 | 1812.9685 | 79.8218 | 1871.5369 | 1821.2448 | 3538.2996 | 0 | -1080.5968
2030-08-25 | 14 | 460.3872 | 460.3872 | 646.4664 | 199.8963 | 199.8963 | 3777.1387 | 168.9807 | 1184.605 | 1871.5369 | 1821.2448 | 3538.2996 | 0 | -1080.5968
2030-08-25 | 15 | 460.3872 | 460.3872 | 233.5013 | 266.4163 | 266.4163 | 1888.5704 | 168.9813 | 1892.6136 | 1871.5369 | 2872.946 | 3538.2996 | 0 | -1080.5968
2030-08-25 | 16 | 460.3872 | 460.3872 | 646.4664 | 266.4163 | 264.5754 | 1888.5693 | 168.9808 | 1892.6136 | 1871.5369 | 3642.4895 | 1769.1498 | 0 | -1080.5968
2030-08-25 | 17 | 460.3872 | 460.3872 | 646.4664 | 266.4163 | 266.4163 | 1888.5693 | 168.9836 | 1892.6136 | 1871.5369 | 3642.4895 | 1769.1498 | 90.6926 | -1080.5968
2030-08-25 | 18 | 460.3872 | 460.3872 | 646.4664 | 266.4163 | 266.4163 | 1888.5693 | 168.9815 | 1892.6136 | 1871.5369 | 3642.4895 | 3538.2996 | 0 | -1080.5968
2030-08-25 | 19 | 460.3872 | 460.3872 | 646.4664 | 199.8963 | 199.8963 | 2275.1528 | 1812.9685 | 0 | 1871.5369 | 1821.2448 | 3538.2996 | 0 | -1080.5968
2030-08-25 | 20 | 460.3872 | 460.3872 | 619.9205 | 199.8963 | 199.8963 | 3322.561 | 1812.9685 | -120.9319 | 1871.5369 | 1821.2448 | 3538.2996 | 0 | -1080.5968
2030-08-25 | 21 | 460.3872 | 460.3872 | 18.6144 | 199.8963 | 199.8963 | 2415.8774 | 1812.9685 | -100.2323 | 1871.5369 | 1821.2448 | 3538.2996 | 0 | -1080.5968
2030-08-25 | 22 | 460.3872 | 460.3872 | 646.4664 | 199.8963 | 199.8963 | 1888.5693 | 1414.0148 | -577.0988 | 1871.5369 | 1821.2448 | 3538.2996 | 0 | -1080.5968
2030-08-25 | 23 | 356.1357 | 460.3872 | 646.4664 | 133.2642 | 133.2642 | 1888.5693 | 168.9807 | -786.1396 | 1171.1915 | 1821.2448 | 3538.2996 | 89.8979 | -1080.5968
2030-08-25 | 24 | 153.4624 | 153.4624 | 646.4664 | 0 | 0 | 3777.1387 | 215.9519 | -326.6921 | 1871.5369 | 1821.2448 | 1769.1498 | 0 | -1080.5968
2030-08-26 | 1 | 153.4624 | 153.4624 | 0 | 0 | 0 | 3777.1387 | 1235.7762 | -1520.8374 | -1871.5369 | 931.1777 | 3538.2996 | 0 | -1080.5968
2030-08-26 | 2 | 153.4624 | 153.4624 | 0 | 0 | 0 | 3777.1387 | 3625.937 | -1673.7958 | 851.4294 | 1821.2448 | 3538.2996 | 0 | -1080.5968
2030-08-26 | 3 | 153.4624 | 153.4624 | 0 | 0 | 0 | 3777.1387 | 3625.937 | -1983.0699 | 3743.0737 | 3642.4895 | 3538.2996 | 0 | -1080.5968
2030-08-26 | 4 | 153.4624 | 153.4624 | 0 | 0 | 0 | 3777.1387 | 3625.937 | -1895.6572 | 2791.5486 | 3642.4895 | 3538.2996 | 0 | -1080.5968
2030-08-26 | 5 | 153.4624 | 153.4624 | 0 | 0 | 0 | 3777.1387 | 3625.937 | -1663.0508 | 625.9952 | 3642.4895 | 3538.2996 | 0 | -1080.5968
2030-08-26 | 6 | 153.4624 | 153.4624 | 0 | 0 | 0 | 3777.1387 | 3625.937 | -503.6053 | 4.53e-05 | 78.9715 | 3538.2996 | 0 | -1080.5968
2030-08-26 | 7 | 153.4624 | 153.4624 | 0 | 0 | 0 | 3777.1387 | 3625.937 | -1181.8463 | 4.53e-05 | 977.7092 | 3538.2996 | 0 | -1080.5968
2030-08-26 | 8 | 153.4624 | 153.4624 | 0 | 0 | 0 | 3777.1387 | 589.0525 | -649.1516 | 1871.5369 | 2023.3755 | 3538.2996 | 0 | -1080.5968
2030-08-26 | 9 | 460.3872 | 308.9764 | 0 | 95.134 | 66.6321 | 3777.1387 | 215.9522 | -1440.114 | 1871.5369 | 3642.4895 | 3538.2996 | 0 | -1080.5968
2030-08-26 | 10 | 460.3872 | 460.3872 | 0 | 199.8963 | 199.8963 | 3777.1387 | 1831.2238 | -1094.7507 | 1871.5369 | 1821.2448 | 3538.2996 | 0 | -1080.5968
2030-08-26 | 11 | 460.3872 | 460.3872 | 0 | 199.8963 | 176.7389 | 3777.1387 | 1812.9685 | -704.6594 | 1871.5369 | 1892.4631 | 3538.2996 | 0 | -1080.5968
2030-08-26 | 12 | 460.3872 | 460.3872 | 0 | 199.8963 | 199.8963 | 3777.1387 | 1667.1385 | -798.5803 | 1871.5369 | 1821.2448 | 3538.2996 | 0 | -1080.5968
2030-08-26 | 13 | 460.3872 | 460.3872 | 0 | 199.8963 | 199.8963 | 3777.1387 | 1812.9685 | -1603.0229 | 1871.5369 | 2006.5363 | 3538.2996 | 0 | -1080.5968
2030-08-26 | 14 | 460.3872 | 460.3872 | 646.4664 | 199.8963 | 199.8963 | 2437.6086 | 1812.9685 | -1022.4814 | 1871.5369 | 0 | 3538.2996 | 0 | -1080.5968
2030-08-26 | 15 | 460.3872 | 460.3872 | 526.0386 | 199.8963 | 199.8963 | 1888.5693 | 1812.9685 | -1671.3759 | 884.1154 | 1821.2448 | 3538.2996 | 0 | -1080.5968
2030-08-26 | 16 | 460.3872 | 460.3872 | 601.5933 | 199.8963 | 199.8963 | 1888.5693 | 1464.6305 | -1559.1077 | 846.6461 | 1821.2448 | 3538.2996 | 0 | -1080.5968
2030-08-26 | 17 | 306.9248 | 400.7237 | 646.4664 | 133.2642 | 133.2642 | 1888.5693 | 1459.0803 | -2146.9951 | 882.555 | 3469.915 | 3538.2996 | 0 | -1080.5968
2030-08-26 | 18 | 306.9248 | 357.7711 | 646.4664 | 133.2642 | 133.2642 | 1888.5693 | 508.6079 | -2222.6343 | 1871.5369 | 3642.4895 | 3538.2996 | 0 | -1080.5968
2030-08-26 | 19 | 460.3872 | 460.3872 | 442.4304 | 133.2642 | 133.2642 | 1888.5693 | 168.9832 | -1662.0981 | 1422.7388 | 1821.2448 | 1772.2501 | 0 | -1080.5968
2030-08-26 | 20 | 460.3872 | 460.3872 | 0 | 133.2642 | 133.2642 | 1888.5693 | 168.9816 | -1437.6479 | 1871.5369 | 3577.8403 | 3538.2996 | 0 | -1080.5968
2030-08-26 | 21 | 383.4016 | 460.3872 | 0 | 133.2642 | 133.2642 | 3777.1387 | 215.9533 | -1129.1754 | 1060.1122 | 2620.3589 | 3538.2996 | 0 | -1080.5968
2030-08-26 | 22 | 460.3872 | 460.3872 | 0 | 133.2642 | 93.887 | 3777.1387 | 1499.0145 | -1454.3281 | 4.53e-05 | 3642.4895 | 3538.2996 | 0 | -1080.5968
2030-08-26 | 23 | 460.3872 | 460.3872 | 0 | 199.8963 | 199.8963 | 3777.1387 | 215.9519 | -1085.1492 | 1033.2345 | 2971.7859 | 3538.2996 | 0 | -1080.5968
2030-08-26 | 24 | 306.9248 | 299.721 | 0 | 0 | 0 | 3777.1387 | 215.9531 | -1165.4154 | 4.53e-05 | 3642.4895 | 3538.2996 | 0 | -1080.5968
2030-08-27 | 1 | 153.4624 | 153.4624 | 646.4664 | 0 | 0 | 1888.5693 | 520.3096 | 228.4742 | 1008.8676 | 1821.2448 | 3538.2996 | 0 | -1080.5968
2030-08-27 | 2 | 153.4624 | 153.4624 | 0 | 0 | 0 | 3777.1387 | 215.9506 | -2.7895e-05 | -174.7197 | 1553.8735 | 3538.2996 | 0 | -1080.5968
2030-08-27 | 3 | 153.4624 | 153.4624 | 0 | 0 | 0 | 3777.1387 | 2088.3398 | 98.9398 | 4.53e-05 | 1930.3264 | 3538.2996 | 0 | -1080.5968
2030-08-27 | 4 | 153.4624 | 153.4624 | 0 | 0 | 0 | 3777.1387 | 2225.5654 | -182.4637 | 192.8505 | 3642.4895 | 3538.2996 | 0 | -1080.5968
2030-08-27 | 5 | 153.4624 | 153.4624 | 0 | 0 | 0 | 3777.1387 | 1853.4084 | 140.5645 | 808.8476 | 3642.4895 | 3538.2996 | 0 | -1080.5968
2030-08-27 | 6 | 153.4624 | 153.4624 | 0 | 0 | 0 | 3777.1387 | 858.6481 | 400.9753 | 489.9589 | 3642.4895 | 3538.2996 | 0 | -1080.5968
2030-08-27 | 7 | 153.4624 | 153.4624 | 0 | 66.6321 | 15.2335 | 3282.1335 | 2638.7244 | 676.9336 | 1871.5369 | 3642.4895 | 3538.2996 | 0 | -1080.5968
2030-08-27 | 8 | 153.4624 | 153.4624 | 0 | 0 | 0 | 3777.1387 | 245.5832 | 0.0010707 | 629.2896 | 3642.4895 | 3538.2996 | 0 | -1080.5968
2030-08-27 | 9 | 306.9248 | 374.9507 | 0 | 133.2642 | 133.2642 | 3777.1387 | 1121.7227 | 1.832 | 1871.5369 | 3642.4895 | 3538.2996 | 0 | -1080.5968
2030-08-27 | 10 | 460.3872 | 460.3872 | 0 | 199.8963 | 170.2223 | 3777.1387 | 1812.9685 | 0.0010707 | 938.5022 | 2903.6892 | 3538.2996 | 0 | -1080.5968
2030-08-27 | 11 | 460.3872 | 460.3872 | 0 | 199.8963 | 199.8963 | 3777.1387 | 3625.937 | -443.7508 | 956.8522 | 3642.4895 | 3538.2996 | 0 | -1080.5968
2030-08-27 | 12 | 460.3872 | 460.3872 | 0 | 199.8963 | 199.8963 | 3777.1387 | 1812.9685 | -37.6788 | 1871.5369 | 3495.989 | 3538.2996 | 0 | -1080.5968
2030-08-27 | 13 | 460.3872 | 460.3872 | 134.8691 | 199.8963 | 199.8963 | 3777.1387 | 1812.9685 | 0 | 1871.5369 | 2142.6365 | 3538.2996 | 0 | -1080.5968
2030-08-27 | 14 | 460.3872 | 460.3872 | 646.4664 | 199.8963 | 199.8963 | 1888.5693 | 1812.9685 | -626.7874 | 1871.5369 | 1821.2448 | 3538.2996 | 0 | -1080.5968
2030-08-27 | 15 | 460.3872 | 460.3872 | 646.4664 | 199.8963 | 199.8963 | 1888.5693 | 1812.9685 | -1259.8201 | 1523.031 | 1821.2448 | 3538.2996 | 0 | -1080.5968
2030-08-27 | 16 | 460.3872 | 460.3872 | 646.4664 | 199.8963 | 199.8963 | 1888.5693 | 3625.937 | -1245.3604 | 1077.6875 | 1821.2448 | 3538.2996 | 0 | -1080.5968
2030-08-27 | 17 | 460.3872 | 460.3872 | 646.4664 | 199.8963 | 199.8963 | 1888.5693 | 3625.937 | -1295.1716 | 1871.5369 | 1821.2448 | 3538.2996 | 0 | -1080.5968
2030-08-27 | 18 | 446.2352 | 460.3872 | 646.4664 | 133.2642 | 133.2642 | 1888.5693 | 3625.937 | -1324.4916 | 1856.007 | 1821.2448 | 3538.2996 | 0 | -1080.5968
2030-08-27 | 19 | 306.9248 | 368.0841 | 301.256 | 133.2642 | 133.2642 | 1888.5693 | 2207.1165 | -1478.2234 | 1871.5369 | 1821.2448 | 3538.2996 | 0 | -1080.5968
2030-08-27 | 20 | 460.3872 | 460.3872 | 239.8522 | 133.2642 | 133.2642 | 3777.1387 | 2325.5571 | -1105.2059 | 1871.5369 | 1821.2448 | 3538.2996 | 0 | -1080.5968
2030-08-27 | 21 | 460.3872 | 460.3872 | 0 | 199.8963 | 199.8963 | 3777.1387 | 3625.937 | -1273.598 | 2115.7617 | 3642.4895 | 3538.2996 | 0 | -1080.5968
2030-08-27 | 22 | 460.3872 | 460.3872 | 0 | 199.8963 | 199.8963 | 3777.1387 | 3625.937 | -659.8738 | 2593.3906 | 1821.2448 | 3538.2996 | 0 | -1080.5968
2030-08-27 | 23 | 460.3872 | 397.7001 | 0 | 133.2642 | 133.2642 | 3625.3162 | 1812.9685 | -433.3811 | 1871.5369 | 1821.2448 | 3538.2996 | 0 | -1080.5968
2030-08-27 | 24 | 460.3872 | 460.3872 | 0 | 199.8963 | 199.8963 | 3777.1387 | 509.782 | -301.5261 | 1871.5369 | 1821.2448 | 3538.2996 | 0 | -1080.5968
2030-08-28 | 1 | 153.4624 | 153.4624 | 0 | 0 | 0 | 3777.1387 | 1812.9685 | 298.7539 | 1151.283 | 3072.1995 | 3538.2996 | 0 | -1080.5968
2030-08-28 | 2 | 153.4624 | 153.4624 | 0 | 0 | 0 | 3777.1387 | 215.9528 | 375.1153 | 415.3593 | 3642.4895 | 3538.2996 | 0 | -1080.5968
2030-08-28 | 3 | 153.4624 | 153.4624 | 0 | 0 | 0 | 3777.1387 | 230.9863 | 725.7979 | 3743.0737 | 3642.4895 | 3538.2996 | 0 | -1080.5968
2030-08-28 | 4 | 153.4624 | 153.4624 | 0 | 0 | 0 | 3777.1387 | 215.9524 | 111.988 | 2506.7368 | 3642.4895 | 3538.2996 | 0 | -1080.5968
2030-08-28 | 5 | 153.4624 | 153.4624 | 0 | 0 | 0 | 3777.1387 | 215.9522 | -146.8376 | 4.53e-05 | 2809.1262 | 3538.2996 | 0 | -1080.5968
2030-08-28 | 6 | 153.4624 | 153.4624 | 0 | 0 | 0 | 3777.1387 | 556.2439 | -224.7295 | 3265.1899 | 3642.4895 | 3538.2996 | 0 | -1080.5968
2030-08-28 | 7 | 153.4624 | 153.4624 | 0 | 0 | 0 | 3777.1387 | 215.9531 | -2.7895e-05 | 2751.4102 | 3642.4895 | 3538.2996 | 0 | -1080.5968
2030-08-28 | 8 | 153.4624 | 153.4624 | 0 | 0 | 0 | 3777.1387 | 1812.9685 | 13.8718 | 1871.5369 | 1821.2448 | 3538.2996 | 0 | -1080.5968
2030-08-28 | 9 | 460.3872 | 460.3872 | 0 | 199.8963 | 199.8963 | 3777.1387 | 1812.9685 | -2.7895e-05 | 3017.687 | 2118.8987 | 3538.2996 | 0 | -1080.5968
2030-08-28 | 10 | 460.3872 | 460.3872 | 0 | 199.8963 | 199.8963 | 3777.1387 | 215.9527 | -2.7895e-05 | 1129.3439 | 1821.2448 | 3538.2996 | 0 | -1080.5968
2030-08-28 | 11 | 460.3872 | 460.3872 | 0 | 199.8963 | 199.8963 | 3777.1387 | 1812.9685 | -2.7895e-05 | 4.53e-05 | 1676.9487 | 3538.2996 | 0 | -1080.5968
2030-08-28 | 12 | 460.3872 | 460.3872 | 0 | 199.8963 | 199.8963 | 3777.1387 | 3625.937 | 0.0010707 | 2639.3088 | 2724.9082 | 3538.2996 | 0 | -1080.5968
2030-08-28 | 13 | 460.3872 | 460.3872 | 646.4664 | 199.8963 | 199.8963 | 3777.1387 | 1812.9685 | 1074.7905 | 1871.5369 | 1821.2448 | 3538.2996 | 0 | -1080.5968
2030-08-28 | 14 | 460.3872 | 460.3872 | 0 | 199.8963 | 199.8963 | 3777.1387 | 2627.6084 | 587.1022 | 1871.5369 | 1821.2448 | 3538.2996 | 0 | -1080.5968
2030-08-28 | 15 | 460.3872 | 460.3872 | 0 | 199.8963 | 199.8963 | 3777.1387 | 1812.9685 | 0 | 1871.5369 | 1821.2448 | 3538.2996 | 25.0728 | -1080.5968
2030-08-28 | 16 | 460.3872 | 460.3872 | 59.4506 | 199.8963 | 199.8963 | 3777.1387 | 842.7028 | 347.2403 | 1871.5369 | 1821.2448 | 3538.2996 | 0 | -1080.5968
2030-08-28 | 17 | 460.3872 | 460.3872 | 0 | 199.8963 | 199.8963 | 3777.1387 | 1807.9353 | -676.0126 | 1871.5369 | 1821.2448 | 3538.2996 | 0 | -1080.5968
2030-08-28 | 18 | 306.9248 | 356.8285 | 0 | 199.8963 | 199.8963 | 3777.1387 | 2174.0579 | -1377.1547 | 1871.5369 | 1821.2448 | 3538.2996 | 0 | -1080.5968
2030-08-28 | 19 | 168.8902 | 306.9248 | 0 | 133.2642 | 133.2642 | 3777.1387 | 2998.8687 | -1761.2423 | 4.53e-05 | 2776.1099 | 3538.2996 | 0 | -1080.5968
2030-08-28 | 20 | 153.4624 | 153.4624 | 0 | 0 | 38.1348 | 3777.1387 | 2779.6013 | -2188.8647 | 4.53e-05 | 3538.3098 | 3538.2996 | 0 | -1080.5968
2030-08-28 | 21 | 153.4624 | 153.4624 | 0 | 66.6321 | 4.7224 | 3777.1387 | 1839.2532 | -1797.1024 | 4.53e-05 | 2695.5259 | 3538.2996 | 0 | -1080.5968
2030-08-28 | 22 | 395.6061 | 306.9248 | 0 | 199.8963 | 199.8963 | 3777.1387 | 2187.6929 | -1502.5972 | 401.0255 | 1821.2448 | 3538.2996 | 0 | -1080.5968
2030-08-28 | 23 | 153.4624 | 153.4624 | 36.0582 | 66.6321 | 69.9475 | 3156.6584 | 1812.9685 | -1635.3632 | -770.5367 | 1821.2448 | 3538.2996 | 0 | -1080.5968
2030-08-28 | 24 | 153.4624 | 153.4624 | 0 | 66.6321 | 0.44191 | 3777.1387 | 819.4635 | -1394.1525 | -242.5971 | -4.53e-06 | 3538.2996 | 0 | -1080.5968
2030-08-29 | 1 | 153.4624 | 153.4624 | 0 | 0 | 0 | 3777.1387 | 3625.937 | -1346.0267 | 4.53e-05 | 434.8052 | 3538.2996 | 0 | -1080.5968
2030-08-29 | 2 | 153.4624 | 153.4624 | 0 | 0 | 0 | 3777.1387 | 3625.937 | -1697.7518 | 412.4581 | 3642.4895 | 3538.2996 | 0 | -1080.5968
2030-08-29 | 3 | 153.4624 | 153.4624 | 0 | 66.6321 | 11.7335 | 3777.1387 | 2926.7029 | -726.1974 | 1131.4482 | 3642.4895 | 3538.2996 | 0 | -1080.5968
2030-08-29 | 4 | 153.4624 | 153.4624 | 0 | 0 | 0 | 3777.1387 | 3600.3015 | -479.9621 | 4.53e-05 | 3642.4895 | 3538.2996 | 0 | -1080.5968
2030-08-29 | 5 | 153.4624 | 153.4624 | 0 | 0 | 0 | 3777.1387 | 1149.0975 | 379.3446 | 1998.442 | 3642.4895 | 3538.2996 | 0 | -1080.5968
2030-08-29 | 6 | 306.9248 | 385.0494 | 0 | 133.2642 | 133.2642 | 3777.1387 | 215.9507 | 828.2859 | -0.0010533 | 3642.4895 | 3538.2996 | 0 | -1080.5968
2030-08-29 | 7 | 306.9248 | 221.0201 | 0 | 0 | 0 | 3777.1387 | 215.9524 | 1050.0155 | 797.9637 | 3642.4895 | 3538.2996 | 0 | -1080.5968
2030-08-29 | 8 | 460.3872 | 460.3872 | 0 | 133.2642 | 133.2642 | 3777.1387 | 215.9517 | 1892.6136 | 4.53e-05 | 236.1171 | 3538.2996 | 0 | -1080.5968
2030-08-29 | 9 | 460.3872 | 460.3872 | 0 | 199.8963 | 199.8963 | 3777.1387 | 215.953 | 1892.6136 | 1871.5369 | 1821.2448 | 3538.2996 | 0 | -1080.5968
2030-08-29 | 10 | 460.3872 | 460.3872 | 0 | 199.8963 | 199.8963 | 1888.5693 | 168.9809 | 1686.6033 | 1871.5369 | 1821.2448 | 3538.2996 | 0 | -1080.5968
2030-08-29 | 11 | 460.3872 | 460.3872 | 0 | 199.8963 | 199.8963 | 2354.1509 | 215.9524 | 1814.7496 | 1871.5369 | 1821.2448 | 3538.2996 | 0 | -1080.5968
2030-08-29 | 12 | 460.3872 | 460.3872 | 0 | 199.8963 | 199.8963 | 3436.2705 | 215.9519 | 1734.3093 | 1394.6277 | 1685.0376 | 3538.2996 | 0 | -1080.5968
2030-08-29 | 13 | 460.3872 | 460.3872 | 0 | 199.8963 | 199.8963 | 3777.1387 | 215.9513 | 1670.7766 | 864.7131 | -4.53e-06 | 1769.1498 | 0 | -1080.5968
2030-08-29 | 14 | 460.3872 | 460.3872 | 384.6586 | 199.8963 | 199.8963 | 3777.1387 | 168.981 | 966.9229 | 1871.5369 | 1338.5803 | 1769.1498 | 0 | -1080.5968
2030-08-29 | 15 | 460.3872 | 460.3872 | 459.2037 | 199.8963 | 199.8963 | 1888.5693 | 168.981 | 621.0507 | 1871.5369 | 0 | 1769.1498 | 0 | -1080.5968
2030-08-29 | 16 | 460.3872 | 460.3872 | 277.4469 | 199.8963 | 199.8963 | 1888.5693 | 168.9811 | 186.8384 | 1871.5369 | 152.3926 | 1769.1498 | 0 | -1080.5968
2030-08-29 | 17 | 460.3872 | 460.3872 | 484.8498 | 199.8963 | 199.8963 | 1888.5693 | 168.9812 | 425.2758 | 1711.3439 | 0 | 1769.1498 | 0 | -1080.5968
2030-08-29 | 18 | 460.3872 | 460.3872 | 646.4664 | 199.8963 | 199.8963 | 1888.5693 | 168.9817 | 256.9258 | 903.4476 | 1821.2448 | 1769.1498 | 0 | -1080.5968
2030-08-29 | 19 | 460.3872 | 460.3872 | 499.8179 | 199.8963 | 199.8963 | 1888.5693 | 168.9818 | 545.5608 | 1223.9623 | 1821.2448 | 1769.1498 | 0 | -1080.5968
2030-08-29 | 20 | 460.3872 | 460.3872 | 0 | 199.8963 | 199.8963 | 1888.5693 | 168.9815 | 918.1061 | 1871.5369 | 1821.2448 | 3275.9724 | 0 | -1080.5968
2030-08-29 | 21 | 460.3872 | 460.3872 | 0 | 199.8963 | 199.8963 | 2994.0857 | 215.9516 | 883.2219 | 726.107 | 1821.2448 | 2654.4976 | 0 | -1080.5968
2030-08-29 | 22 | 460.3872 | 460.3872 | 0 | 199.8963 | 199.8963 | 1888.5693 | 215.9524 | 1054.0957 | 1871.5369 | 1821.2448 | 3406.1094 | 0 | -1080.5968
2030-08-29 | 23 | 460.3872 | 460.3872 | 0 | 199.8963 | 199.8963 | 1888.5693 | 168.9815 | 935.9256 | 1630.916 | 1821.2448 | 1888.6083 | 0 | -1080.5968
2030-08-29 | 24 | 460.3872 | 460.3872 | 0 | 199.8963 | 199.8963 | 1888.5693 | 166.9227 | 1146.4829 | -1302.9996 | 1240.8794 | 1769.1498 | 0 | -1080.5968
2030-08-30 | 1 | 153.4624 | 153.4624 | 0 | 0 | 0 | 3777.1387 | 213.952 | 1139.5645 | -2498.9873 | -4.53e-06 | 265.2459 | 0 | -1080.5968
2030-08-30 | 2 | 460.3872 | 424.1725 | 0 | 0 | 0 | 3316.8667 | 167.3956 | 889.8717 | -3743.0728 | 1783.9764 | 696.2403 | 0 | -1080.5968
2030-08-30 | 3 | 460.3872 | 460.3872 | 0 | 66.6321 | 126.6348 | 1888.5695 | 228.847 | 776.45 | -2376.8269 | 3642.4895 | 2937.5227 | 0 | -1080.5968
2030-08-30 | 4 | 306.9248 | 220.273 | 0 | 133.2642 | 133.2642 | 3777.1387 | 230.9861 | 1343.4492 | 4.53e-05 | 3642.4895 | 3538.2996 | 0 | -1080.5968
2030-08-30 | 5 | 460.3872 | 460.3872 | 0 | 133.2642 | 139.5647 | 3777.1387 | 230.9855 | 1238.8607 | 918.5571 | 3642.4895 | 3538.2996 | 0 | -1080.5968
2030-08-30 | 6 | 460.3872 | 426.1248 | 0 | 133.2642 | 133.2642 | 3777.1387 | 1470.6927 | 1579.2877 | 307.0682 | 3642.4895 | 3538.2996 | 0 | -1080.5968
2030-08-30 | 7 | 460.3872 | 426.2123 | 0 | 0 | 0 | 3777.1387 | 230.9864 | 1844.0056 | 4.53e-05 | 3212.4399 | 3538.2996 | 0 | -1080.5968
2030-08-30 | 8 | 306.4806 | 153.4624 | 0 | 0 | 0 | 3777.1387 | 228.8471 | 2290.2078 | -1076.0359 | 2081.3218 | 3538.2996 | 0 | -1080.5968
2030-08-30 | 9 | 460.3872 | 460.3872 | 0 | 0 | 0 | 3777.1387 | 213.952 | 1892.6136 | -749.2322 | 2542.4663 | 1499.1448 | 0 | -1080.5968
2030-08-30 | 10 | 460.3872 | 460.3872 | 59.9282 | 199.8963 | 192.5587 | 1888.5693 | 215.9528 | 1649.1023 | 749.1567 | 2316.9326 | 1769.1498 | 0 | -1080.5968
2030-08-30 | 11 | 460.3872 | 460.3872 | 0 | 199.8963 | 198.1862 | 1888.5693 | 215.9518 | 1511.1539 | 89.1089 | 1821.2448 | 2488.6211 | 0 | -1080.5968
2030-08-30 | 12 | 460.3872 | 460.3872 | 0 | 199.8963 | 199.8963 | 1888.5693 | 168.9816 | 1565.4124 | -308.0676 | 1821.2448 | 2749.9241 | 0 | -1080.5968
2030-08-30 | 13 | 460.3872 | 460.3872 | 0 | 199.8963 | 199.8963 | 1888.5693 | 168.9814 | 1444.5991 | -569.0157 | 1821.2448 | 3538.2996 | 0 | -1080.5968
2030-08-30 | 14 | 460.3872 | 460.3872 | 361.1031 | 266.4163 | 266.4163 | 3160.5303 | 168.9815 | 775.5747 | -1482.1715 | 1821.2448 | 3137.7219 | 0 | -1080.5968
2030-08-30 | 15 | 460.3872 | 460.3872 | 128.3269 | 266.4163 | 266.4163 | 1888.5693 | 166.9224 | 966.2785 | 397.4395 | 0 | 1764.0439 | 0 | -1080.5968
2030-08-30 | 16 | 460.3872 | 460.3872 | 423.2467 | 266.4163 | 266.4163 | 1888.5693 | 166.9223 | 996.1502 | 1828.8158 | 218.3297 | 1328.6562 | 0 | -1080.5968
2030-08-30 | 17 | 460.3872 | 460.3872 | 646.4664 | 266.4163 | 266.4163 | 2309.3223 | 166.9224 | 0 | 447.3883 | 1621.4028 | 221.0152 | 0 | -1080.5968
2030-08-30 | 18 | 460.3872 | 460.3872 | 571.5026 | 266.4163 | 266.4163 | 2311.7405 | 168.9811 | 0 | 0 | 1814.8237 | 2713.0703 | 0 | -1080.5968
2030-08-30 | 19 | 460.3872 | 460.3872 | 616.8305 | 199.8963 | 147.5021 | 2384.7065 | 168.9812 | 664.0107 | -143.8427 | 1821.2448 | 3538.2996 | 0 | -1080.5968
2030-08-30 | 20 | 460.3872 | 460.3872 | 211.6919 | 199.8963 | 199.8963 | 1888.5693 | 166.9226 | -207.9507 | 259.5431 | 1821.2448 | 1769.1498 | 0 | -1080.5968
2030-08-30 | 21 | 460.3872 | 460.3872 | 57.5634 | 199.8963 | 199.8963 | 3777.1387 | 215.9527 | 149.9825 | -1160.3221 | 1821.2448 | 1789.0237 | 0 | -1080.5968
2030-08-30 | 22 | 460.3872 | 460.3872 | 0 | 199.8963 | 137.2404 | 3121.3232 | 213.9533 | 7.7507 | -1473.4403 | 1821.2448 | 1381.2505 | 0 | -1080.5968
2030-08-30 | 23 | 460.3872 | 460.3872 | 0 | 0 | 3.585 | 3777.1387 | 213.9524 | 704.2073 | 4.53e-05 | 619.9865 | 1769.1498 | 0 | -1080.5968
2030-08-30 | 24 | 460.3872 | 460.3872 | 0 | 0 | 43.5493 | 3777.1387 | 230.9881 | 1813.672 | 610.53 | 3642.4895 | 3088.3374 | 0 | -1080.5968
2030-08-31 | 1 | 153.4624 | 153.4624 | 59.811 | 77.6099 | 133.2642 | 3777.1387 | 3625.937 | 3785.2273 | 3743.0737 | 3642.4895 | 1910.2255 | 0 | -4.53e-06
2030-08-31 | 2 | 0 | 0 | 0 | 0 | 0 | 3777.1387 | 3625.937 | 3785.2273 | 3743.0737 | 3642.4895 | 3538.2996 | 0 | -1080.5968
2030-08-31 | 3 | 0 | 0 | 0 | 128.5506 | 66.5199 | 3777.1387 | 2514.803 | 3785.2273 | 3743.0737 | 3642.4895 | 3538.2996 | 0 | -1080.5968
2030-08-31 | 4 | 0 | 0 | 0 | 266.4163 | 266.4163 | 3777.1387 | 2305.1047 | 1672.998 | 3743.0737 | 3642.4895 | 3538.2996 | 0 | -1080.5968
2030-08-31 | 5 | 0 | 0 | 0 | 0 | 0 | 3777.1387 | 1405.3411 | 1213.3179 | 3743.0737 | 3642.4895 | 3538.2996 | 0 | -1080.5968
2030-08-31 | 6 | 0 | 0 | 0 | 108.518 | 66.6321 | 3777.1387 | 706.6875 | 1892.6136 | 3743.0737 | 3642.4895 | 3538.2996 | 0 | -1080.5968
2030-08-31 | 7 | 26.0105 | 0 | 0 | 0 | 0 | 3777.1387 | 3625.937 | 1892.6136 | 3743.0737 | 3642.4895 | 3538.2996 | 0 | -1080.5968
2030-08-31 | 8 | 153.4624 | 153.4624 | 0 | 133.2642 | 166.5913 | 3777.1387 | 3625.937 | 3785.2273 | 3743.0737 | 3642.4895 | 3538.2996 | 0 | -1080.5968
2030-08-31 | 9 | 153.4624 | 153.4624 | 0 | 0 | 0 | 3777.1387 | 3625.937 | 3785.2273 | 3743.0737 | 3642.4895 | 3538.2996 | 0 | -1080.5968
2030-08-31 | 10 | 153.4624 | 153.4624 | 0 | 0 | 0 | 3777.1387 | 3625.937 | 3785.2273 | 3743.0737 | 3642.4895 | 3538.2996 | 0 | -1080.5968
2030-08-31 | 11 | 0 | 0 | 0 | 221.6176 | 199.7842 | 3777.1387 | 3625.937 | 3785.2273 | 3743.0737 | 3642.4895 | 2077.0498 | 0 | 1080.5968
2030-08-31 | 12 | 153.4624 | 153.4624 | 0 | 0 | 66.4361 | 3777.1387 | 3625.9382 | 3785.2273 | 3743.0737 | 3642.4895 | 3538.2996 | 0 | -1080.5968
2030-08-31 | 13 | 153.4624 | 153.4624 | 0 | 0 | 52.353 | 3777.1387 | 3625.937 | 3785.2273 | 3743.0737 | 3642.4895 | 3538.2996 | 0 | -1080.5968
2030-08-31 | 14 | 153.4624 | 272.3732 | 0 | 24.8517 | 0 | 3625.1851 | 1210.8904 | 3569.7488 | 2561.5981 | 3642.4895 | 3538.2996 | 0 | -1080.5968
2030-08-31 | 15 | 460.3872 | 439.4475 | 0 | 0 | 0 | 3777.1387 | 215.9524 | 2476.3105 | 4.53e-05 | 3375.5139 | 1769.1498 | 0 | -1080.5968
2030-08-31 | 16 | 460.3872 | 460.3872 | 16.455 | 133.2642 | 133.2642 | 3777.1387 | 168.9812 | 2363.804 | 681.8775 | 1821.2448 | 1565.5562 | 0 | -1080.5968
2030-08-31 | 17 | 460.3872 | 460.3872 | 511.4946 | 93.4703 | 66.6321 | 3583.311 | 166.9227 | 1892.6136 | 468.256 | 1472.0116 | 1568.0754 | 0 | -1080.5968
2030-08-31 | 18 | 460.3872 | 451.8947 | 0 | 0 | 0 | 3777.1387 | 168.9817 | 1810.8126 | 703.4271 | 1821.2448 | 1769.1498 | 0 | -1080.5968
2030-08-31 | 19 | 460.3872 | 427.1139 | 0 | 0 | 0 | 3777.1387 | 168.9822 | 1830.5892 | 1196.7233 | 1821.2448 | 1769.1498 | 0 | -1080.5968
2030-08-31 | 20 | 460.3872 | 460.3872 | 0 | 0 | 6.7855 | 3777.1387 | 180.8618 | 1157.2115 | 172.6362 | 3241.636 | 1769.1498 | 0 | -1080.5968
2030-08-31 | 21 | 460.3872 | 329.0057 | 0 | 0 | 0 | 3777.1387 | 213.9522 | 241.8714 | -1160.0974 | 3642.4895 | 2032.0806 | 0 | -1080.5968
2030-08-31 | 22 | 153.4624 | 304.8751 | 0 | 48.0571 | 66.6321 | 3777.1387 | 213.9524 | -92.5083 | -1089.5425 | 3642.4895 | 265.2475 | 0 | -1080.5968
2030-08-31 | 23 | 153.4624 | 153.4624 | 0 | 66.6321 | 116.5127 | 3777.1387 | 213.9519 | 347.349 | -648.6137 | 1821.2448 | 265.2466 | 0 | -1080.5968
2030-08-31 | 24 | 153.4624 | 153.4624 | 0 | 66.6321 | 72.3811 | 3777.1387 | 228.8464 | -752.0966 | -1604.7891 | 3642.4895 | 265.2455 | 0 | -1080.5968
2030-09-01 | 1 | 153.4624 | 153.4624 | 0 | 0 | 0 | 3777.1387 | 168.9813 | -1354.1024 | 0 | 3642.4895 | 2346.3855 | 0 | -1080.5968
2030-09-01 | 2 | 153.4624 | 153.4624 | 0 | 0 | 0 | 3777.1387 | 1812.9685 | -515.4318 | 3662.2852 | 3642.4895 | 3538.2996 | 0 | -4.53e-06
2030-09-01 | 3 | 0 | 0 | 0 | 0 | 0 | 3777.1387 | 1240.0994 | 339.0468 | 3743.0737 | 3642.4895 | 3538.2996 | 0 | 1080.5968
2030-09-01 | 4 | 0 | 0 | 0 | 0 | 0 | 3777.1387 | 333.95 | -828.7458 | 3560.1892 | 3642.4895 | 3538.2996 | 0 | 1080.5968
2030-09-01 | 5 | 0 | 0 | 0 | 0 | 0 | 3777.1387 | 333.9514 | -888.2075 | 2154.6458 | 3642.4895 | 3538.2996 | 0 | 1080.5968
2030-09-01 | 6 | 0 | 0 | 0 | 0 | 0 | 3777.1387 | 333.95 | -1274.1519 | 2156.6541 | 3642.4895 | 3538.2996 | 0 | -1080.5968
2030-09-01 | 7 | 0 | 0 | 0 | 0 | 0 | 3777.1387 | 1502.114 | -1700.3132 | 2107.8601 | 3642.4895 | 3538.2996 | 0 | -1080.5968
2030-09-01 | 8 | 0 | 0 | 0 | 0 | 0 | 3777.1387 | 308.375 | -1292.837 | 2785.7383 | 2165.7407 | 3538.2996 | 0 | -1080.5968
2030-09-01 | 9 | 153.4624 | 153.4624 | 0 | 0 | 0 | 3777.1387 | 168.9816 | 24.7114 | 2682.1272 | 3642.4895 | 2407.6326 | 0 | -1080.5968
2030-09-01 | 10 | 153.4624 | 153.4624 | 77.3328 | 150.5591 | 199.8963 | 3777.1387 | 1245.2676 | -499.7423 | 2280.6472 | 3642.4895 | 3538.2996 | 0 | -1080.5968
2030-09-01 | 11 | 153.4624 | 153.4624 | 545.8422 | 0 | 0 | 3777.1387 | 220.6762 | -1421.0255 | 1178.0092 | 2733.0828 | 3538.2996 | 0 | -1080.5968
2030-09-01 | 12 | 153.4624 | 153.4624 | 0 | 0 | 0 | 3777.1387 | 215.9505 | -1181.3657 | 424.2172 | 1821.2448 | 1888.3116 | 0 | -1080.5968
2030-09-01 | 13 | 153.4624 | 153.4624 | 0 | 0 | 0 | 3777.1387 | 213.9525 | -1190.8121 | -510.9842 | -4.53e-06 | 1769.1498 | 323.5141 | -1080.5968
2030-09-01 | 14 | 153.4624 | 153.4624 | 25.791 | 133.2642 | 133.2642 | 1888.5693 | 213.9517 | -2.7895e-05 | 4.53e-05 | 1413.1093 | 223.6511 | 314.1902 | -1080.5968
2030-09-01 | 15 | 153.4624 | 153.4624 | 42.6332 | 133.2642 | 133.2642 | 1888.5693 | -178.4026 | 916.3389 | 0 | 1821.2448 | -3538.2996 | 0 | -1080.5968
2030-09-01 | 16 | 153.4624 | 153.4624 | 484.8498 | 133.2642 | 133.2642 | 1888.5693 | 0 | 1565.6545 | 0 | 1821.2448 | -3112.0471 | 0 | -1080.5968
2030-09-01 | 17 | 153.4624 | 153.4624 | 646.4664 | 133.2642 | 187.1868 | 1313.0803 | 0 | 383.6097 | 0 | 1112.7145 | -1535.9536 | 0 | -1080.5968
2030-09-01 | 18 | 153.4624 | 153.4624 | 45.137 | 0 | 0 | 1888.5693 | 166.9224 | -448.6595 | 1114.1803 | 0 | -1245.6692 | 0 | -1080.5968
2030-09-01 | 19 | 153.4624 | 153.4624 | 9.9896 | 0 | 0 | 1888.5693 | 213.9524 | -1252.3417 | -87.2579 | 1821.2448 | 844.0868 | 0 | -1080.5968
2030-09-01 | 20 | 153.4624 | 153.4624 | 56.3861 | 0 | 0 | 3777.1387 | 215.9513 | -33.5947 | -1034.8735 | -4.53e-06 | 2728.1138 | 266.3161 | -1080.5968
2030-09-01 | 21 | 153.4624 | 153.4624 | 80.1237 | 0 | 0 | 3777.1387 | 213.952 | 444.7118 | -1597.2157 | -4.53e-06 | 1769.1498 | 0 | -1080.5968
2030-09-01 | 22 | 153.4624 | 153.4624 | 0 | 0 | 0 | 3777.1387 | 213.952 | 478.8791 | 1238.757 | 1821.2448 | 1769.1498 | 0 | -1080.5968
2030-09-01 | 23 | 153.4624 | 153.4624 | 484.8498 | 0 | 0 | 3777.1387 | 176.9861 | 669.6852 | 1356.2716 | 1821.2448 | 2607.4944 | 0 | -1080.5968
2030-09-01 | 24 | 153.4624 | 153.4624 | 200.0589 | 0 | 0 | 3777.1387 | 168.9811 | -291.6853 | -1871.5369 | 2509.3074 | 3372.8726 | 0 | -1080.5968
2030-09-02 | 1 | 153.4624 | 153.4624 | 0 | 242.853 | 266.4163 | 3777.1387 | 228.8471 | -889.9818 | 4.53e-05 | 2822.5398 | 283.7125 | 0 | -1080.5968
2030-09-02 | 2 | 153.4624 | 153.4624 | 0 | 199.8963 | 199.8963 | 3777.1387 | 213.9507 | -339.2624 | 217.377 | 3642.4895 | 265.2449 | 0 | -1080.5968
2030-09-02 | 3 | 153.4624 | 153.4624 | 0 | 0 | 0 | 3777.1387 | 215.9527 | 100.5223 | 3161.3574 | 3642.4895 | 232.3808 | 0 | -1080.5968
2030-09-02 | 4 | 0 | 0 | 0 | 0 | 0 | 3777.1387 | 230.986 | -1325.64 | 1612.7122 | 3642.4895 | 3538.2996 | 0 | -1080.5968
2030-09-02 | 5 | 0 | 0 | 0 | 0 | 0 | 3777.1387 | 2010.8108 | -1331.9191 | 3743.0737 | 961.7226 | 3538.2996 | 0 | -1080.5968
2030-09-02 | 6 | 153.4624 | 153.4624 | 0 | 0 | 0 | 3777.1387 | 3625.937 | -1752.8964 | 3743.0737 | 487.0343 | 3538.2996 | 0 | -1080.5968
2030-09-02 | 7 | 153.4624 | 153.4624 | 0 | 199.8963 | 199.8963 | 3777.1387 | 2655.6309 | -1655.7645 | 4.53e-05 | -681.3373 | 3538.2996 | 0 | -1080.5968
2030-09-02 | 8 | 153.4624 | 153.4624 | 0 | 199.8963 | 199.8963 | 3777.1387 | 215.9545 | -1557.1434 | 4.53e-05 | -759.7702 | 3538.2996 | 0 | -1080.5968
2030-09-02 | 9 | 153.4624 | 153.4624 | 624.5075 | 199.8963 | 199.8963 | 3777.1387 | 168.979 | -1010.3347 | 1871.5369 | -1091.4595 | 3538.2996 | 0 | -1080.5968
2030-09-02 | 10 | 153.4624 | 153.4624 | 0 | 0 | 0 | 3777.1387 | 213.9531 | -1346.2395 | 201.0606 | -4.53e-06 | 2119.5771 | 0 | -1080.5968
2030-09-02 | 11 | 153.4624 | 153.4624 | 491.8907 | 0 | 0 | 3777.1387 | 215.9525 | -1517.5209 | -1775.8735 | 1058.6952 | 1892.9202 | 0 | -1080.5968
2030-09-02 | 12 | 153.4624 | 153.4624 | 646.4664 | 0 | 0 | 3777.1387 | 213.953 | -968.3357 | -1092.3555 | -4.53e-06 | 1015.8411 | 0 | -1080.5968
2030-09-02 | 13 | 153.4624 | 153.4624 | 646.4664 | 0 | 0 | 3777.1387 | 168.9814 | -1223.3118 | -1871.5369 | 877.0873 | 1769.1498 | 0 | -1080.5968
2030-09-02 | 14 | 153.4624 | 153.4624 | 646.4664 | 0 | 0 | 3777.1387 | 168.981 | -770.0696 | -854.4342 | 0 | 3538.2996 | 0 | -1080.5968
2030-09-02 | 15 | 153.4624 | 153.4624 | 646.4664 | 0 | 0 | 2385.5127 | 168.9819 | -1582.111 | 0 | 1821.2448 | 3538.2996 | 0 | -1080.5968
2030-09-02 | 16 | 153.4624 | 153.4624 | 610.2231 | 0 | 0 | 1888.5693 | 168.9813 | -1777.0425 | 5.9355 | 1821.2448 | 3516.6472 | 0 | -1080.5968
2030-09-02 | 17 | 153.4624 | 153.4624 | 646.4664 | 0 | 0 | 3137.8638 | 166.9225 | -1357.1564 | 0 | 0 | 7.6754 | 0 | -1080.5968
2030-09-02 | 18 | 153.4624 | 153.4624 | 646.4664 | 0 | 0 | 3757.4741 | 166.9226 | -1259.0897 | -188.9666 | 0 | 221.0135 | 0 | -1080.5968
2030-09-02 | 19 | 153.4624 | 153.4624 | 646.4664 | 0 | 0 | 3777.1387 | 166.9226 | -1244.0415 | -46.3416 | 0 | 221.0146 | 0 | -1080.5968
2030-09-02 | 20 | 153.4624 | 153.4624 | 646.4664 | 0 | 0 | 3777.1387 | 175.6191 | -1556.5292 | -1216.1097 | 1505.3746 | 1769.1498 | 0 | -1080.5968
2030-09-02 | 21 | 153.4624 | 153.4624 | 646.4664 | 0 | 0 | 3330.6614 | 166.9223 | -1237.5989 | -1871.5369 | 1821.2448 | 1606.1267 | 0 | -1080.5968
2030-09-02 | 22 | 153.4624 | 153.4624 | 646.4664 | 0 | 0 | 3012.2021 | 168.9813 | -965.1737 | -1732.465 | 1821.2448 | 1769.1498 | 0 | -1080.5968
2030-09-02 | 23 | 153.4624 | 153.4624 | 646.4664 | 0 | 0 | 2014.0906 | 166.9227 | -1326.6926 | 0 | 1821.2448 | 1043.9913 | 0 | -1080.5968
2030-09-02 | 24 | 153.4624 | 153.4624 | 278.362 | 0 | 0 | 3777.1387 | 166.9224 | -964.3472 | -1812.5081 | 1124.2104 | 221.014 | 0 | -1080.5968
2030-09-03 | 1 | 153.4624 | 153.4624 | 0 | 0 | 0 | 3443.6091 | 166.9225 | -413.6047 | 0 | 0 | 984.6909 | 0 | -1080.5968
2030-09-03 | 2 | 153.4624 | 153.4624 | 0 | 0 | 0 | 3209.1729 | 213.9525 | -549.1372 | 4.53e-05 | 217.3184 | 1769.1498 | 0 | -1080.5968
2030-09-03 | 3 | 153.4624 | 153.4624 | 0 | 133.2642 | 133.2642 | 1888.5693 | 213.9539 | -2.7895e-05 | -0.0010533 | 1821.2448 | 265.2466 | 0 | -1080.5968
2030-09-03 | 4 | 153.4624 | 153.4624 | 0 | 133.2642 | 133.2642 | 2290.877 | 213.9527 | -2.7895e-05 | 4.53e-05 | 1253.2672 | 265.2479 | 0 | -1080.5968
2030-09-03 | 5 | 153.4624 | 153.4624 | 0 | 133.2642 | 133.2642 | 3303.0547 | 213.953 | 356.5477 | 4.53e-05 | 478.0462 | 265.2459 | 0 | -1080.5968
2030-09-03 | 6 | 153.4624 | 153.4624 | 323.2332 | 0 | 0 | 1888.5693 | 213.9507 | 434.1256 | 1871.5369 | 1821.2448 | 265.2471 | 0 | -1080.5968
2030-09-03 | 7 | 153.4624 | 153.4624 | 0 | 0 | 0 | 3777.1387 | 213.9517 | 93.5901 | 0.0010219 | 2089.656 | 1024.3524 | 0 | -1080.5968
2030-09-03 | 8 | 153.4624 | 153.4624 | 0 | 0 | 0 | 3777.1387 | 215.954 | 177.2817 | 4.53e-05 | 1821.2448 | 1989.073 | 0 | -1080.5968
2030-09-03 | 9 | 153.4624 | 153.4624 | 0 | 133.2642 | 133.2642 | 3777.1387 | 215.952 | -2.7895e-05 | 4.53e-05 | 1491.6152 | 3538.2996 | 0 | -1080.5968
2030-09-03 | 10 | 153.4624 | 153.4624 | 0 | 159.1441 | 199.8963 | 3777.1387 | 215.9529 | -109.9031 | 268.38 | -4.53e-06 | 3538.2996 | 0 | -1080.5968
2030-09-03 | 11 | 460.3872 | 460.3872 | 453.4179 | 266.4163 | 266.4163 | 3777.1387 | 215.9524 | -455.2354 | 4.53e-05 | -647.4558 | 3538.2996 | 0 | -1080.5968
2030-09-03 | 12 | 460.3872 | 460.3872 | 0 | 266.4163 | 266.4163 | 2899.2412 | 168.982 | -929.9688 | 1871.5369 | 1601.2457 | 3538.2996 | 0 | -1080.5968
2030-09-03 | 13 | 460.3872 | 460.3872 | 646.4664 | 266.4163 | 266.4163 | 1888.5693 | 168.9817 | -893.8859 | 1047.2048 | 0 | 3538.2996 | 0 | -1080.5968
2030-09-03 | 14 | 460.3872 | 460.3872 | 0 | 199.8963 | 199.8963 | 3777.1387 | 168.9812 | -884.2003 | 0 | -793.0199 | 2388.7222 | 0 | -1080.5968
2030-09-03 | 15 | 460.3872 | 460.3872 | 646.4664 | 199.8963 | 199.8963 | 3003.1987 | 166.9225 | -949.0252 | 0 | -1855.9894 | 1769.1498 | 0 | -1080.5968
2030-09-03 | 16 | 460.3872 | 460.3872 | 646.4664 | 199.8963 | 199.8963 | 2886.5022 | 166.922 | -984.707 | 0 | -2240.0911 | 1769.1498 | 0 | -1080.5968
2030-09-03 | 17 | 460.3872 | 460.3872 | 646.4664 | 199.8963 | 199.8963 | 3777.1387 | 168.9812 | -949.0025 | 1212.418 | -1821.2448 | 1769.1498 | 0 | -1080.5968
2030-09-03 | 18 | 460.3872 | 460.3872 | 646.4664 | 199.8963 | 199.8963 | 3533.7747 | 168.981 | -1683.8324 | 0 | 0 | 2002.3488 | 0 | -1080.5968
2030-09-03 | 19 | 460.3872 | 460.3872 | 0 | 199.8963 | 199.8963 | 3777.1387 | 187.3943 | -1372.9147 | 0 | -742.0717 | 1861.1292 | 0 | -1080.5968
2030-09-03 | 20 | 460.3872 | 460.3872 | 484.8498 | 199.8963 | 199.8963 | 3777.1387 | 1812.9685 | -1194.8741 | 4.53e-05 | 1017.8654 | 3538.2996 | 0 | -1080.5968
2030-09-03 | 21 | 460.3872 | 460.3872 | 0 | 199.8963 | 199.8963 | 3777.1387 | 215.9514 | -1668.9563 | 943.3143 | 1821.2448 | 3538.2996 | 0 | -1080.5968
2030-09-03 | 22 | 460.3872 | 460.3872 | 0 | 199.8963 | 199.8963 | 3777.1387 | 632.0231 | -1816.7161 | -53.6278 | 1294.4047 | 3538.2996 | 0 | -1080.5968
2030-09-03 | 23 | 209.7189 | 153.4624 | 0 | 133.2642 | 133.2642 | 2933.3945 | 215.9505 | -1683.9781 | 1871.5369 | 1821.2448 | 3538.2996 | 0 | -1080.5968
2030-09-03 | 24 | 153.4624 | 153.4624 | 0 | 0 | 0 | 3777.1387 | 215.9527 | -1457.007 | 779.6031 | 1821.2448 | 3538.2996 | 0 | -1080.5968
2030-09-04 | 1 | 153.4624 | 153.4624 | 0 | 0 | 0 | 3777.1387 | 213.9518 | -1085.8153 | -895.5712 | 276.6016 | 1769.1498 | 0 | -1080.5968
2030-09-04 | 2 | 153.4624 | 153.4624 | 0 | 0 | 0 | 3777.1387 | 213.9525 | -1140.9426 | -955.3269 | -4.53e-06 | 2205.2151 | 0 | -1080.5968
2030-09-04 | 3 | 153.4624 | 153.4624 | 0 | 0 | 0 | 3777.1387 | 213.9523 | -1132.9784 | -916.6994 | -4.53e-06 | 3538.2996 | 0 | -1080.5968
2030-09-04 | 4 | 153.4624 | 153.4624 | 0 | 0 | 0 | 3777.1387 | 215.9527 | -592.2374 | 4.53e-05 | -4.53e-06 | 3538.2996 | 0 | -1080.5968
2030-09-04 | 5 | 153.4624 | 153.4624 | 0 | 0 | 0 | 3777.1387 | 213.953 | -809.218 | -1053.7368 | -4.53e-06 | 3538.2996 | 0 | -1080.5968
2030-09-04 | 6 | 153.4624 | 153.4624 | 0 | 0 | 0 | 3777.1387 | 215.9507 | -946.6125 | -71.8524 | -4.53e-06 | 3538.2996 | 0 | -1080.5968
2030-09-04 | 7 | 153.4624 | 153.4624 | 0 | 0 | 0 | 3777.1387 | 215.952 | -1234.7505 | 4.53e-05 | 329.5931 | 1769.1498 | 0 | -1080.5968
2030-09-04 | 8 | 153.4624 | 153.4624 | 323.2332 | 0 | 0 | 3777.1387 | 215.9524 | -1438.7305 | 739.502 | 1821.2448 | 3538.2996 | 0 | -1080.5968
2030-09-04 | 9 | 153.4624 | 153.4624 | 0 | 133.2642 | 184.8317 | 3777.1387 | 168.9813 | -1116.2174 | 1871.5369 | 1821.2448 | 2116.1042 | 323.5141 | -1080.5968
2030-09-04 | 10 | 306.9248 | 347.2596 | 0 | 199.8963 | 199.8963 | 3777.1387 | 215.9531 | -1270.3018 | 1871.5369 | 1520.3701 | 1769.1498 | 485.2712 | -1080.5968
2030-09-04 | 11 | 460.3872 | 460.3872 | 484.8498 | 199.8963 | 249.3222 | 3777.1387 | 168.9798 | -433.3226 | 1871.5369 | 0 | 3067.282 | 485.2712 | -1080.5968
2030-09-04 | 12 | 460.3872 | 460.3872 | 0 | 266.4163 | 264.3076 | 3777.1387 | 215.9516 | -905.2394 | 1871.5369 | 805.3808 | 2829.7056 | 303.3685 | -1080.5968
2030-09-04 | 13 | 460.3872 | 460.3872 | 0 | 266.4163 | 266.0342 | 3038.6797 | 168.9817 | -474.5437 | 1871.5369 | 789.3234 | 3538.2996 | 0 | -1080.5968
2030-09-04 | 14 | 460.3872 | 460.3872 | 0 | 199.8963 | 254.615 | 3777.1387 | 168.9823 | -219.5985 | 1871.5369 | 0 | 2160.2351 | 302.5426 | -1080.5968
2030-09-04 | 15 | 460.3872 | 460.3872 | 646.4664 | 199.8963 | 199.8963 | 3777.1387 | 166.9221 | -1242.33 | 0 | -839.3077 | 1464.1566 | 0 | -1080.5968
2030-09-04 | 16 | 460.3872 | 460.3872 | 646.4664 | 199.8963 | 199.8963 | 3777.1387 | 166.9223 | -2060.8105 | 0 | 0 | 955.9449 | 0 | -1080.5968
2030-09-04 | 17 | 460.3872 | 460.3872 | 646.4664 | 199.8963 | 199.8963 | 3777.1387 | 166.9227 | -1965.6971 | 448.1444 | 0 | 1402.3231 | 0 | -1080.5968
2030-09-04 | 18 | 460.3872 | 460.3872 | 646.4664 | 199.8963 | 199.8963 | 3270.8977 | 168.9808 | -1908.4031 | 1075.0629 | 0 | 1769.1498 | 0 | -1080.5968
2030-09-04 | 19 | 460.3872 | 460.3872 | 646.4664 | 199.8963 | 199.8963 | 3777.1387 | 168.9815 | -1910.3513 | 313.0298 | 0 | 1769.1498 | 0 | -1080.5968
2030-09-04 | 20 | 460.3872 | 460.3872 | 646.4664 | 199.8963 | 199.8963 | 3777.1387 | 168.9806 | -1595.447 | 33.2276 | 0 | 2503.7073 | 0 | -1080.5968
2030-09-04 | 21 | 460.3872 | 460.3872 | 0 | 199.8963 | 199.8963 | 3478.3469 | 215.9536 | -1892.6136 | 4.53e-05 | 1514.3853 | 3538.2996 | 349.9524 | -1080.5968
2030-09-04 | 22 | 460.3872 | 460.3872 | 484.8498 | 199.8963 | 199.8963 | 2882.9482 | 1812.9685 | -1892.6125 | -327.703 | 1669.3436 | 3538.2996 | 0 | -1080.5968
2030-09-04 | 23 | 153.4624 | 254.2445 | 254.8624 | 133.2642 | 133.2642 | 2187.6143 | 168.9812 | -1615.8794 | 0 | 1134.8287 | 3067.0789 | 0 | -1080.5968
2030-09-04 | 24 | 153.4624 | 153.4624 | 0 | 0 | 0 | 3313.3342 | 166.9223 | -1892.6169 | -564.3975 | 1154.2592 | 1128.7333 | 140.0304 | -1080.5968
2030-09-05 | 1 | 153.4624 | 153.4624 | 646.4664 | 0 | 0 | 3777.1387 | 166.9221 | -1782.8706 | -1284.9463 | 1197.1475 | 1181.4103 | 0 | -1080.5968
2030-09-05 | 2 | 153.4624 | 153.4624 | 0 | 0 | 0 | 3777.1387 | 213.9517 | -880.8455 | -762.8293 | -4.53e-06 | 3538.2996 | 0 | -1080.5968
2030-09-05 | 3 | 153.4624 | 153.4624 | 0 | 0 | 0 | 3777.1387 | 213.952 | -228.0625 | -1168.3585 | -4.53e-06 | 3538.2996 | 0 | -1080.5968
2030-09-05 | 4 | 153.4624 | 153.4624 | 0 | 0 | 0 | 3777.1387 | 215.9534 | 304.2866 | -1657.7485 | -4.53e-06 | 3538.2996 | 0 | -1080.5968
2030-09-05 | 5 | 153.4624 | 153.4624 | 0 | 0 | 0 | 3777.1387 | 215.9525 | 727.0353 | 4.53e-05 | 149.9991 | 3538.2996 | 0 | -1080.5968
2030-09-05 | 6 | 153.4624 | 153.4624 | 0 | 0 | 27.0002 | 3777.1387 | 213.9525 | -2.7895e-05 | 808.5681 | 3642.4895 | 1769.1498 | 0 | -1080.5968
2030-09-05 | 7 | 153.4624 | 153.4624 | 0 | 0 | 0 | 3777.1387 | 213.9522 | -2.7895e-05 | 1871.5369 | 3415.033 | 2817.4763 | 0 | -1080.5968
2030-09-05 | 8 | 153.4624 | 153.4624 | 479.4442 | 0 | 0 | 3777.1387 | 812.3965 | 16.3093 | 1871.5369 | 1821.2448 | 3538.2996 | 0 | -1080.5968
2030-09-05 | 9 | 153.4624 | 153.4624 | 0 | 133.2642 | 145.3732 | 3777.1387 | 168.9811 | 0 | 847.0773 | 1033.7772 | 3538.2996 | 0 | -1080.5968
2030-09-05 | 10 | 460.3872 | 460.3872 | 0 | 199.8963 | 199.8963 | 1888.5693 | 168.9827 | 0 | 1849.8724 | 1171.1077 | 3538.2996 | 0 | -1080.5968
2030-09-05 | 11 | 460.3872 | 460.3872 | 0 | 203.6354 | 266.4163 | 1888.5693 | 168.9816 | 185.2497 | 1871.5369 | 270.3755 | 3003.5076 | 0 | -1080.5968
2030-09-05 | 12 | 460.3872 | 460.3872 | 262.287 | 266.4163 | 266.4163 | 2024.1903 | 168.9819 | 18.5547 | 1871.5369 | 681.4805 | 3538.2996 | 0 | -1080.5968
2030-09-05 | 13 | 460.3872 | 460.3872 | 425.7372 | 266.4163 | 266.4163 | 3289.1296 | 173.387 | -812.9151 | 1871.5369 | 1821.2448 | 3538.2996 | 0 | -1080.5968
2030-09-05 | 14 | 460.3872 | 460.3872 | 0 | 266.4163 | 266.4163 | 2020.4464 | 215.9519 | -1018.2133 | 1871.5369 | 1395.3882 | 3538.2996 | 185.5802 | -1080.5968
2030-09-05 | 15 | 460.3872 | 460.3872 | 646.4664 | 199.8963 | 199.8963 | 3268.46 | 168.9815 | -874.4471 | 241.8109 | 0 | 3538.2996 | 647.0283 | -1080.5968
2030-09-05 | 16 | 460.3872 | 460.3872 | 646.4664 | 199.8963 | 199.8963 | 2340.2939 | 168.9818 | -1356.6279 | 0 | -1123.218 | 3538.2996 | 0 | -1080.5968
2030-09-05 | 17 | 460.3872 | 460.3872 | 646.4664 | 199.8963 | 199.8963 | 1888.5693 | 168.9807 | -1733.1442 | -1165.1704 | -1821.2448 | 3538.2996 | 0 | -1080.5968
2030-09-05 | 18 | 460.3872 | 460.3872 | 646.4664 | 199.8963 | 199.8963 | 1888.5693 | 168.9797 | -1569.1957 | 0 | -1725.1072 | 3538.2996 | 0 | -1080.5968
2030-09-05 | 19 | 460.3872 | 460.3872 | 646.4664 | 199.8963 | 199.8963 | 1888.5693 | 168.9806 | -1918.5621 | 0 | 0 | 3538.2996 | 0 | -1080.5968
2030-09-05 | 20 | 460.3872 | 460.3872 | 646.4664 | 199.8963 | 199.8963 | 3777.1387 | 168.9814 | -1630.4194 | 0 | -642.6725 | 3538.2996 | 0 | -1080.5968
2030-09-05 | 21 | 460.3872 | 460.3872 | 646.4664 | 199.8963 | 199.8963 | 3777.1387 | 168.9802 | -1936.0649 | 221.7776 | 0 | 3538.2996 | 0 | -1080.5968
2030-09-05 | 22 | 460.3872 | 460.3872 | 177.6102 | 199.8963 | 199.8963 | 3777.1387 | 215.953 | -1321.4254 | 1315.2406 | -1821.2448 | 3538.2996 | 0 | -1080.5968
2030-09-05 | 23 | 460.3872 | 460.3872 | 144.403 | 199.8963 | 199.8963 | 3777.1387 | 168.9821 | -1795.1031 | 63.5284 | 0 | 2857.4272 | 0 | -1080.5968
2030-09-05 | 24 | 153.4624 | 153.4624 | 61.4443 | 0 | 0 | 3395.4648 | 166.9222 | -1424.6205 | 0 | 0 | 527.5232 | 0 | -1080.5968
2030-09-06 | 1 | 153.4624 | 153.4624 | 323.2332 | 0 | 0 | 3213.9299 | 0 | -840.7805 | -1871.5369 | -1821.2448 | -0.0020219 | 0 | -1080.5968
2030-09-06 | 2 | 153.4624 | 153.4624 | 0 | 0 | 0 | 3777.1387 | 213.953 | -485.5305 | -1127.6831 | -4.53e-06 | 759.8145 | 323.5141 | -1080.5968
2030-09-06 | 3 | 153.4624 | 153.4624 | 0 | 0 | 0 | 3777.1387 | 213.953 | 530.8112 | 4.53e-05 | 846.4301 | 2688.9185 | 367.6721 | -1080.5968
2030-09-06 | 4 | 306.9248 | 175.539 | 0 | 40.0764 | 0 | 3777.1387 | 213.9518 | 135.4521 | 4.53e-05 | 3642.4895 | 2890.1309 | 0 | -1080.5968
2030-09-06 | 5 | 423.5888 | 306.9248 | 0 | 133.2642 | 133.2642 | 3777.1387 | 213.9535 | 298.139 | 572.6514 | 3642.4895 | 3538.2996 | 0 | -1080.5968
2030-09-06 | 6 | 397.5791 | 306.9248 | 0 | 133.2642 | 133.2642 | 3710.3677 | 230.9861 | 674.9179 | 1651.0381 | 3642.4895 | 3538.2996 | 0 | -1080.5968
2030-09-06 | 7 | 460.3872 | 460.3872 | 0 | 56.8569 | 0 | 3777.1387 | 213.9525 | 483.1815 | 1597.2163 | 3642.4895 | 2186.3013 | 0 | -1080.5968
2030-09-06 | 8 | 460.3872 | 460.3872 | 0 | 266.2856 | 199.8963 | 3777.1387 | 215.9512 | 359.195 | 306.2382 | 2555.8176 | 2796.4072 | 0 | -1080.5968
2030-09-06 | 9 | 460.3872 | 460.3872 | 0 | 262.4533 | 199.8963 | 3777.1387 | 168.9814 | 1076.845 | 1871.5369 | 1437.6254 | 2141.3184 | 0 | -1080.5968
2030-09-06 | 10 | 460.3872 | 460.3872 | 275.4513 | 199.8963 | 199.8963 | 3777.1387 | 168.98 | 900.7879 | 1871.5369 | 1821.2448 | 3152.0828 | 0 | -1080.5968
2030-09-06 | 11 | 460.3872 | 460.3872 | 631.5573 | 199.8963 | 199.8963 | 3777.1387 | 215.9524 | 811.6974 | 1871.5369 | 1821.2448 | 3538.2996 | 0 | -1080.5968
2030-09-06 | 12 | 460.3872 | 460.3872 | 98.2123 | 199.8963 | 199.8963 | 3777.1387 | 215.9528 | -2.7895e-05 | 1871.5369 | 1821.2448 | 3538.2996 | 0 | -1080.5968
2030-09-06 | 13 | 460.3872 | 460.3872 | 634.4865 | 199.8963 | 199.8963 | 3777.1387 | 215.9544 | -2.7895e-05 | 1871.5369 | 1058.1344 | 2418.9363 | 0 | -1080.5968
2030-09-06 | 14 | 460.3872 | 460.3872 | 646.4664 | 199.8963 | 199.8963 | 3777.1387 | 168.9815 | -174.8584 | 1871.5369 | 227.7042 | 3538.2996 | 0 | -1080.5968
2030-09-06 | 15 | 460.3872 | 460.3872 | 646.4664 | 199.8963 | 199.8963 | 3777.1387 | 849.7079 | -408.4643 | 1398.8247 | -1064.5784 | 3538.2996 | 0 | -1080.5968
2030-09-06 | 16 | 460.3872 | 460.3872 | 646.4664 | 199.8963 | 199.8963 | 3313.2881 | 168.981 | -389.7118 | 1565.2823 | -1571.132 | 3538.2996 | 0 | -1080.5968
2030-09-06 | 17 | 460.3872 | 460.3872 | 646.4664 | 199.8963 | 199.8963 | 1888.5693 | 168.9816 | 0 | 1871.5369 | 982.2592 | 3538.2996 | 0 | -1080.5968
2030-09-06 | 18 | 460.3872 | 460.3872 | 499.6483 | 133.2642 | 133.2642 | 3356.1101 | 1812.9685 | -1204.6688 | 4.53e-05 | 1583.8893 | 3538.2996 | 0 | -1080.5968
2030-09-06 | 19 | 460.3872 | 460.3872 | 646.4664 | 199.8963 | 199.8963 | 3777.1387 | 1812.9685 | -1189.326 | 787.3244 | 1821.2448 | 3538.2996 | 0 | -1080.5968
2030-09-06 | 20 | 153.4624 | 153.4624 | 319.7215 | 133.2642 | 133.2642 | 3777.1387 | 215.9531 | -974.9977 | 1871.5369 | 1821.2448 | 3538.2996 | 0 | -1080.5968
2030-09-06 | 21 | 306.9248 | 306.9248 | 351.5419 | 133.2642 | 133.2642 | 3572.0081 | 215.9522 | -852.6573 | 1871.5369 | 1821.2448 | 3538.2996 | 0 | -1080.5968
2030-09-06 | 22 | 311.5513 | 306.9248 | 646.4664 | 133.2642 | 133.2642 | 1888.5693 | 168.98 | -643.7676 | 1871.5369 | 1821.2448 | 3538.2996 | 0 | -1080.5968
2030-09-06 | 23 | 153.4624 | 153.4624 | 0 | 133.2642 | 133.2642 | 2070.8433 | 168.9809 | -712.0327 | 1871.5369 | 1821.2448 | 2526.0476 | 0 | -1080.5968
2030-09-06 | 24 | 153.4624 | 153.4624 | 98.3075 | 0 | 0 | 1888.5693 | 168.9813 | -818.502 | 341.0836 | 1821.2448 | 1983.2281 | 0 | -1080.5968
2030-09-07 | 1 | 153.4624 | 153.4624 | 0 | 0 | 0 | 3732.8979 | 166.9228 | -689.5311 | -1871.5369 | 768.9728 | 221.0141 | 273.3991 | -1080.5968
2030-09-07 | 2 | 153.4624 | 153.4624 | 0 | 0 | 0 | 3777.1387 | 166.9223 | 462.9587 | 1871.5369 | 32.7964 | 1486.2271 | 278.0319 | -1080.5968
2030-09-07 | 3 | 183.7236 | 153.4624 | 337.8676 | 66.6321 | 66.6321 | 3777.1387 | 166.9221 | 1892.6136 | 2230.2288 | 1821.2448 | 280.5883 | 0 | -1080.5968
2030-09-07 | 4 | 460.3872 | 460.3872 | 0 | 266.4163 | 266.4163 | 3777.1387 | 215.953 | -64.7203 | 1567.8978 | 3642.4895 | 3538.2996 | 0 | -1080.5968
2030-09-07 | 5 | 460.3872 | 460.3872 | 0 | 133.2642 | 129.9241 | 3777.1387 | 1455.8563 | 1823.1587 | 3488.7493 | 3642.4895 | 3538.2996 | 0 | -1080.5968
2030-09-07 | 6 | 460.3872 | 344.0786 | 0 | 133.2642 | 133.2642 | 3777.1387 | 3625.937 | 2837.2275 | 3743.0737 | 3642.4895 | 3538.2996 | 0 | -1080.5968
2030-09-07 | 7 | 306.9248 | 406.5784 | 0 | 133.2642 | 133.2642 | 3777.1387 | 2884.4062 | 3247.9192 | 3743.0737 | 3642.4895 | 3538.2996 | 0 | -1080.5968
2030-09-07 | 8 | 460.3872 | 412.7505 | 0 | 0 | 0 | 3777.1387 | 230.9876 | 3115.1238 | 3743.0737 | 3642.4895 | 3538.2996 | 0 | -1080.5968
2030-09-07 | 9 | 273.926 | 153.4624 | 0 | 133.2642 | 133.2642 | 3777.1387 | 656.6603 | 3785.2273 | 3743.0737 | 3642.4895 | 3538.2996 | 58.6428 | -1080.5968
2030-09-07 | 10 | 224.8624 | 306.9248 | 0 | 133.2642 | 133.2642 | 3718.0266 | 1013.8652 | 3785.2273 | 3743.0737 | 3642.4895 | 3538.2996 | 154.3627 | -1080.5968
2030-09-07 | 11 | 153.4624 | 153.4624 | 0 | 199.8963 | 199.8963 | 3424.3447 | 1342.1344 | 3785.2273 | 3743.0737 | 3642.4895 | 3538.2996 | 0 | -1080.5968
2030-09-07 | 12 | 153.4624 | 153.4624 | 0 | 29.038 | 0 | 3481.3596 | 392.8925 | 2313.0779 | 3743.0737 | 3642.4895 | 3538.2996 | 0 | -1080.5968
2030-09-07 | 13 | 153.4624 | 153.4624 | 0 | 0 | 0 | 3777.1387 | 215.9527 | 1892.6136 | 2055.4954 | 1821.2448 | 3000.4939 | 0 | -1080.5968
2030-09-07 | 14 | 153.4624 | 153.4624 | 0 | 0 | 0 | 3777.1387 | 194.2214 | 1446.4023 | 1871.5369 | 1821.2448 | 1769.1498 | 0 | -1080.5968
2030-09-07 | 15 | 153.4624 | 153.4624 | 646.4664 | 133.2642 | 113.1664 | 1888.5693 | 166.9221 | 1892.6136 | 1871.5369 | 1821.2448 | 1107.1094 | 0 | -1080.5968
2030-09-07 | 16 | 153.4624 | 153.4624 | 646.4664 | 133.2642 | 119.6272 | 1888.5693 | 166.9226 | 1892.6136 | 1871.5369 | 1821.2448 | 1073.9889 | 0 | -1080.5968
2030-09-07 | 17 | 153.4624 | 153.4624 | 646.4664 | 66.6321 | 46.2884 | 3777.1387 | 168.9809 | 1892.6136 | 1871.5369 | 1821.2448 | 2107.6201 | 0 | -1080.5968
2030-09-07 | 18 | 153.4624 | 153.4624 | 646.4664 | 0 | 0 | 3777.1387 | 1422.2395 | 1384.2548 | 1871.5369 | 1821.2448 | 3538.2996 | 0 | -1080.5968
2030-09-07 | 19 | 153.4624 | 153.4624 | 0 | 0 | 0 | 3777.1387 | 215.952 | -1003.251 | 3584.1577 | 1821.2448 | 3538.2996 | 0 | -1080.5968
2030-09-07 | 20 | 153.4624 | 153.4624 | 0 | 0 | 0 | 3777.1387 | 215.9519 | -1519.1421 | 3743.0737 | 2316.1667 | 3538.2996 | 0 | -1080.5968
2030-09-07 | 21 | 153.4624 | 153.4624 | 0 | 0 | 0 | 3777.1387 | 215.9542 | -611.7964 | 1295.9507 | 1821.2448 | 3538.2996 | 0 | -1080.5968
2030-09-07 | 22 | 153.4624 | 153.4624 | 106.8251 | 0 | 0 | 1888.5693 | 215.9524 | -503.801 | 1283.7992 | 1821.2448 | 2407.2754 | 0 | -1080.5968
2030-09-07 | 23 | 153.4624 | 153.4624 | 0 | 0 | 0 | 1888.5693 | 166.9223 | 113.674 | 261.5323 | 1477.6632 | 1769.1498 | 0 | -1080.5968
2030-09-07 | 24 | 153.4624 | 153.4624 | 0 | 0 | 0 | 1888.5693 | 166.9224 | -2.7895e-05 | 1871.5369 | 1821.2448 | 221.0139 | 0 | -1080.5968
2030-09-08 | 1 | 153.4624 | 153.4624 | 0 | 0 | 0 | 3777.1387 | 213.952 | -313.2154 | 850.5073 | -4.53e-06 | 1769.1498 | 239.2605 | -1080.5968
2030-09-08 | 2 | 153.4624 | 153.4624 | 0 | 0 | 0 | 3777.1387 | 585.0187 | -620.0182 | 3743.0737 | 3642.4895 | 3538.2996 | 0 | -1080.5968
2030-09-08 | 3 | 153.4624 | 153.4624 | 0 | 266.4163 | 266.4163 | 3777.1387 | 3625.937 | 3785.2273 | 3743.0737 | 3642.4895 | 3538.2996 | 0 | -1080.5968
2030-09-08 | 4 | 153.4624 | 153.4624 | 0 | 266.4163 | 266.4163 | 3777.1387 | 3625.937 | 3785.2273 | 3743.0737 | 3642.4895 | 3538.2996 | 0 | -1080.5968
2030-09-08 | 5 | 153.4624 | 153.4624 | 0 | 266.4163 | 266.4163 | 3777.1387 | 3625.937 | 3785.2273 | 3743.0737 | 3642.4895 | 3538.2996 | 0 | -1080.5968
2030-09-08 | 6 | 0 | 60.8829 | 0 | 266.4163 | 266.4163 | 3777.1387 | 3143.2576 | 3785.2273 | 3743.0737 | 3642.4895 | 3538.2996 | 0 | -1080.5968
2030-09-08 | 7 | 153.4624 | 153.4624 | 0 | 266.4163 | 266.4163 | 3777.1387 | 3625.937 | 3785.2273 | 3743.0737 | 3642.4895 | 3538.2996 | 0 | -1080.5968
2030-09-08 | 8 | 74.9014 | 0 | 0 | 266.4163 | 266.4163 | 3777.1387 | 3625.937 | 3785.2273 | 3743.0737 | 3642.4895 | 3538.2996 | 0 | -1080.5968
2030-09-08 | 9 | 153.4624 | 153.4624 | 0 | 266.4163 | 266.4163 | 3777.1387 | 3625.937 | 3785.2273 | 3743.0737 | 3642.4895 | 3538.2996 | 0 | -1080.5968
2030-09-08 | 10 | 153.4624 | 153.4624 | 0 | 266.4163 | 266.4163 | 3777.1387 | 3625.937 | 2220.5891 | 3743.0737 | 3642.4895 | 3538.2996 | 0 | -1080.5968
2030-09-08 | 11 | 153.4624 | 153.4624 | 0 | 266.4163 | 222.0495 | 3777.1387 | 1460.1504 | 1891.5858 | 3743.0737 | 3642.4895 | 2385.7173 | 0 | -1080.5968
2030-09-08 | 12 | 153.4624 | 153.4624 | 0 | 199.8963 | 192.3278 | 3777.1387 | 1509.2905 | 1910.3656 | 3743.0737 | 3642.4895 | 2739.5464 | 0 | -1080.5968
2030-09-08 | 13 | 153.4624 | 153.4624 | 309.7802 | 158.0685 | 199.8963 | 3777.1387 | 168.9809 | 0 | 3743.0737 | 2680.5173 | 2187.324 | 323.5141 | -1080.5968
2030-09-08 | 14 | 153.4624 | 153.4624 | 0 | 66.6321 | 118.6037 | 1888.5693 | 199.1523 | 1892.6136 | 1871.5369 | 3642.4895 | 1631.441 | 147.2976 | -1080.5968
2030-09-08 | 15 | 153.4624 | 153.4624 | 533.0701 | 66.6321 | 37.99 | 1888.5693 | 166.9224 | 1892.6136 | 1871.5369 | 2443.3071 | 221.0145 | 0 | -1080.5968
2030-09-08 | 16 | 460.3872 | 460.3872 | 646.4664 | 66.6321 | 45.229 | 1888.5693 | 166.9225 | 1892.6136 | 1871.5369 | 1821.2448 | 646.1868 | 0 | -1080.5968
2030-09-08 | 17 | 460.3872 | 460.3872 | 646.4664 | 66.6321 | 68.0896 | 1888.5693 | 166.9224 | 1892.6136 | 1871.5369 | 1821.2448 | 1613.2987 | 0 | -1080.5968
2030-09-08 | 18 | 306.9248 | 306.9248 | 646.4664 | 133.2642 | 66.7473 | 1888.5693 | 168.9815 | 1629.7531 | 1871.5369 | 1821.2448 | 1505.4478 | 0 | -1080.5968
2030-09-08 | 19 | 153.4624 | 153.4624 | 640.312 | 0 | 0 | 1888.5693 | 168.9818 | 0 | 1871.5369 | 1821.2448 | 2660.4507 | 0 | -1080.5968
2030-09-08 | 20 | 153.4624 | 153.4624 | 484.8498 | 0 | 0 | 2784.4949 | 168.9808 | 1432.6631 | 1871.5369 | 1821.2448 | 3538.2996 | 0 | -1080.5968
2030-09-08 | 21 | 153.4624 | 153.4624 | 287.2568 | 0 | 0 | 1888.5693 | 1387.0743 | -77.3937 | 1871.5369 | 1821.2448 | 3538.2996 | 0 | -1080.5968
2030-09-08 | 22 | 153.4624 | 153.4624 | 646.4664 | 0 | 0 | 1888.5693 | 168.98 | -245.1797 | 201.4944 | 1821.2448 | 3501.3259 | 0 | -1080.5968
2030-09-08 | 23 | 153.4624 | 153.4624 | 253.7944 | 0 | 0 | 3777.1387 | 168.9811 | -630.6362 | -1749.4073 | 1821.2448 | 1769.1498 | 0 | -1080.5968
2030-09-08 | 24 | 153.4624 | 153.4624 | 66.7144 | 0 | 0 | 3777.1387 | 168.9811 | -1272.6398 | 383.2766 | 1821.2448 | 3538.2996 | 0 | -1080.5968
2030-09-09 | 1 | 153.4624 | 153.4624 | 0 | 0 | 0 | 3777.1387 | 168.9811 | -465.7259 | 1871.5369 | 0 | 2458.217 | 0 | -1080.5968
2030-09-09 | 2 | 153.4624 | 153.4624 | 0 | 66.6321 | 93.7921 | 3777.1387 | 609.6323 | 870.6003 | 3743.0737 | 3642.4895 | 3538.2996 | 0 | -1080.5968
2030-09-09 | 3 | 153.4624 | 153.4624 | 0 | 66.6321 | 38.1917 | 3777.1387 | 3625.937 | 3785.2273 | 3743.0737 | 3642.4895 | 3538.2996 | 0 | -1080.5968
2030-09-09 | 4 | 153.4624 | 153.4624 | 0 | 181.2097 | 133.2642 | 3777.1387 | 3625.937 | 3785.2273 | 3743.0737 | 3642.4895 | 3538.2996 | 0 | -1080.5968
2030-09-09 | 5 | 153.4624 | 153.4624 | 0 | 0 | 0 | 3777.1387 | 3625.937 | 3685.4307 | 3743.0737 | 3642.4895 | 3538.2996 | 0 | -1080.5968
2030-09-09 | 6 | 203.3277 | 306.9248 | 0 | 266.4163 | 266.4163 | 3777.1387 | 3625.937 | 3785.2273 | 3743.0737 | 3642.4895 | 3538.2996 | 0 | -1080.5968
2030-09-09 | 7 | 243.2883 | 153.4624 | 0 | 266.4163 | 266.4163 | 3777.1387 | 3613.6775 | 1216.1313 | 3743.0737 | 3642.4895 | 3538.2996 | 0 | -1080.5968
2030-09-09 | 8 | 153.4624 | 153.4624 | 0 | 0 | 0 | 3777.1387 | 215.9519 | 505.5505 | 2690.2739 | 3421.3752 | 3538.2996 | 473.0465 | -1080.5968
2030-09-09 | 9 | 153.4624 | 250.718 | 0 | 0 | 0 | 3578.6865 | 213.9517 | 1649.1885 | 1871.5369 | 1821.2448 | 1769.1498 | 647.0283 | -1080.5968
2030-09-09 | 10 | 306.9248 | 265.8695 | 102.6457 | 133.2642 | 81.8693 | 3777.1387 | 168.9822 | 1168.2659 | 1871.5369 | 1821.2448 | 2177.876 | 0 | -1080.5968
2030-09-09 | 11 | 153.4624 | 153.4624 | 0 | 0 | 0 | 3777.1387 | 168.9811 | 778.7858 | 1871.5369 | 1821.2448 | 2970.7864 | 323.5141 | -1080.5968
2030-09-09 | 12 | 153.4624 | 153.4624 | 0 | 20.8574 | 0 | 3738.2981 | 168.9838 | 619.0336 | 1871.5369 | 1821.2448 | 3538.2996 | 456.987 | -1080.5968
2030-09-09 | 13 | 153.4624 | 153.4624 | 646.4664 | 133.2642 | 133.2642 | 2950.7432 | 168.9818 | 759.7902 | 1871.5369 | 1782.2196 | 3538.2996 | 647.0283 | -1080.5968
2030-09-09 | 14 | 153.4624 | 153.4624 | 646.4664 | 133.2642 | 97.5019 | 3777.1387 | 168.9809 | 968.3051 | 1871.5369 | 0 | 3273.9988 | 0 | -1080.5968
2030-09-09 | 15 | 153.4624 | 153.4624 | 646.4664 | 0 | 24.0603 | 3777.1387 | 168.9814 | 570.2901 | 1871.5369 | 0 | 2831.5103 | 0 | -1080.5968
2030-09-09 | 16 | 153.4624 | 153.4624 | 646.4664 | 133.2642 | 133.2642 | 3313.8511 | 166.9226 | 737.9202 | 1871.5369 | 0 | 1769.1498 | 0 | -1080.5968
2030-09-09 | 17 | 153.4624 | 153.4624 | 646.4664 | 40.2544 | 0 | 3423.6716 | 168.9811 | 0 | 1871.5369 | 0 | 1769.1498 | 0 | -1080.5968
2030-09-09 | 18 | 153.4624 | 153.4624 | 646.4664 | 133.2642 | 86.3982 | 3777.1387 | 1013.3458 | 0 | 1871.5369 | 664.3579 | 3538.2996 | 0 | -1080.5968
2030-09-09 | 19 | 153.4624 | 153.4624 | 646.4664 | 0 | 0 | 3777.1387 | 1812.9685 | -1087.8052 | 0 | 1821.2448 | 3538.2996 | 0 | -1080.5968
2030-09-09 | 20 | 153.4624 | 153.4624 | 484.8498 | 0 | 0 | 3777.1387 | 168.9807 | -646.4369 | 1871.5369 | 1821.2448 | 2964.2805 | 0 | -1080.5968
2030-09-09 | 21 | 153.4624 | 153.4624 | 92.8576 | 133.2642 | 133.2642 | 3777.1387 | 850.3411 | -2.7895e-05 | 1871.5369 | 3324.7639 | 3538.2996 | 647.0283 | -1080.5968
2030-09-09 | 22 | 153.4624 | 153.4624 | 646.4664 | 133.2642 | 120.92 | 3552.2786 | 168.9812 | 377.0036 | 1871.5369 | 1821.2448 | 2561.3149 | 323.5141 | -1080.5968
2030-09-09 | 23 | 153.4624 | 153.4624 | 311.9891 | 0 | 0 | 3777.1387 | 168.9801 | 0 | 1871.5369 | 1821.2448 | 1769.1498 | 0 | -1080.5968
2030-09-09 | 24 | 153.4624 | 153.4624 | 0 | 0 | 0 | 3777.1387 | 166.9216 | -726.4521 | 1871.5369 | 1719.5452 | 1769.1498 | 0 | -1080.5968
2030-09-10 | 1 | 153.4624 | 153.4624 | 0 | 0 | 0 | 3777.1387 | 215.9527 | -1040.5197 | 701.6824 | 1821.2448 | 3044.5774 | 0 | -1080.5968
2030-09-10 | 2 | 153.4624 | 153.4624 | 0 | 0 | 0 | 3777.1387 | 1347.0245 | -724.7389 | 3335.8311 | 3353.3313 | 3538.2996 | 0 | -1080.5968
2030-09-10 | 3 | 153.4624 | 153.4624 | 0 | 0 | 0 | 3777.1387 | 3625.937 | 3320.1846 | 3743.0737 | 3642.4895 | 3538.2996 | 0 | -1080.5968
2030-09-10 | 4 | 153.4624 | 153.4624 | 0 | 199.8963 | 188.5145 | 3777.1387 | 3625.937 | 3785.2273 | 3743.0737 | 3642.4895 | 3538.2996 | 0 | -1080.5968
2030-09-10 | 5 | 153.4624 | 153.4624 | 0 | 133.2642 | 88.4853 | 3777.1387 | 3625.937 | 3785.2273 | 3743.0737 | 3642.4895 | 3538.2996 | 0 | -1080.5968
2030-09-10 | 6 | 153.4624 | 153.4624 | 0 | 199.8963 | 199.8963 | 3777.1387 | 3625.937 | 3785.2273 | 3743.0737 | 3642.4895 | 3538.2996 | 0 | -1080.5968
2030-09-10 | 7 | 153.4624 | 153.4624 | 0 | 266.4163 | 266.4163 | 3777.1387 | 3625.937 | 3785.2273 | 3743.0737 | 3642.4895 | 3538.2996 | 0 | -1080.5968
2030-09-10 | 8 | 153.4624 | 153.4624 | 0 | 0 | 0 | 3586.9275 | 3622.7737 | 2008.7981 | 3743.0737 | 3642.4895 | 3538.2996 | 344.2494 | -1080.5968
2030-09-10 | 9 | 153.4624 | 153.4624 | 0 | 0 | 0 | 3777.1387 | 215.9527 | 495.4981 | 2366.7458 | 2963.9094 | 2922.8865 | 271.3966 | -1080.5968
2030-09-10 | 10 | 153.4624 | 153.4624 | 0 | 66.6321 | 66.6321 | 3777.1387 | 400.5798 | 529.9233 | 2145.4529 | 1821.2448 | 3538.2996 | 0 | -1080.5968
2030-09-10 | 11 | 153.4624 | 153.4624 | 0 | 63.8735 | 0 | 3777.1387 | 168.9826 | 1892.6136 | 2069.9565 | 1821.2448 | 3538.2996 | 0 | -1080.5968
2030-09-10 | 12 | 153.4624 | 153.4624 | 0 | 0 | 0 | 3777.1387 | 300.6767 | 1763.1613 | 1871.5369 | 1821.2448 | 3538.2996 | 0 | -1080.5968
2030-09-10 | 13 | 153.4624 | 153.4624 | 0 | 0 | 0 | 3777.1387 | 490.2932 | 1892.6136 | 3569.9314 | 1821.2448 | 3538.2996 | 0 | -1080.5968
2030-09-10 | 14 | 153.4624 | 153.4624 | 0 | 0 | 0 | 3777.1387 | 927.8674 | 1892.6136 | 3291.8328 | 1821.2448 | 3538.2996 | 136.04 | -1080.5968
2030-09-10 | 15 | 153.4624 | 153.4624 | 646.4664 | 0 | 0 | 3777.1387 | 168.9814 | 1892.6136 | 1871.5369 | 1821.2448 | 3439.1587 | 536.4011 | -1080.5968
2030-09-10 | 16 | 153.4624 | 153.4624 | 18.6686 | 0 | 0 | 3777.1387 | 168.9822 | 1662.531 | 1871.5369 | 1821.2448 | 1769.1498 | 0 | -1080.5968
2030-09-10 | 17 | 153.4624 | 153.4624 | 67.36 | 0 | 0 | 3777.1387 | 168.9813 | 1572.6255 | 1871.5369 | 1821.2448 | 1769.1498 | 0 | -1080.5968
2030-09-10 | 18 | 153.4624 | 153.4624 | 0 | 0 | 0 | 3777.1387 | 168.9825 | 1892.6136 | 1871.5369 | 2033.5083 | 1769.1498 | 0 | -1080.5968
2030-09-10 | 19 | 153.4624 | 153.4624 | 28.5263 | 0 | 0 | 3777.1387 | 215.9533 | 1892.6136 | 1871.5369 | 2524.5803 | 1769.1498 | 0 | -1080.5968
2030-09-10 | 20 | 153.4624 | 153.4624 | 0 | 0 | 0 | 3777.1387 | 215.9536 | 1892.6136 | 1949.8455 | 3642.4895 | 1928.1094 | 0 | -1080.5968
2030-09-10 | 21 | 153.4624 | 153.4624 | 0 | 0 | 0 | 3777.1387 | 215.9523 | 1382.3359 | 1871.5369 | 3642.4895 | 3178.5723 | 0 | -1080.5968
2030-09-10 | 22 | 153.4624 | 153.4624 | 0 | 0 | 0 | 3777.1387 | 168.9818 | 488.4551 | 1871.5369 | 1821.2448 | 1769.1498 | 0 | -1080.5968
2030-09-10 | 23 | 153.4624 | 153.4624 | 0 | 0 | 0 | 3169.0522 | 168.9811 | -1383.2557 | -1257.8251 | 911.8151 | 3189.488 | 0 | -1080.5968
2030-09-10 | 24 | 153.4624 | 153.4624 | 0 | 0 | 0 | 3777.1387 | 242.309 | -1465.3228 | 846.1865 | 0 | 3221.6565 | 0 | -1080.5968
2030-09-11 | 1 | 153.4624 | 153.4624 | 0 | 0 | 0 | 3777.1387 | 537.3986 | -949.2994 | 3743.0737 | 3642.4895 | 3538.2996 | 0 | -1080.5968
2030-09-11 | 2 | 153.4624 | 153.4624 | 0 | 0 | 0 | 3777.1387 | 3625.937 | 3736.9673 | 3743.0737 | 3642.4895 | 3538.2996 | 0 | -1080.5968
2030-09-11 | 3 | 0 | 115.0021 | 0 | 0 | 0 | 3777.1387 | 3625.937 | 3785.2273 | 3743.0737 | 3642.4895 | 3538.2996 | 0 | -1080.5968
2030-09-11 | 4 | 0 | 0 | 0 | 66.6321 | 38.4648 | 3777.1387 | 3625.937 | 3785.2283 | 3743.0737 | 3642.4895 | 3538.2996 | 0 | -1080.5968
2030-09-11 | 5 | 153.4624 | 153.4624 | 0 | 0 | 0 | 3777.1387 | 3625.9382 | 3785.2273 | 3743.0737 | 3642.4895 | 3538.2996 | 0 | -1080.5968
2030-09-11 | 6 | 153.4624 | 153.4624 | 0 | 266.4163 | 266.4163 | 3712.917 | 3625.937 | 3785.2273 | 3743.0737 | 3642.4895 | 3538.2996 | 0 | -1080.5968
2030-09-11 | 7 | 252.1998 | 306.9248 | 0 | 199.8963 | 199.8963 | 3777.1387 | 1812.9685 | 3091.3079 | 3743.0737 | 3642.4895 | 3538.2996 | 0 | -1080.5968
2030-09-11 | 8 | 153.4624 | 153.4624 | 0 | 0 | 0 | 3777.1387 | 213.952 | 1234.4139 | 3593.5083 | 2203.3857 | 2778.3735 | 0 | -1080.5968
2030-09-11 | 9 | 153.4624 | 153.4624 | 0 | 0 | 0 | 3777.1387 | 215.9508 | -134.9257 | 6.9179 | 1821.2448 | 2765.3481 | 165.6774 | -1080.5968
2030-09-11 | 10 | 153.4624 | 153.4624 | 0 | 0 | 0 | 3700.6641 | 215.9506 | 307.4562 | 832.6957 | 1821.2448 | 1932.1163 | 182.916 | -1080.5968
2030-09-11 | 11 | 153.4624 | 153.4624 | 0 | 0 | 0 | 1888.5693 | 168.9807 | 228.6378 | 1139.8586 | 1821.2448 | 2351.7942 | 135.5457 | -1080.5968
2030-09-11 | 12 | 153.4624 | 153.4624 | 0 | 133.2642 | 84.7681 | 1888.5693 | 166.9232 | 1892.6136 | 1871.5369 | 2956.8809 | 1769.1498 | 87.1664 | -1080.5968
2030-09-11 | 13 | 238.0663 | 153.4624 | 0 | 0 | 30.5982 | 3379.105 | 193.4602 | 1892.6136 | 1871.5369 | 3642.4895 | 1769.1498 | 394.5247 | -1080.5968
2030-09-11 | 14 | 224.9017 | 153.4624 | 0 | 66.6321 | 23.772 | 3777.1387 | 168.9812 | 1892.6136 | 1871.5369 | 3568.8069 | 1769.1498 | 0 | -1080.5968
2030-09-11 | 15 | 460.3872 | 460.3872 | 0 | 97.2803 | 133.2642 | 2103.4231 | 168.9806 | 1892.6136 | 1871.5369 | 3642.4895 | 1769.1498 | 0 | -1080.5968
2030-09-11 | 16 | 153.4624 | 153.4624 | 602.4467 | 133.2642 | 89.5101 | 1888.5693 | 166.9232 | 1892.6136 | 1871.5369 | 2359.8987 | 393.0338 | 0 | -1080.5968
2030-09-11 | 17 | 153.4624 | 153.4624 | 462.2512 | 66.6321 | 6.166 | 1888.5693 | 166.9222 | 1892.6136 | 1871.5369 | 1821.2448 | 221.0145 | 0 | -1080.5968
2030-09-11 | 18 | 460.3872 | 460.3872 | 518.8042 | 0 | 0 | 1888.5693 | 166.9224 | 1892.6136 | 1871.5369 | 2608.9827 | 221.0145 | 0 | -1080.5968
2030-09-11 | 19 | 460.3872 | 460.3872 | 534.0062 | 0 | 0 | 1888.5693 | 166.9225 | 1892.6136 | 1871.5369 | 3631.0295 | 221.0126 | 0 | -1080.5968
2030-09-11 | 20 | 153.4624 | 153.4624 | 609.5596 | 0 | 0 | 3777.1387 | 168.9811 | 1716.3615 | 1871.5369 | 1821.2448 | 1769.1498 | 0 | -1080.5968
2030-09-11 | 21 | 153.4624 | 153.4624 | 515.8406 | 0 | 0 | 3777.1387 | 168.9792 | 1892.6136 | 1871.5369 | 1821.2448 | 1769.1498 | 0 | -1080.5968
2030-09-11 | 22 | 153.4624 | 153.4624 | 285.992 | 0 | 0 | 3777.1387 | 168.9796 | -786.8616 | 1871.5369 | 1821.2448 | 3131.4868 | 0 | -1080.5968
2030-09-11 | 23 | 153.4624 | 153.4624 | 135.9929 | 0 | 0 | 2388.9097 | 168.9814 | 0 | 1871.5369 | 1821.2448 | 2715.8682 | 0 | -1080.5968
2030-09-11 | 24 | 153.4624 | 153.4624 | 76.0955 | 0 | 0 | 3777.1387 | 168.9816 | -721.9846 | 0 | 85.9052 | 3538.2996 | 0 | -1080.5968
2030-09-12 | 1 | 153.4624 | 153.4624 | 0 | 0 | 0 | 3777.1387 | 215.952 | -773.7116 | 1059.1888 | -2117.0779 | 3538.2996 | 0 | -1080.5968
2030-09-12 | 2 | 153.4624 | 153.4624 | 0 | 0 | 0 | 3777.1387 | 230.9841 | -1683.8278 | 4.53e-05 | -249.5733 | 3538.2996 | 0 | -1080.5968
2030-09-12 | 3 | 153.4624 | 153.4624 | 0 | 0 | 0 | 3777.1387 | 1806.0426 | -1530.698 | -1367.6068 | 989.5473 | 3538.2996 | 0 | -1080.5968
2030-09-12 | 4 | 153.4624 | 153.4624 | 0 | 0 | 0 | 3777.1387 | 230.9812 | -1008.1664 | 4.53e-05 | -4.53e-06 | 3538.2996 | 0 | -1080.5968
2030-09-12 | 5 | 153.4624 | 153.4624 | 0 | 0 | 0 | 3777.1387 | 166.9218 | 88.5044 | 1871.5369 | 1821.2448 | 2335.7073 | 0 | -1080.5968
2030-09-12 | 6 | 153.4624 | 153.4624 | 0 | 0 | 0 | 3777.1387 | 213.9519 | 1258.9003 | 2760.7725 | 1821.2448 | 1792.8408 | 0 | -1080.5968
2030-09-12 | 7 | 153.4624 | 153.4624 | 0 | 0 | 0 | 3777.1387 | 213.9522 | -2.7895e-05 | 1871.5369 | 3149.4841 | 367.8853 | 0 | -1080.5968
2030-09-12 | 8 | 153.4624 | 153.4624 | 0 | 0 | 0 | 3777.1387 | 168.981 | 1203.3289 | 1871.5369 | 1821.2448 | 3004.1326 | 0 | -1080.5968
2030-09-12 | 9 | 153.4624 | 153.4624 | 0 | 0 | 0 | 3777.1387 | 168.9812 | 499.2061 | 1871.5369 | 1821.2448 | 3538.2996 | 485.2712 | -1080.5968
2030-09-12 | 10 | 153.4624 | 153.4624 | 0 | 0 | 0 | 1888.5693 | 197.1149 | 248.6522 | 1562.1385 | 1821.2448 | 2763.5469 | 485.2712 | -1080.5968
2030-09-12 | 11 | 153.4624 | 153.4624 | 0 | 0 | 0 | 3777.1387 | 215.952 | 735.8333 | 1871.5369 | 1821.2448 | 3538.2996 | 485.2712 | -1080.5968
2030-09-12 | 12 | 153.4624 | 153.4624 | 0 | 0 | 0 | 2961.3884 | 168.9815 | 321.0127 | 1871.5369 | 1821.2448 | 3538.2996 | 426.2272 | -1080.5968
2030-09-12 | 13 | 153.4624 | 153.4624 | 0 | 0 | 0 | 1888.5693 | 168.9832 | -365.5426 | 1289.9727 | 586.626 | 1769.1498 | 235.0876 | -1080.5968
2030-09-12 | 14 | 153.4624 | 153.4624 | 0 | 0 | 0 | 1888.5693 | 168.9801 | -1016.8291 | 426.1365 | 1118.764 | 1769.1498 | 485.2712 | -1080.5968
2030-09-12 | 15 | 153.4624 | 153.4624 | 646.4664 | 133.2642 | 133.2642 | 1888.5693 | 168.9821 | -717.6746 | 1838.223 | 0 | 2223.0054 | 0 | -1080.5968
2030-09-12 | 16 | 460.3872 | 460.3872 | 646.4664 | 199.8963 | 199.8963 | 1888.5693 | 168.982 | 0 | 1871.5369 | 0 | 1769.1498 | 0 | -1080.5968
2030-09-12 | 17 | 153.4624 | 153.4624 | 646.4664 | 133.2642 | 133.2642 | 2754.7637 | 166.9224 | -1683.7639 | 1127.8958 | 0 | 1623.3102 | 0 | -1080.5968
2030-09-12 | 18 | 153.4624 | 153.4624 | 646.4664 | 74.9184 | 133.2642 | 1888.5693 | 166.9225 | -1635.0975 | 1871.5369 | 0 | 1769.1498 | 0 | -1080.5968
2030-09-12 | 19 | 153.4624 | 153.4624 | 646.4664 | 133.2642 | 133.2642 | 1888.5693 | 168.9809 | -2380.2341 | 1417.5552 | 1821.2448 | 3030.0391 | 0 | -1080.5968
2030-09-12 | 20 | 153.4624 | 223.0687 | 646.4664 | 133.2642 | 133.2642 | 2180.2244 | 168.7703 | -1892.6146 | 1871.5369 | 1821.2448 | 2331.886 | 0 | -1080.5968
2030-09-12 | 21 | 153.4624 | 153.4624 | 646.4664 | 66.6321 | 66.6321 | 1888.5693 | 168.9812 | -2266.1265 | 1159.2401 | 1821.2448 | 2748.5779 | 0 | -1080.5968
2030-09-12 | 22 | 153.4624 | 153.4624 | 646.4664 | 66.6321 | 53.2875 | 2272.9922 | 168.9819 | -1335.5598 | 1520.9828 | 0 | 2950.6279 | 187.3281 | -1080.5968
2030-09-12 | 23 | 153.4624 | 153.4624 | 367.3476 | 0 | 0 | 1888.5693 | 168.9814 | -1892.6136 | 1291.5643 | 1792.4468 | 1769.1498 | 0 | -1080.5968
2030-09-12 | 24 | 153.4624 | 153.4624 | 323.2332 | 0 | 0 | 3777.1387 | 166.9225 | -253.0353 | 0 | -1821.2448 | 221.0147 | 0 | -1080.5968
2030-09-13 | 1 | 153.4624 | 153.4624 | 0 | 0 | 0 | 1888.5693 | 166.9224 | -820.4202 | 0 | -1560.5585 | 221.0137 | 0 | -1080.5968
2030-09-13 | 2 | 153.4624 | 153.4624 | 0 | 0 | 0 | 3777.1387 | 213.9527 | -613.3998 | -647.1235 | -4.53e-06 | 265.2466 | 0 | -1080.5968
2030-09-13 | 3 | 153.4624 | 153.4624 | 0 | 0 | 0 | 3777.1387 | 213.9518 | -2.7895e-05 | 4.53e-05 | 2430.2756 | 265.2479 | 0 | -1080.5968
2030-09-13 | 4 | 153.4624 | 153.4624 | 0 | 0 | 0 | 3777.1387 | 213.9518 | 745.9244 | 4.53e-05 | -4.53e-06 | 2052.667 | 0 | -1080.5968
2030-09-13 | 5 | 368.8419 | 306.9248 | 0 | 199.8963 | 199.8963 | 3777.1387 | 215.9523 | -130.435 | 836.5435 | 3642.4895 | 3538.2996 | 0 | -1080.5968
2030-09-13 | 6 | 460.3872 | 460.3872 | 0 | 266.4163 | 265.341 | 3124.3491 | 230.986 | 159.1733 | 1871.537 | 3642.4895 | 3538.2996 | 0 | -1080.5968
2030-09-13 | 7 | 460.3872 | 460.3872 | 0 | 146.8505 | 199.8963 | 3578.2988 | 230.9865 | 1144.7609 | 1778.7361 | 3642.4895 | 3538.2996 | 0 | -1080.5968
2030-09-13 | 8 | 460.3872 | 460.3872 | 0 | 199.8963 | 171.5494 | 3777.1387 | 215.9524 | 2211.3872 | 2341.5151 | 3642.4895 | 1931.5273 | 0 | -1080.5968
2030-09-13 | 9 | 460.3872 | 460.3872 | 0 | 133.2642 | 133.2642 | 3777.1387 | 215.9522 | 1892.6136 | 1832.2401 | 3542.0195 | 3538.2996 | 0 | -1080.5968
2030-09-13 | 10 | 460.3872 | 460.3872 | 0 | 199.8963 | 199.8963 | 3777.1387 | 828.6556 | 1291.9277 | 1871.5369 | 3642.4895 | 3538.2996 | 0 | -1080.5968
2030-09-13 | 11 | 460.3872 | 460.3872 | 228.7246 | 266.4163 | 266.4163 | 3777.1387 | 168.9805 | 968.4869 | 1871.5369 | 3200.1519 | 2134.7368 | 0 | -1080.5968
2030-09-13 | 12 | 460.3872 | 460.3872 | 251.0048 | 206.3984 | 266.4163 | 3777.1387 | 168.9806 | 1892.6136 | 2227.8857 | 3642.4895 | 1769.1498 | 0 | -1080.5968
2030-09-13 | 13 | 460.3872 | 460.3872 | 0 | 266.4163 | 266.4163 | 3777.1387 | 168.9813 | 1892.6136 | 1871.5369 | 3642.4895 | 1769.1498 | 430.402 | -1080.5968
2030-09-13 | 14 | 460.3872 | 460.3872 | 0 | 266.4163 | 266.4163 | 3777.1387 | 213.9519 | 1892.6136 | 1871.5369 | 1821.2448 | 1128.786 | 485.2712 | -1080.5968
2030-09-13 | 15 | 460.3872 | 460.3872 | 646.4664 | 266.4163 | 266.4163 | 2521.7925 | 166.9214 | 3785.2273 | 1871.5369 | 1821.2448 | 1011.403 | 380.9462 | -1080.5968
2030-09-13 | 16 | 460.3872 | 460.3872 | 646.4664 | 266.4163 | 266.4163 | 1888.5693 | 166.9223 | 3160.2551 | 1871.5369 | 1821.2448 | 281.0851 | 417.9326 | -1080.5968
2030-09-13 | 17 | 460.3872 | 460.3872 | 646.4664 | 266.4163 | 266.4163 | 2657.6211 | 168.981 | 1892.6136 | 1871.5369 | 1821.2448 | 1769.1498 | 447.3731 | -1080.5968
2030-09-13 | 18 | 460.3872 | 460.3872 | 646.4664 | 266.4163 | 266.4163 | 1888.5693 | 168.9825 | 3011.3545 | 1871.5369 | 1821.2448 | 1884.4724 | 375.4995 | -1080.5968
2030-09-13 | 19 | 460.3872 | 460.3872 | 646.4664 | 266.4163 | 266.4163 | 2417.6948 | 168.9813 | 1892.6136 | 1871.5369 | 1837.9169 | 2470.1936 | 238.9503 | -1080.5968
2030-09-13 | 20 | 460.3872 | 460.3872 | 646.4664 | 266.4163 | 266.4163 | 1888.5693 | 168.9821 | 1892.6136 | 1871.5369 | 2878.1777 | 1769.1498 | 78.0459 | -1080.5968
2030-09-13 | 21 | 460.3872 | 460.3872 | 70.9771 | 266.4163 | 266.4163 | 1888.5693 | 210.6285 | 662.1549 | 1871.5369 | 3207.022 | 1769.1498 | 323.5141 | -1080.5968
2030-09-13 | 22 | 460.3872 | 460.3872 | 323.2332 | 266.4163 | 266.4163 | 1888.5693 | 166.9208 | 1892.6136 | 1871.5369 | 2096.6909 | 1769.1498 | 0 | -1080.5968
2030-09-13 | 23 | 460.3872 | 460.3872 | 484.8498 | 188.9333 | 199.8963 | 1888.5693 | 166.9225 | 280.2104 | 1826.8053 | 1821.2448 | 1716.6573 | 0 | -1080.5968
2030-09-13 | 24 | 460.3872 | 460.3872 | 434.5296 | 211.2787 | 199.8963 | 1888.5693 | 166.9225 | 312.7641 | 745.4356 | 1821.2448 | 1536.764 | 0 | -1080.5968
2030-09-14 | 1 | 390.1657 | 460.3872 | 154.8221 | 0 | 0 | 1888.5693 | 166.9229 | 101.8257 | -380.1943 | 1821.2448 | 2554.605 | 0 | -1080.5968
2030-09-14 | 2 | 153.4624 | 179.1363 | 261.6361 | 100.0909 | 133.2642 | 3777.1387 | 166.9223 | 1339.0343 | 1871.5369 | 2634.2935 | 3104.2896 | 0 | -1080.5968
2030-09-14 | 3 | 153.4624 | 153.4624 | 0 | 152.345 | 199.8963 | 3777.1387 | 3625.937 | 3785.2273 | 3743.0737 | 3642.4895 | 3538.2996 | 0 | -1080.5968
2030-09-14 | 4 | 153.4624 | 153.4624 | 0 | 0 | 0 | 3777.1387 | 3625.937 | 3785.2273 | 3743.0737 | 3642.4895 | 3538.2996 | 0 | -1080.5968
2030-09-14 | 5 | 0 | 41.7415 | 0 | 0 | 0 | 3777.1387 | 3625.937 | 2906.4006 | 3743.0737 | 3642.4895 | 3538.2996 | 0 | -1080.5968
2030-09-14 | 6 | 153.4624 | 153.4624 | 0 | 0 | 36.3707 | 3777.1387 | 3625.937 | 3785.2273 | 3743.0737 | 3642.4895 | 3538.2996 | 0 | -1080.5968
2030-09-14 | 7 | 153.4624 | 153.4624 | 0 | 133.2642 | 99.1658 | 3777.1387 | 3625.937 | 3785.2273 | 3743.0737 | 3642.4895 | 3538.2996 | 0 | -1080.5968
2030-09-14 | 8 | 153.4624 | 153.4624 | 0 | 0 | 0 | 3777.1387 | 3625.937 | 3785.2273 | 3743.0737 | 3642.4895 | 3538.2996 | 0 | -1080.5968
2030-09-14 | 9 | 0 | 102.6644 | 0 | 266.4163 | 266.4163 | 3777.1387 | 3625.937 | 3785.2273 | 3743.0737 | 3642.4895 | 3538.2996 | 0 | -1080.5968
2030-09-14 | 10 | 153.4624 | 153.4624 | 0 | 133.2642 | 133.2642 | 3777.1387 | 3625.937 | 3785.2273 | 3743.0737 | 3642.4895 | 3538.2996 | 0 | -1080.5968
2030-09-14 | 11 | 153.4624 | 153.4624 | 0 | 133.2642 | 107.9229 | 3777.1387 | 3625.937 | 3785.2273 | 3743.0737 | 3642.4895 | 3538.2996 | 359.6849 | -1080.5968
2030-09-14 | 12 | 153.4624 | 153.4624 | 0 | 133.2642 | 133.2642 | 3777.1387 | 3625.937 | 3785.2273 | 3743.0737 | 3642.4895 | 3538.2996 | 485.2712 | -1080.5968
2030-09-14 | 13 | 153.4624 | 153.4624 | 0 | 187.7921 | 199.8963 | 3777.1387 | 3625.937 | 3785.2273 | 3743.0737 | 3642.4895 | 3538.2996 | 647.0283 | -1080.5968
2030-09-14 | 14 | 337.6646 | 306.9248 | 0 | 199.8963 | 199.8963 | 3777.1387 | 3625.937 | 3785.2273 | 3743.0737 | 3642.4895 | 3538.2996 | 0 | -1080.5968
2030-09-14 | 15 | 460.3872 | 307.6281 | 643.7353 | 133.2642 | 133.2642 | 3777.1387 | 1489.0602 | 3516.8948 | 3743.0737 | 3642.4895 | 1769.1498 | 0 | -1080.5968
2030-09-14 | 16 | 460.3872 | 338.9368 | 646.4664 | 133.2642 | 110.1484 | 3777.1387 | 1812.9685 | 3785.2273 | 3743.0737 | 3642.4895 | 1965.0585 | 0 | -1080.5968
2030-09-14 | 17 | 153.4624 | 153.4624 | 484.8498 | 176.3904 | 133.2642 | 3777.1387 | 3625.937 | 3785.2273 | 3743.0737 | 3642.4895 | 3538.2996 | 0 | -1080.5968
2030-09-14 | 18 | 0 | 116.9795 | 484.8498 | 266.4163 | 266.4163 | 3777.1387 | 3625.937 | 3785.2273 | 3743.0737 | 3642.4895 | 3538.2996 | 0 | -1080.5968
2030-09-14 | 19 | 153.4624 | 153.4624 | 0 | 233.9994 | 199.8963 | 3777.1387 | 3625.937 | 3785.2273 | 3743.0737 | 3642.4895 | 3538.2996 | 485.2712 | -1080.5968
2030-09-14 | 20 | 153.4624 | 153.4624 | 0 | 266.4163 | 266.4163 | 3777.1387 | 3625.937 | 3785.2273 | 3743.0737 | 3642.4895 | 3538.2996 | 334.2516 | -1080.5968
2030-09-14 | 21 | 153.4624 | 153.4624 | 0 | 0 | 0 | 3777.1387 | 3625.937 | 3785.2273 | 3743.0737 | 3642.4895 | 3538.2996 | 236.5485 | -1080.5968
2030-09-14 | 22 | 153.4624 | 153.4624 | 0 | 0 | 0 | 3777.1387 | 3625.937 | 3785.2273 | 3743.0737 | 3642.4895 | 3538.2996 | 450.5546 | -1080.5968
2030-09-14 | 23 | 153.4624 | 153.4624 | 0 | 0 | 0 | 3777.1387 | 3625.937 | 3785.2273 | 3743.0737 | 3642.4895 | 3538.2996 | 110.6449 | -1080.5968
2030-09-14 | 24 | 0 | 0 | 0 | 0 | 0 | 3777.1387 | 3625.937 | 3785.2273 | 3743.0737 | 3642.4895 | 3538.2996 | 0 | -1080.5968
2030-09-15 | 1 | 153.4624 | 153.4624 | 0 | 199.8963 | 145.2083 | 3777.1387 | 3625.937 | 3785.2273 | 3743.0737 | 3642.4895 | 3538.2996 | 0 | -1080.5968
2030-09-15 | 2 | 153.4624 | 153.4624 | 0 | 0 | 0 | 3777.1387 | 3625.937 | 3785.2273 | 3743.0737 | 3642.4895 | 3538.2996 | 0 | -1080.5968
2030-09-15 | 3 | 153.4624 | 153.4624 | 0 | 199.8963 | 199.8963 | 3777.1387 | 3625.937 | 3785.2273 | 3743.0737 | 3642.4895 | 3538.2996 | 0 | -1080.5968
2030-09-15 | 4 | 153.4624 | 153.4624 | 0 | 266.4163 | 266.4163 | 3777.1387 | 3625.937 | 3785.2273 | 3743.0737 | 3642.4895 | 3538.2996 | 0 | -1080.5968
2030-09-15 | 5 | 153.4624 | 153.4624 | 0 | 235.5555 | 266.4163 | 3777.1387 | 3625.937 | 3785.2273 | 3743.0737 | 3642.4895 | 3538.2996 | 0 | -4.53e-06
2030-09-15 | 6 | 153.4624 | 153.4624 | 0 | 266.4163 | 266.4163 | 3777.1387 | 3625.937 | 3785.2273 | 3743.0737 | 3642.4895 | 3538.2996 | 0 | -1080.5968
2030-09-15 | 7 | 153.4624 | 153.4624 | 0 | 266.4163 | 266.4163 | 3777.1387 | 3625.937 | 3785.2273 | 3743.0728 | 3642.4895 | 3538.2996 | 0 | -1080.5968
2030-09-15 | 8 | 153.4624 | 153.4624 | 0 | 266.4163 | 266.4163 | 3777.1387 | 3625.937 | 3785.2273 | 3743.0737 | 3642.4895 | 3538.2996 | 0 | -1080.5968
2030-09-15 | 9 | 153.4624 | 153.4624 | 0 | 266.4163 | 266.4163 | 3777.1387 | 3625.937 | 3785.2273 | 3743.0737 | 3642.4895 | 3538.2996 | 0 | -1080.5968
2030-09-15 | 10 | 153.4624 | 153.4624 | 0 | 266.4163 | 266.4163 | 3777.1387 | 3625.937 | 3785.2273 | 3743.0737 | 3642.4895 | 3538.2996 | 409.8998 | -1080.5968
2030-09-15 | 11 | 153.4624 | 153.4624 | 0 | 199.8963 | 199.8963 | 3777.1387 | 3625.937 | 3785.2273 | 3743.0737 | 3642.4895 | 3538.2996 | 118.752 | -1080.5968
2030-09-15 | 12 | 153.4624 | 153.4624 | 0 | 133.2642 | 133.2642 | 3777.1387 | 3625.937 | 3785.2273 | 3743.075 | 3642.4895 | 3538.2996 | 0 | -1080.5968
2030-09-15 | 13 | 306.9248 | 340.0506 | 0 | 266.4163 | 266.4163 | 3777.1387 | 3625.937 | 3785.2273 | 3743.0737 | 3642.4895 | 3538.2996 | 376.4126 | -1080.5968
2030-09-15 | 14 | 153.4624 | 153.4624 | 0 | 266.4163 | 266.4163 | 3777.1387 | 3625.937 | 3785.2273 | 3743.0737 | 3642.4895 | 3538.2996 | 157.6929 | -1080.5968
2030-09-15 | 15 | 153.4624 | 153.4624 | 0 | 266.4163 | 266.4163 | 3777.1387 | 3625.937 | 3785.2273 | 3743.0737 | 3642.4895 | 3538.2996 | 78.8465 | -1080.5968
2030-09-15 | 16 | 153.4624 | 153.4624 | 0 | 266.4163 | 266.4163 | 3777.1387 | 3625.937 | 3785.2273 | 3743.0737 | 3642.4895 | 3538.2996 | 0 | -1080.5968
2030-09-15 | 17 | 265.1011 | 306.9248 | 0 | 266.4163 | 266.4163 | 3777.1387 | 3625.937 | 3785.2273 | 3743.0737 | 3642.4895 | 3538.2996 | 0 | -1080.5968
2030-09-15 | 18 | 306.9248 | 163.6888 | 0 | 266.4163 | 266.4163 | 3777.1387 | 3625.937 | 3785.2273 | 3743.0737 | 3642.4895 | 3538.2996 | 114.0477 | -1080.5968
2030-09-15 | 19 | 460.3872 | 424.1342 | 0 | 266.4163 | 266.4163 | 3777.1387 | 3625.937 | 3785.2273 | 3743.0737 | 3642.4895 | 3538.2996 | 0 | 1080.5968
2030-09-15 | 20 | 306.9248 | 198.0496 | 0 | 266.4163 | 266.4163 | 3777.1387 | 3625.937 | 3785.2273 | 3743.0737 | 3642.4895 | 3538.2996 | 0 | -1080.5968
2030-09-15 | 21 | 153.4624 | 153.4624 | 0 | 266.4163 | 266.4163 | 3777.1387 | 3625.937 | 3785.2273 | 3743.0737 | 3642.4895 | 3538.2996 | 0 | -1080.5968
2030-09-15 | 22 | 153.4624 | 153.4624 | 0 | 66.6321 | 37.6289 | 3777.1387 | 3625.937 | 3785.2273 | 3743.0737 | 3642.4895 | 3538.2996 | 0 | -1080.5968
2030-09-15 | 23 | 153.4624 | 153.4624 | 0 | 54.2149 | 0 | 3777.1387 | 3625.937 | 3785.2273 | 3743.0737 | 3642.4895 | 3538.2996 | 0 | -1080.5968
2030-09-15 | 24 | 153.4624 | 153.4624 | 0 | 0 | 0 | 3777.1387 | 3625.937 | 3785.2273 | 3743.0737 | 3642.4895 | 3538.2996 | 486.8141 | -1080.5968
2030-09-16 | 1 | 153.4624 | 153.4624 | 0 | 266.4163 | 266.4163 | 3777.1387 | 3625.937 | 3785.2273 | 3743.0737 | 3642.4895 | 3538.2996 | 0 | -1080.5968
2030-09-16 | 2 | 153.4624 | 153.4624 | 0 | 266.4163 | 266.4163 | 3777.1387 | 3625.937 | 3785.2273 | 3743.0737 | 3642.4895 | 3538.2996 | 0 | -1080.5968
2030-09-16 | 3 | 153.4624 | 153.4624 | 0 | 266.4163 | 266.4163 | 3777.1387 | 3625.937 | 3785.2273 | 3743.0737 | 3642.4895 | 3538.2996 | 0 | -1080.5968
2030-09-16 | 4 | 153.4624 | 153.4624 | 0 | 266.4163 | 266.4163 | 3777.1387 | 3625.937 | 3785.2273 | 3743.0737 | 3642.4895 | 3538.2996 | 0 | -1080.5968
2030-09-16 | 5 | 153.4624 | 153.4624 | 0 | 266.4163 | 266.4163 | 3777.1387 | 3625.937 | 3785.2273 | 3743.0737 | 3642.4895 | 3538.2996 | 0 | -1080.5968
2030-09-16 | 6 | 153.4624 | 153.4624 | 0 | 199.8963 | 199.8963 | 3777.1387 | 3625.937 | 3785.2273 | 3743.0737 | 3642.4895 | 3538.2996 | 0 | -1080.5968
2030-09-16 | 7 | 153.4624 | 153.4624 | 0 | 133.2642 | 133.2642 | 3777.1387 | 3625.937 | 3785.2273 | 3743.0737 | 3642.4895 | 3538.2983 | 0 | -1080.5968
2030-09-16 | 8 | 153.4624 | 153.4624 | 0 | 66.6321 | 96.2676 | 3777.1387 | 3625.937 | 3785.2273 | 3743.0737 | 3642.4895 | 3538.2996 | 0 | -1080.5968
2030-09-16 | 9 | 153.4624 | 153.4624 | 0 | 66.6321 | 24.8545 | 3777.1387 | 3625.937 | 3785.2273 | 3743.0737 | 3642.4895 | 3538.2996 | 0 | -1080.5968
2030-09-16 | 10 | 153.4624 | 153.4624 | 0 | 46.1436 | 66.6321 | 3777.1387 | 3625.937 | 3785.2273 | 3743.0737 | 3642.4895 | 3538.2996 | 0 | -1080.5968
2030-09-16 | 11 | 153.4624 | 153.4624 | 0 | 66.6321 | 68.2268 | 3777.1387 | 3625.936 | 3785.2261 | 3743.0737 | 3642.4895 | 3538.2996 | 0 | -1080.5968
2030-09-16 | 12 | 153.4624 | 153.4624 | 0 | 66.6321 | 99.5694 | 3777.1387 | 3625.936 | 3785.2273 | 3743.0737 | 3642.4895 | 3538.2996 | 0 | -1080.5968
2030-09-16 | 13 | 153.4624 | 153.4624 | 0 | 133.2642 | 133.2642 | 3777.1387 | 3625.937 | 3785.2273 | 3743.0737 | 3642.4895 | 3538.2996 | 0 | -1080.5968
2030-09-16 | 14 | 255.1618 | 306.9248 | 0 | 266.4163 | 266.4163 | 3777.1387 | 3625.937 | 3785.2273 | 3743.0737 | 3642.4895 | 3538.2996 | 0 | -1080.5968
2030-09-16 | 15 | 306.9248 | 204.19 | 646.4664 | 266.4163 | 266.4163 | 3777.1387 | 3625.937 | 3785.2273 | 3743.0737 | 3642.4895 | 3538.2996 | 0 | -1080.5968
2030-09-16 | 16 | 153.4624 | 153.4624 | 646.4664 | 266.4163 | 266.4163 | 3777.1387 | 3625.937 | 3785.2273 | 3743.0737 | 3642.4895 | 3538.2996 | 0 | -1080.5968
2030-09-16 | 17 | 153.4624 | 163.887 | 646.4664 | 266.4163 | 266.4163 | 3777.1387 | 3625.937 | 3785.2273 | 3743.0737 | 3642.4895 | 3538.2996 | 0 | -1080.5968
2030-09-16 | 18 | 153.4624 | 153.4624 | 646.4664 | 199.8963 | 150.925 | 3777.1387 | 3625.937 | 3785.2273 | 3743.0737 | 3642.4895 | 3538.2996 | 0 | -1080.5968
2030-09-16 | 19 | 153.4624 | 153.4624 | 148.7098 | 106.0863 | 66.6321 | 3777.1387 | 3625.937 | 3785.2273 | 3743.0737 | 3642.4895 | 3538.2996 | 0 | -1080.5968
2030-09-16 | 20 | 153.4624 | 153.4624 | 0 | 133.2642 | 133.2642 | 3777.1387 | 3625.937 | 3785.2273 | 3743.075 | 3642.4895 | 3538.2996 | 0 | -1080.5968
2030-09-16 | 21 | 153.4624 | 153.4624 | 0 | 66.6321 | 121.5942 | 3777.1387 | 3625.937 | 3785.2273 | 3743.0737 | 3642.4895 | 3538.2996 | 0 | -1080.5968
2030-09-16 | 22 | 153.4624 | 153.4624 | 0 | 48.8782 | 0 | 3777.1387 | 3625.937 | 3785.2273 | 3743.0737 | 3642.4895 | 3538.2996 | 0 | -1080.5968
2030-09-16 | 23 | 153.4624 | 153.4624 | 0 | 133.2642 | 133.2642 | 3777.1387 | 3625.937 | 3785.2273 | 3743.0737 | 3642.4895 | 3538.2996 | 0 | -1080.5968
2030-09-16 | 24 | 153.4624 | 153.4624 | 0 | 199.8963 | 199.8963 | 3777.1387 | 3625.937 | 3785.2273 | 3743.0737 | 3642.4895 | 3538.2996 | 0 | -1080.5968
2030-09-17 | 1 | 153.4624 | 153.4624 | 0 | 199.8963 | 226.7521 | 3777.1387 | 3625.937 | 3785.2273 | 3743.0737 | 3642.4895 | 3538.2996 | 0 | -1080.5968
2030-09-17 | 2 | 153.4624 | 153.4624 | 0 | 266.4163 | 266.4163 | 3777.1387 | 3625.937 | 3785.2273 | 3743.0737 | 3642.4895 | 3538.2996 | 0 | -1080.5968
2030-09-17 | 3 | 153.4624 | 153.4624 | 0 | 266.4163 | 266.4163 | 3777.1387 | 3625.937 | 3785.2273 | 3743.0737 | 3642.4895 | 3538.2996 | 0 | -1080.5968
2030-09-17 | 4 | 69.2568 | 153.4624 | 0 | 266.4163 | 266.4163 | 3777.1387 | 3625.937 | 3785.2273 | 3743.0737 | 3642.4895 | 3538.2996 | 0 | -1080.5968
2030-09-17 | 5 | 153.4624 | 153.4624 | 0 | 266.4163 | 266.4163 | 3777.1387 | 3625.937 | 3095.4858 | 3743.0737 | 3642.4895 | 3538.2996 | 0 | 1080.5968
2030-09-17 | 6 | 153.4624 | 153.4624 | 0 | 266.4163 | 266.4163 | 3777.1387 | 3625.937 | 2240.2932 | 3743.0737 | 3642.4895 | 3538.2996 | 0 | -1080.5968
2030-09-17 | 7 | 153.4624 | 153.4624 | 0 | 199.8963 | 143.0129 | 3777.1387 | 3625.937 | 3785.2273 | 3743.0737 | 3642.4895 | 3538.2996 | 0 | -1080.5968
2030-09-17 | 8 | 153.4624 | 153.4624 | 0 | 266.4163 | 266.4163 | 3777.1387 | 3625.937 | 3785.2273 | 3743.0737 | 3642.4895 | 3538.2996 | 0 | -1080.5968
2030-09-17 | 9 | 153.4624 | 153.4624 | 0 | 133.2642 | 133.2642 | 3777.1387 | 3625.937 | 3785.2273 | 3743.0737 | 3642.4895 | 3538.2996 | 0 | -1080.5968
2030-09-17 | 10 | 153.4624 | 153.4624 | 0 | 199.8963 | 198.0508 | 3777.1387 | 3625.937 | 3785.2273 | 3743.0737 | 3642.4895 | 3538.2996 | 0 | -1080.5968
2030-09-17 | 11 | 153.4624 | 153.4624 | 0 | 133.2642 | 133.2642 | 3777.1387 | 3625.937 | 3785.2273 | 3743.0737 | 3642.4895 | 3538.2996 | 0 | -1080.5968
2030-09-17 | 12 | 153.4624 | 153.4624 | 0 | 133.2642 | 153.8634 | 3777.1387 | 3625.937 | 3785.2273 | 3743.0737 | 3642.4895 | 3538.2996 | 0 | -1080.5968
2030-09-17 | 13 | 153.4624 | 153.4624 | 0 | 199.8963 | 199.8963 | 3777.1387 | 3625.937 | 3785.2273 | 3743.0737 | 3642.4895 | 3538.2996 | 0 | -1080.5968
2030-09-17 | 14 | 153.4624 | 153.4624 | 0 | 199.8963 | 199.8963 | 3777.1387 | 3625.937 | 3785.2273 | 3743.0737 | 3642.4895 | 3538.2996 | 0 | -1080.5968
2030-09-17 | 15 | 153.4624 | 153.4624 | 0 | 199.8963 | 169.2338 | 3777.1387 | 3625.937 | 3785.2273 | 3743.0737 | 3642.4895 | 3538.2996 | 0 | -1080.5968
2030-09-17 | 16 | 153.4624 | 153.4624 | 0 | 199.8963 | 199.8963 | 3777.1387 | 3625.937 | 3785.2273 | 3743.0737 | 3642.4895 | 3538.2996 | 0 | -1080.5968
2030-09-17 | 17 | 153.4624 | 153.4624 | 195.1477 | 264.9181 | 199.8963 | 3777.1387 | 3625.937 | 3785.2273 | 3743.0737 | 3642.4895 | 3538.2996 | 647.0283 | 1080.5968
2030-09-17 | 18 | 306.9248 | 191.6321 | 0 | 48.916 | 0 | 3777.1387 | 2943.4824 | 3785.2273 | 3743.0737 | 3642.4895 | 3538.2996 | 0 | -1080.5968
2030-09-17 | 19 | 153.4624 | 230.1491 | 0 | 66.6321 | 49.3745 | 3777.1387 | 796.2917 | 3785.2273 | 3743.0737 | 3642.4895 | 3538.2996 | 0 | -1080.5968
2030-09-17 | 20 | 153.4624 | 155.1609 | 0 | 146.001 | 199.8963 | 3777.1387 | 364.8297 | 3785.2273 | 3743.0737 | 3642.4895 | 3538.2996 | 0 | -1080.5968
2030-09-17 | 21 | 153.4624 | 153.4624 | 0 | 193.7807 | 133.2642 | 3777.1387 | 110.683 | 3785.2273 | 3743.0737 | 3642.4895 | 2509.5144 | 0 | -1080.5968
2030-09-17 | 22 | 460.3872 | 460.3872 | 0 | 66.6321 | 118.1172 | 3777.1387 | -666.8698 | 3785.2273 | 3743.0737 | 3642.4895 | 2536.6416 | 0 | -1080.5968
2030-09-17 | 23 | 153.4624 | 153.4624 | 0 | 66.6321 | 45.3935 | 3777.1387 | 215.9544 | 3785.2273 | 3743.0737 | 3642.4895 | 2586.6353 | 0 | -1080.5968
2030-09-17 | 24 | 460.3872 | 460.3872 | 0 | 133.2642 | 133.2642 | 3777.1387 | 213.9523 | 3785.2273 | 3743.0737 | 3642.4895 | 265.2448 | 0 | -1080.5968
2030-09-18 | 1 | 427.6601 | 306.9248 | 0 | 266.4163 | 266.4163 | 3777.1387 | 215.9514 | 3785.2273 | 3743.0737 | 3642.4895 | 265.2466 | 0 | -1080.5968
2030-09-18 | 2 | 306.9248 | 172.0908 | 0 | 266.4163 | 266.4163 | 3777.1387 | 478.4935 | 3785.2273 | 3743.0737 | 3642.4895 | 221.015 | 0 | 1080.5968
2030-09-18 | 3 | 306.9248 | 296.0336 | 0 | 266.4163 | 266.4163 | 3777.1387 | 230.9853 | 3785.2273 | 3743.0737 | 3642.4895 | 265.2459 | 0 | -1080.5968
2030-09-18 | 4 | 153.4624 | 54.6283 | 0 | 266.4163 | 266.4163 | 3777.1387 | 228.8459 | 3712.9795 | 3743.0737 | 3642.4895 | 1346.1953 | 0 | -1080.5968
2030-09-18 | 5 | 0 | 0 | 0 | 199.7842 | 225.6353 | 3777.1387 | 230.9851 | 3785.2273 | 3743.0737 | 3642.4895 | 2710.8108 | 0 | -1080.5968
2030-09-18 | 6 | 0 | 0 | 0 | 0 | 0 | 3777.1387 | 230.9865 | 3785.2273 | 3743.0737 | 3642.4895 | 2472.3333 | 0 | -1080.5968
2030-09-18 | 7 | 400.5497 | 306.9248 | 0 | 266.4163 | 266.4163 | 3777.1387 | 1812.9685 | 3785.2273 | 3743.0737 | 3642.4895 | 3538.2996 | 0 | -1080.5968
2030-09-18 | 8 | 313.5175 | 460.3872 | 0 | 133.2642 | 133.2642 | 3777.1387 | 1100.6425 | 3785.2273 | 3743.0737 | 3642.4895 | 3538.2996 | 0 | -1080.5968
2030-09-18 | 9 | 460.3872 | 460.3872 | 0 | 199.8963 | 199.8963 | 3777.1387 | 215.9524 | 3785.2273 | 2450.6411 | 3642.4895 | 2527.9282 | 567.4226 | -1080.5968
2030-09-18 | 10 | 460.3872 | 460.3872 | 0 | 199.8963 | 199.8963 | 3777.1387 | 215.9531 | 3785.2273 | 3359.0435 | 3642.4895 | 2545.3342 | 429.9425 | -1080.5968
2030-09-18 | 11 | 460.3872 | 460.3872 | 0 | 199.8963 | 199.8963 | 3777.1387 | 213.9535 | 3785.2273 | 3534.2319 | 3642.4895 | 1945.8113 | 361.8675 | -1080.5968
2030-09-18 | 12 | 460.3872 | 460.3872 | 0 | 157.9052 | 199.8963 | 3777.1387 | 213.9534 | 3785.2273 | 3743.0737 | 3642.4895 | 3171.3354 | 258.9947 | -1080.5968
2030-09-18 | 13 | 460.3872 | 460.3872 | 0 | 199.8963 | 194.2074 | 3777.1387 | 1308.2061 | 3785.2273 | 3743.0737 | 3642.4895 | 3538.2996 | 344.0487 | -1080.5968
2030-09-18 | 14 | 460.3872 | 460.3872 | 0 | 133.2642 | 133.2642 | 3777.1387 | 2703.1863 | 3785.2273 | 3743.0737 | 3642.4895 | 3538.2996 | 485.2712 | -1080.5968
2030-09-18 | 15 | 153.4624 | 153.4624 | 0 | 266.4163 | 266.4163 | 3777.1387 | 2195.1113 | 3785.2273 | 3743.0737 | 3642.4895 | 1769.1498 | 192.4738 | -1080.5968
2030-09-18 | 16 | 153.4624 | 194.2382 | 0 | 266.4163 | 266.4163 | 3642.8767 | 1175.1962 | 3785.2273 | 3743.0737 | 3642.4895 | 1769.1498 | 229.5263 | -1080.5968
2030-09-18 | 17 | 153.4624 | 153.4624 | 0 | 266.4163 | 266.4163 | 3777.1387 | 2034.7386 | 3785.2273 | 3743.0737 | 3642.4895 | 732.1721 | 211.8623 | -1080.5968
2030-09-18 | 18 | 153.4624 | 153.4624 | 0 | 266.4163 | 266.4163 | 3777.1387 | 1039.3647 | 3785.2273 | 3743.0737 | 3642.4895 | 2856.2791 | 0 | -1080.5968
2030-09-18 | 19 | 153.4624 | 112.0014 | 0 | 266.4163 | 266.4163 | 3777.1387 | 1682.943 | 3785.2273 | 3743.0737 | 3642.4895 | 2072.6968 | 0 | -1080.5968
2030-09-18 | 20 | 153.4624 | 153.4624 | 0 | 266.4163 | 266.4163 | 3777.1387 | 2055.46 | 3785.2273 | 3743.0737 | 3642.4895 | 2000.2678 | 0 | -1080.5968
2030-09-18 | 21 | 153.4624 | 153.4624 | 0 | 266.4163 | 266.4163 | 3777.1387 | 2344.9563 | 3785.2273 | 3743.0737 | 3642.4895 | 2193.9761 | 0 | -1080.5968
2030-09-18 | 22 | 153.4624 | 153.4624 | 0 | 266.4163 | 266.4163 | 3777.1387 | 1946.0255 | 3785.2273 | 3743.0737 | 3642.4895 | 1629.1072 | 0 | -1080.5968
2030-09-18 | 23 | 153.4624 | 153.4624 | 0 | 266.4163 | 266.4163 | 3777.1387 | 2401.4253 | 3785.2273 | 3743.0737 | 3642.4895 | 2176.8943 | 0 | -1080.5968
2030-09-18 | 24 | 153.4624 | 153.4624 | 0 | 266.4163 | 266.4163 | 3777.1387 | 2430.5996 | 3785.2273 | 3743.0737 | 3642.4895 | 1480.5542 | 0 | -1080.5968
2030-09-19 | 1 | 153.4624 | 153.4624 | 0 | 266.4163 | 266.4163 | 3777.1387 | 2155.2261 | 3785.2273 | 3743.0737 | 3642.4895 | 2849.3735 | 0 | -1080.5968
2030-09-19 | 2 | 153.4624 | 153.4624 | 0 | 266.4163 | 266.4163 | 3777.1387 | 1685.9431 | 3284.551 | 3743.0737 | 3642.4895 | 3538.2996 | 0 | -1080.5968
2030-09-19 | 3 | 153.4624 | 153.4624 | 0 | 266.4163 | 266.4163 | 3777.1387 | 230.9856 | 2608.2676 | 3743.0737 | 3642.4895 | 3538.2983 | 0 | -1080.5968
2030-09-19 | 4 | 0 | 0 | 0 | 266.4163 | 266.4163 | 3777.1387 | 230.9857 | 1788.84 | 3743.0737 | 3642.4895 | 3538.2996 | 0 | -1080.5968
2030-09-19 | 5 | 0 | 0 | 0 | 266.4163 | 266.4163 | 3777.1387 | 181.8277 | 1892.6136 | 3743.0737 | 3642.4895 | 2852.7683 | 0 | -1080.5968
2030-09-19 | 6 | 0 | 19.6541 | 0 | 266.4163 | 266.4163 | 3777.1387 | 230.9877 | -397.0502 | 3743.0737 | 3642.4895 | 3468.5708 | 0 | -1080.5968
2030-09-19 | 7 | 153.4624 | 153.4624 | 0 | 199.8963 | 246.152 | 3777.1387 | 1812.9685 | 1415.0514 | 3743.0737 | 3642.4895 | 3538.2996 | 0 | -1080.5968
2030-09-19 | 8 | 153.4624 | 153.4624 | 0 | 133.3539 | 199.8963 | 3777.1387 | 215.9522 | 937.6697 | 2955.6399 | 3642.4895 | 3285.0706 | 0 | -1080.5968
2030-09-19 | 9 | 153.4624 | 153.4624 | 0 | 162.7253 | 133.2642 | 3777.1387 | 230.9877 | 1416.9755 | 3622.782 | 388.9196 | 3538.2996 | 0 | -1080.5968
2030-09-19 | 10 | 153.4624 | 153.4624 | 0 | 133.2642 | 199.2825 | 3777.1387 | 215.9536 | 1016.1176 | 1871.5369 | 2766.3604 | 3538.2996 | 298.8045 | -1080.5968
2030-09-19 | 11 | 153.4624 | 153.4624 | 0 | 0 | 23.5261 | 3777.1387 | 478.9594 | 803.5134 | 2937.8936 | 1821.2448 | 3538.2996 | 323.5141 | -1080.5968
2030-09-19 | 12 | 153.4624 | 153.4624 | 0 | 0 | 0 | 3777.1387 | 1546.7229 | 250.4414 | 1871.5369 | 2537.7119 | 3538.2996 | 385.1688 | -1080.5968
2030-09-19 | 13 | 153.4624 | 153.4624 | 0 | 0 | 0 | 3777.1387 | 1100.172 | -680.9483 | 1319.6044 | 1159.4658 | 3538.2996 | 434.7151 | -1080.5968
2030-09-19 | 14 | 153.4624 | 153.4624 | 0 | 0 | 0 | 3777.1387 | 215.9524 | -1736.1755 | 1871.5369 | 1244.6064 | 1769.1498 | 485.2712 | -1080.5968
2030-09-19 | 15 | 153.4624 | 153.4624 | 388.4903 | 0 | 0 | 3777.1387 | 215.9531 | -1959.5017 | 1871.5369 | 1821.2448 | 3538.2996 | 0 | -1080.5968
2030-09-19 | 16 | 153.4624 | 153.4624 | 420.4136 | 0 | 0 | 3777.1387 | 166.9223 | -2069.4551 | 1020.5005 | -105.1089 | 1769.1498 | 0 | -1080.5968
2030-09-19 | 17 | 153.4624 | 153.4624 | 646.4664 | 0 | 0 | 3777.1387 | 183.324 | -1931.5764 | 1871.5369 | -1524.9402 | 1889.4938 | 112.5439 | -1080.5968
2030-09-19 | 18 | 153.4624 | 153.4624 | 0 | 0 | 0 | 3777.1387 | 1594.4348 | -2757.1833 | 636.7036 | -0.0020797 | 3538.2996 | 408.5816 | -1080.5968
2030-09-19 | 19 | 153.4624 | 153.4624 | 0 | 0 | 0 | 3777.1387 | 3625.937 | -2756.5774 | 561.543 | -4.53e-06 | 3538.2996 | 361.5705 | -1080.5968
2030-09-19 | 20 | 153.4624 | 153.4624 | 52.3508 | 0 | 0 | 3777.1387 | 3625.937 | -2282.3979 | 67.9932 | -4.53e-06 | 3538.2996 | 429.9479 | -1080.5968
2030-09-19 | 21 | 153.4624 | 153.4624 | 14.5453 | 0 | 0 | 3777.1387 | 386.5431 | -1939.3579 | 4.53e-05 | 49.6705 | 3538.2996 | 323.5141 | -1080.5968
2030-09-19 | 22 | 153.4624 | 153.4624 | 0 | 0 | 0 | 3777.1387 | 215.952 | -1756.4202 | -1557.1259 | -4.53e-06 | 3538.2996 | 429.8437 | -1080.5968
2030-09-19 | 23 | 153.4624 | 153.4624 | 0 | 0 | 0 | 3777.1387 | 213.9517 | -1592.5507 | -2166.0059 | -4.53e-06 | 3404.6484 | 0 | -1080.5968
2030-09-19 | 24 | 153.4624 | 153.4624 | 23.8623 | 0 | 0 | 3777.1387 | 166.9209 | -1110.8029 | -68.4828 | -137.6097 | 2350.7327 | 0 | -1080.5968
2030-09-20 | 1 | 153.4624 | 153.4624 | 219.6838 | 0 | 0 | 3777.1387 | 166.9222 | -1591.5903 | -1871.5369 | 0 | 1133.8669 | 0 | -1080.5968
2030-09-20 | 2 | 153.4624 | 153.4624 | 0 | 0 | 0 | 3777.1387 | 3215.387 | -2028.4215 | -40.207 | -4.53e-06 | 3538.2996 | 0 | -1080.5968
2030-09-20 | 3 | 0 | 0 | 0 | 0 | 0 | 3777.1387 | 3625.937 | -1533.7684 | 3191.3423 | 1821.2448 | 3538.2996 | 0 | -1080.5968
2030-09-20 | 4 | 0 | 0 | 0 | 223.3459 | 199.8963 | 3777.1387 | 3625.937 | -609.255 | 3743.0737 | 1821.2448 | 3538.2996 | 0 | -1080.5968
2030-09-20 | 5 | 0 | 0 | 0 | 133.2642 | 188.7235 | 3777.1387 | 3625.937 | -70.6458 | 3743.0737 | 2700.7424 | 3538.2996 | 0 | -1080.5968
2030-09-20 | 6 | 153.4624 | 153.4624 | 0 | 0 | 0 | 3777.1387 | 3625.937 | 3785.2273 | 3743.0737 | 3642.4895 | 3538.2996 | 0 | -1080.5968
2030-09-20 | 7 | 153.4624 | 153.4624 | 0 | 0 | 0 | 3777.1387 | 3625.937 | 3785.2273 | 3743.0737 | 3642.4895 | 3538.2996 | 0 | -1080.5968
2030-09-20 | 8 | 153.4624 | 153.4624 | 0 | 0 | 0 | 3777.1387 | 3625.937 | 775.3739 | 3743.0737 | 3642.4895 | 3538.2996 | 0 | -1080.5968
2030-09-20 | 9 | 212.1236 | 306.9248 | 0 | 0 | 0 | 3777.1387 | 3625.937 | -503.4859 | 3626.4001 | 3126.8916 | 3538.2996 | 323.5141 | -1080.5968
2030-09-20 | 10 | 460.3872 | 460.3872 | 0 | 199.8963 | 199.8963 | 3777.1387 | 3625.937 | -49.7498 | 3526.7788 | 3556.3943 | 3538.2996 | 283.2543 | -1080.5968
2030-09-20 | 11 | 460.3872 | 460.3872 | 0 | 199.8963 | 217.0548 | 3777.1387 | 3625.937 | 71.1779 | 3249.0798 | 3642.4895 | 3538.2996 | 485.2712 | -1080.5968
2030-09-20 | 12 | 460.3872 | 460.3872 | 0 | 199.8963 | 259.545 | 3777.1387 | 3625.937 | 153.5042 | 3743.0737 | 3642.4895 | 3538.2996 | 485.2712 | -1080.5968
2030-09-20 | 13 | 460.3872 | 460.3872 | 0 | 253.1354 | 266.4163 | 3777.1387 | 3625.937 | -35.966 | 1871.5369 | 3457.6125 | 3538.2996 | 605.0052 | -1080.5968
2030-09-20 | 14 | 460.3872 | 460.3872 | 0 | 199.8963 | 235.2609 | 3777.1387 | 3625.937 | 728.8373 | 1871.5369 | 988.2314 | 3538.2996 | 521.1967 | -1080.5968
2030-09-20 | 15 | 460.3872 | 460.3872 | 0 | 199.8963 | 199.8963 | 1888.5693 | 1812.9685 | 943.1679 | 1432.0851 | -897.5947 | 3538.2996 | 485.2712 | -1080.5968
2030-09-20 | 16 | 153.4624 | 153.4624 | 484.8498 | 133.2642 | 133.2642 | 1888.5693 | 1812.9685 | 447.9365 | 822.3806 | 0 | 2287.6292 | 0 | -1080.5968
2030-09-20 | 17 | 153.4624 | 153.4624 | 646.4664 | 66.6321 | 66.6321 | 2247.1814 | 1956.537 | 0 | 1577.0719 | -1077.7917 | 2360.2749 | 0 | -1080.5968
2030-09-20 | 18 | 153.4624 | 153.4624 | 646.4664 | 133.2642 | 133.2642 | 1888.5693 | 2022.328 | -464.3517 | 1697.8391 | -1319.0791 | 3538.2996 | 0 | -1080.5968
2030-09-20 | 19 | 153.4624 | 153.4624 | 323.2332 | 0 | 0 | 3777.1387 | 3608.335 | -939.3459 | -257.1922 | -803.4946 | 3538.2996 | 0 | -1080.5968
2030-09-20 | 20 | 153.4624 | 153.4624 | 484.8498 | 0 | 0 | 3777.1387 | 3625.937 | -1702.755 | 1105.2737 | 1821.2448 | 3538.2996 | 0 | -1080.5968
2030-09-20 | 21 | 153.4624 | 153.4624 | 451.3057 | 0 | 0 | 3777.1387 | 3625.937 | -1168.4872 | 2590.6118 | 1821.2448 | 3538.2996 | 0 | -1080.5968
2030-09-20 | 22 | 153.4624 | 153.4624 | 0 | 0 | 0 | 3777.1387 | 3625.937 | -1237.6486 | 3079.2793 | 1821.2448 | 3538.2996 | 0 | -1080.5968
2030-09-20 | 23 | 153.4624 | 153.4624 | 0 | 0 | 0 | 3777.1387 | 3625.937 | -653.5557 | 3743.0737 | 3642.4895 | 3538.2996 | 0 | -1080.5968
2030-09-20 | 24 | 153.4624 | 153.4624 | 193.1414 | 0 | 0 | 3777.1387 | 3625.937 | 2761.4873 | 3743.0737 | 3642.4895 | 3538.2996 | 0 | -1080.5968
2030-09-21 | 1 | 153.4624 | 153.4624 | 0 | 0 | 0 | 3777.1387 | 3625.937 | 3785.2273 | 3743.0737 | 3642.4895 | 3538.2996 | 0 | -1080.5968
2030-09-21 | 2 | 153.4624 | 153.4624 | 0 | 0 | 0 | 3777.1387 | 3625.937 | 3785.2273 | 3743.0737 | 3642.4895 | 3538.2996 | 0 | -1080.5968
2030-09-21 | 3 | 153.4624 | 153.4624 | 0 | 0 | 0 | 3777.1387 | 3625.937 | 3785.2273 | 3743.0737 | 3642.4895 | 3538.2996 | 0 | -1080.5968
2030-09-21 | 4 | 153.4624 | 153.4624 | 0 | 199.8963 | 254.5059 | 3777.1387 | 3625.937 | 3785.2273 | 3743.0737 | 3642.4895 | 3538.2996 | 0 | -1080.5968
2030-09-21 | 5 | 110.6363 | 153.4624 | 0 | 199.8963 | 199.8963 | 3777.1387 | 3625.937 | 3785.2273 | 3743.0737 | 3642.4895 | 3538.2996 | 0 | -1080.5968
2030-09-21 | 6 | 153.4624 | 153.4624 | 0 | 199.8963 | 199.8963 | 3777.1387 | 3625.937 | 3785.2273 | 3743.0737 | 3642.4895 | 3538.2996 | 0 | -1080.5968
2030-09-21 | 7 | 153.4624 | 153.4624 | 0 | 199.8963 | 199.8963 | 3777.1387 | 3625.937 | 3785.2273 | 3743.0737 | 3642.4895 | 3538.2996 | 0 | -1080.5968
2030-09-21 | 8 | 153.4624 | 153.4624 | 0 | 266.4163 | 266.4163 | 3777.1387 | 3625.937 | 3785.2273 | 3743.0737 | 3642.4895 | 3538.2996 | 0 | -1080.5968
2030-09-21 | 9 | 153.4624 | 153.4624 | 0 | 199.8963 | 199.8963 | 3777.1387 | 3625.937 | 3785.2273 | 3743.0737 | 3642.4895 | 3538.2996 | 0 | -1080.5968
2030-09-21 | 10 | 153.4624 | 153.4624 | 0 | 0 | 0 | 3777.1387 | 3625.937 | 3785.2273 | 3743.0737 | 3642.4895 | 3538.2996 | 0 | -1080.5968
2030-09-21 | 11 | 153.4624 | 153.4624 | 0 | 0 | 0 | 3777.1387 | 3625.937 | 3785.2273 | 3743.0737 | 3642.4895 | 3538.2996 | 0 | -1080.5968
2030-09-21 | 12 | 153.4624 | 153.4624 | 0 | 21.0717 | 0 | 3777.1387 | 3625.937 | 3785.2273 | 3743.0737 | 3642.4895 | 3538.2996 | 0 | -1080.5968
2030-09-21 | 13 | 153.4624 | 153.4624 | 0 | 0 | 0 | 3777.1387 | 3625.937 | 3785.2273 | 3743.0737 | 3642.4895 | 3538.2996 | 0 | -1080.5968
2030-09-21 | 14 | 153.4624 | 153.4624 | 646.4664 | 0 | 0 | 3777.1387 | 3625.937 | 3785.2273 | 3743.0737 | 3642.4895 | 3538.2996 | 0 | -1080.5968
2030-09-21 | 15 | 306.9248 | 405.1919 | 646.4664 | 266.4163 | 266.4163 | 3777.1387 | 3625.937 | 3785.2273 | 3743.0737 | 3642.4895 | 3538.2996 | 0 | -1080.5968
2030-09-21 | 16 | 153.4624 | 153.4624 | 646.4664 | 199.8963 | 199.8963 | 3777.1387 | 3625.937 | 3785.2273 | 3743.0737 | 3642.4895 | 3538.2996 | 0 | -1080.5968
2030-09-21 | 17 | 153.4624 | 153.4624 | 646.4664 | 199.8963 | 199.8963 | 3777.1387 | 3625.937 | 3785.2273 | 3743.0737 | 3642.4895 | 3538.2996 | 0 | -1080.5968
2030-09-21 | 18 | 416.3228 | 460.3872 | 646.4664 | 266.4163 | 266.4163 | 3777.1387 | 3625.937 | 3785.2273 | 3743.0737 | 3642.4895 | 3538.2996 | 0 | -1080.5968
2030-09-21 | 19 | 153.4624 | 153.4624 | 0 | 0 | 0 | 3777.1387 | 3625.937 | 3785.2273 | 3743.075 | 3642.4895 | 3538.2996 | 485.2712 | -1080.5968
2030-09-21 | 20 | 153.4624 | 153.4624 | 0 | 133.2642 | 133.2642 | 3777.1387 | 3625.937 | 3785.2273 | 3743.0737 | 3642.4895 | 3538.2996 | 485.2712 | -1080.5968
2030-09-21 | 21 | 153.4624 | 153.4624 | 0 | 0 | 0 | 3777.1387 | 3625.937 | 3785.2273 | 3743.0737 | 3642.4895 | 3538.2996 | 647.0283 | -1080.5968
2030-09-21 | 22 | 153.4624 | 153.4624 | 0 | 0 | 0 | 3777.1387 | 3625.937 | 3785.2273 | 3743.0737 | 3642.4895 | 3538.2996 | 485.2712 | -1080.5968
2030-09-21 | 23 | 153.4624 | 153.4624 | 0 | 0 | 0 | 3777.1387 | 3625.937 | 3785.2273 | 3743.0728 | 3642.4895 | 3538.2996 | 0 | -1080.5968
2030-09-21 | 24 | 0 | 0 | 0 | 262.767 | 266.4163 | 3777.1387 | 3625.937 | 3785.2273 | 3743.0737 | 3642.4895 | 3538.2996 | 0 | 1080.5968
2030-09-22 | 1 | 153.4624 | 153.4624 | 0 | 266.4163 | 266.4163 | 3777.1387 | 3625.937 | 3785.2273 | 3743.0737 | 3642.4895 | 3538.2996 | 0 | -1080.5968
2030-09-22 | 2 | 0 | 0 | 0 | 266.4163 | 266.4163 | 3777.1387 | 3625.937 | 3785.2273 | 3743.0737 | 3642.4895 | 3538.2996 | 0 | 1080.5968
2030-09-22 | 3 | 153.4624 | 153.4624 | 646.4664 | 266.4163 | 266.4163 | 3777.1387 | 3625.937 | 3460.4788 | 3743.0737 | 3642.4895 | 3538.2996 | 0 | -4.53e-06
2030-09-22 | 4 | 153.4624 | 153.4624 | 337.4789 | 266.4163 | 266.4163 | 3777.1387 | 3625.937 | 141.2641 | 1490.6324 | 3642.4895 | 3538.2996 | 0 | 1080.5968
2030-09-22 | 5 | 153.4624 | 153.4624 | 0 | 266.4163 | 266.4163 | 3777.1387 | 3625.9382 | -2.7895e-05 | 1961.6581 | 3642.4895 | 3538.2996 | 0 | -1080.5968
2030-09-22 | 6 | 153.4624 | 153.4624 | 0 | 266.4163 | 266.4163 | 3777.1387 | 3625.937 | -568.6987 | 1871.537 | 3642.4895 | 3538.2996 | 0 | 1080.5968
2030-09-22 | 7 | 153.4624 | 153.4624 | 484.8498 | 266.4163 | 266.4163 | 3777.1387 | 3625.937 | -1021.8506 | 3743.0737 | 3642.4895 | 3538.2996 | 0 | 1080.5968
2030-09-22 | 8 | 0 | 0 | 0 | 266.4163 | 266.4163 | 3777.1387 | 3625.937 | 712.0791 | 3743.0737 | 3642.4895 | 3538.2996 | 0 | -1080.5968
2030-09-22 | 9 | 0 | 0 | 0 | 266.4163 | 266.4163 | 3777.1387 | 3625.937 | 1892.6136 | 3743.0737 | 3642.4895 | 3538.2996 | 0 | -1080.5968
2030-09-22 | 10 | 105.2538 | 153.4624 | 0 | 266.4163 | 266.4163 | 3777.1387 | 3625.937 | 3470.8796 | 3743.0737 | 3642.4895 | 3538.2996 | 0 | -1080.5968
2030-09-22 | 11 | 153.4624 | 145.494 | 0 | 266.4163 | 266.4163 | 3777.1387 | 3625.937 | 3785.2273 | 3743.0737 | 3642.4895 | 3538.2996 | 87.252 | -1080.5968
2030-09-22 | 12 | 153.4624 | 153.4624 | 0.86283 | 266.4163 | 266.4163 | 3777.1387 | 3625.937 | 3785.2273 | 3743.0737 | 3642.4895 | 3538.2996 | 323.5141 | -1080.5968
2030-09-22 | 13 | 153.4624 | 153.4624 | 0 | 266.4163 | 266.4163 | 3777.1387 | 3625.937 | 3785.2273 | 3743.0737 | 3642.4895 | 3538.2996 | 323.5141 | -1080.5968
2030-09-22 | 14 | 153.4624 | 153.4624 | 337.7272 | 266.4163 | 266.4163 | 3777.1387 | 3625.937 | 3785.2273 | 3743.0737 | 3642.4895 | 3538.2996 | 0 | -1080.5968
2030-09-22 | 15 | 153.4624 | 153.4624 | 488.7076 | 266.4163 | 266.4163 | 3777.1387 | 3625.937 | 3785.2273 | 3743.0737 | 3642.4895 | 2775.6636 | 0 | -1080.5968
2030-09-22 | 16 | 153.4624 | 153.4624 | 646.4664 | 266.4163 | 266.4163 | 3777.1387 | 3625.937 | 3785.2273 | 3743.0737 | 3642.4895 | 265.2474 | 20.9397 | -1080.5968
2030-09-22 | 17 | 153.4624 | 153.4624 | 484.8498 | 266.4163 | 266.4163 | 3777.1387 | 3625.937 | 3785.2273 | 3743.0737 | 3642.4895 | 380.4866 | 29.2619 | -1080.5968
2030-09-22 | 18 | 0 | 0 | 646.4664 | 266.4163 | 266.4163 | 3777.1387 | 2548.3477 | 3785.2273 | 3743.0737 | 3642.4895 | 1314.568 | 72.9982 | 1080.5968
2030-09-22 | 19 | 153.4624 | 153.4624 | 267.7266 | 199.8963 | 199.8963 | 3777.1387 | 3625.937 | 3785.2273 | 3743.0737 | 3642.4895 | 3538.2996 | 0 | -1080.5968
2030-09-22 | 20 | 153.4624 | 153.4624 | 96.1546 | 199.8963 | 199.8963 | 3777.1387 | 3625.937 | 3785.2273 | 3743.0737 | 3642.4895 | 3538.2996 | 0 | -1080.5968
2030-09-22 | 21 | 306.9248 | 318.1411 | 132.5157 | 266.4163 | 266.4163 | 3777.1387 | 3625.937 | 3785.2273 | 3743.0737 | 3642.4895 | 3538.2996 | 0 | -1080.5968
2030-09-22 | 22 | 306.9248 | 306.9248 | 0 | 253.5551 | 199.8963 | 3777.1387 | 3625.937 | 1304.4493 | 3743.0737 | 3642.4895 | 3538.2996 | 0 | -1080.5968
2030-09-22 | 23 | 306.9248 | 198.6414 | 0 | 266.4163 | 266.4163 | 3777.1387 | 3625.937 | 623.6963 | 3743.0737 | 3642.4895 | 3538.2996 | 0 | -1080.5968
2030-09-22 | 24 | 306.9248 | 286.8308 | 125.347 | 266.4163 | 266.4163 | 3777.1387 | 405.2645 | 173.7399 | 3743.0737 | 3642.4895 | 3538.2996 | 0 | -1080.5968
2030-09-23 | 1 | 306.9248 | 223.5872 | 646.4664 | 266.4163 | 266.4163 | 3777.1387 | 470.7949 | 151.9363 | 3743.0737 | 3642.4895 | 3538.2996 | 0 | -1080.5968
2030-09-23 | 2 | 153.4624 | 153.4624 | 0 | 266.4163 | 266.4163 | 3777.1387 | 1812.9685 | 2995.8477 | 3743.0737 | 3642.4895 | 3538.2996 | 0 | -1080.5968
2030-09-23 | 3 | 0 | 0 | 0 | 133.1521 | 188.5959 | 3777.1387 | 3269.5115 | 55.874 | 3260.9419 | 3642.4895 | 3538.2996 | 0 | -1080.5968
2030-09-23 | 4 | 0 | 0 | 0 | 66.5199 | 66.5199 | 3777.1387 | 3625.937 | -425.1465 | 3426.7712 | 3642.4895 | 3538.2996 | 0 | -1080.5968
2030-09-23 | 5 | 153.4624 | 153.4624 | 0 | 266.4163 | 266.4163 | 3777.1387 | 3625.937 | -2.7895e-05 | 3743.0737 | 3642.4895 | 3538.2996 | 0 | -1080.5968
2030-09-23 | 6 | 153.4624 | 153.4624 | 0 | 266.4163 | 266.4163 | 3777.1387 | 3625.937 | 3785.2273 | 3743.0737 | 3642.4895 | 3538.2996 | 0 | -1080.5968
2030-09-23 | 7 | 226.3399 | 306.9248 | 0 | 266.4163 | 266.4163 | 3777.1387 | 3625.937 | 2787.1423 | 3743.0737 | 3642.4895 | 3538.2996 | 0 | -1080.5968
2030-09-23 | 8 | 266.5776 | 306.9248 | 0 | 199.8963 | 199.8963 | 3777.1387 | 3625.937 | 2316.9988 | 3743.0737 | 3642.4895 | 3538.2996 | 0 | -1080.5968
2030-09-23 | 9 | 460.3872 | 397.0456 | 0 | 133.2642 | 133.2642 | 3777.1387 | 3625.937 | 445.7663 | 3675.6328 | 3642.4895 | 3538.2996 | 0 | -1080.5968
2030-09-23 | 10 | 460.3872 | 460.3872 | 0 | 66.6321 | 30.5293 | 3777.1387 | 3625.937 | 126.0305 | 2176.8137 | 3642.4895 | 3538.2996 | 0 | -1080.5968
2030-09-23 | 11 | 460.3872 | 460.3872 | 646.4664 | 49.4471 | 0 | 3777.1387 | 3625.937 | 38.8281 | 2353.4536 | 3642.4895 | 3538.2996 | 0 | -1080.5968
2030-09-23 | 12 | 460.3872 | 460.3872 | 646.4664 | 133.2642 | 97.1407 | 3777.1387 | 1812.9685 | -253.8232 | 1871.5369 | 3642.4895 | 3538.2996 | 0 | -1080.5968
2030-09-23 | 13 | 460.3872 | 460.3872 | 646.4664 | 133.2642 | 133.2642 | 3368.387 | 3625.937 | 334.8877 | 1871.5369 | 2794.5583 | 3538.2996 | 218.5857 | -1080.5968
2030-09-23 | 14 | 460.3872 | 460.3872 | 646.4664 | 199.8963 | 199.8963 | 1948.8468 | 3625.937 | 207.2921 | 1871.5369 | 2379.6995 | 3538.2996 | 269.7275 | -1080.5968
2030-09-23 | 15 | 460.3872 | 460.3872 | 646.4664 | 266.4163 | 266.4163 | 1888.5693 | 3406.0796 | 596.2706 | 607.4446 | 1821.2448 | 3538.2996 | 265.1201 | -1080.5968
2030-09-23 | 16 | 460.3872 | 460.3872 | 646.4664 | 206.2264 | 199.8963 | 1888.5693 | 1945.7385 | 778.9927 | 1107.8278 | 1821.2448 | 3538.2996 | 533.7688 | -1080.5968
2030-09-23 | 17 | 460.3872 | 460.3872 | 646.4664 | 199.8963 | 199.8963 | 2493.1382 | 1812.9685 | -138.2543 | 774.0479 | 3253.2234 | 3538.2996 | 590.591 | -1080.5968
2030-09-23 | 18 | 460.3872 | 460.3872 | 646.4664 | 44.5526 | 0 | 3777.1387 | 3625.937 | 655.0024 | 616.2922 | 3642.4895 | 3538.2996 | 413.1 | -1080.5968
2030-09-23 | 19 | 460.3872 | 460.3872 | 646.4664 | 32.0835 | 0 | 3777.1387 | 3625.937 | 1880.444 | 3412.6484 | 3642.4895 | 3538.2996 | 0 | -1080.5968
2030-09-23 | 20 | 409.8032 | 460.3872 | 261.3147 | 46.5582 | 0 | 3777.1387 | 3625.937 | 2455.5725 | 3743.0737 | 3642.4895 | 3538.2996 | 0 | -1080.5968
2030-09-23 | 21 | 387.3556 | 460.3872 | 417.5295 | 44.901 | 0 | 3777.1387 | 3625.937 | 2963.5864 | 3743.0737 | 3642.4895 | 3538.2996 | 0 | -1080.5968
2030-09-23 | 22 | 460.3872 | 460.3872 | 484.8498 | 66.6321 | 12.2921 | 3777.1387 | 3625.937 | 2812.491 | 3743.0737 | 3642.4895 | 3538.2996 | 0 | -1080.5968
2030-09-23 | 23 | 306.9248 | 265.6771 | 480.8469 | 177.2545 | 199.8963 | 3777.1387 | 3625.937 | 3785.2273 | 3743.0737 | 3642.4895 | 3538.2996 | 0 | -1080.5968
2030-09-23 | 24 | 153.4624 | 153.4624 | 0 | 199.8963 | 199.8963 | 3777.1387 | 3625.937 | 3785.2273 | 3743.0737 | 3642.4895 | 3538.2996 | 0 | -1080.5968
2030-09-24 | 1 | 0 | 0 | 0 | 0 | 0 | 3777.1387 | 3625.937 | 3785.2273 | 3743.0737 | 3642.4895 | 3538.2996 | 0 | -575.9446
2030-09-24 | 2 | 153.4624 | 153.4624 | 0 | 0 | 0 | 3777.1387 | 3625.937 | 3785.2273 | 3743.0737 | 3642.4895 | 3538.2996 | 0 | -1080.5968
2030-09-24 | 3 | 0 | 0 | 0 | 0 | 0 | 3777.1399 | 3625.937 | 3482.5085 | 3743.0737 | 3642.4895 | 3538.2996 | 0 | -1080.5968
2030-09-24 | 4 | 0 | 0 | 0 | 199.8963 | 180.2358 | 3777.1387 | 3625.937 | -922.1034 | 1871.537 | 3642.4895 | 3538.2996 | 0 | -509.9202
2030-09-24 | 5 | 0 | 0 | 0 | 133.2642 | 164.4271 | 3777.1387 | 3625.937 | 1000.4778 | 3743.0737 | 3642.4895 | 3538.2996 | 0 | 1080.5968
2030-09-24 | 6 | 0 | 0 | 0 | 198.6722 | 199.8963 | 3777.1387 | 3625.937 | 362.8512 | 3743.0737 | 3642.4895 | 3538.2996 | 0 | -1080.5968
2030-09-24 | 7 | 0 | 0 | 0 | 0 | 0 | 3777.1387 | 3625.937 | 3785.2273 | 3743.0737 | 3642.4895 | 3538.2996 | 0 | -1080.5968
2030-09-24 | 8 | 42.8438 | 153.4624 | 76.0028 | 0 | 0 | 3777.1387 | 3625.937 | 3785.2273 | 3743.0737 | 3642.4895 | 3538.2996 | 0 | -1080.5968
2030-09-24 | 9 | 153.4624 | 153.4624 | 0 | 157.7171 | 199.8963 | 3777.1387 | 3625.937 | 3785.2273 | 3743.0737 | 3642.4895 | 3538.2996 | 0 | -1080.5968
2030-09-24 | 10 | 306.9248 | 185.5328 | 0 | 199.8963 | 199.8963 | 3777.1387 | 3625.937 | 3489.2908 | 3743.0737 | 3642.4895 | 3538.2996 | 0 | -1080.5968
2030-09-24 | 11 | 153.4624 | 153.4624 | 484.8498 | 133.2642 | 101.0593 | 3777.1387 | 2162.8103 | 2379.072 | 3743.0737 | 3642.4895 | 3538.2996 | 0 | -1080.5968
2030-09-24 | 12 | 153.4624 | 153.4624 | 616.2819 | 0 | 0 | 3777.1387 | 843.1802 | 2113.0728 | 3743.0737 | 3642.4895 | 3538.2996 | 0 | -1080.5968
2030-09-24 | 13 | 153.4624 | 153.4624 | 646.4664 | 66.6321 | 73.9621 | 3777.1387 | 215.9518 | 1314.96 | 3227.2053 | 3642.4895 | 3538.2996 | 0 | -1080.5968
2030-09-24 | 14 | 153.4624 | 153.4624 | 646.4664 | 133.2642 | 82.6393 | 3777.1387 | 168.9819 | 1892.6136 | 1871.5369 | 1865.6814 | 3538.2996 | 0 | -1080.5968
2030-09-24 | 15 | 460.3872 | 460.3872 | 646.4664 | 133.2642 | 133.2642 | 1929.8973 | 168.9817 | 1892.6136 | 3743.0737 | 3371.5129 | 3538.2996 | 0 | -1040.2031
2030-09-24 | 16 | 306.9248 | 306.9248 | 646.4664 | 133.2642 | 133.2642 | 3410.8149 | 166.9221 | 1892.6136 | 1871.5369 | 1821.2448 | 1750.6056 | 0 | -864.4515
2030-09-24 | 17 | 460.3872 | 460.3872 | 646.4664 | 199.8963 | 199.8963 | 3777.1387 | 168.9831 | 1892.6136 | 2941.4509 | 1821.2448 | 1769.1498 | 288.3851 | -837.0061
2030-09-24 | 18 | 153.4624 | 153.4624 | 646.4664 | 199.8963 | 181.8544 | 3760.4888 | 166.9229 | 1892.6136 | 1871.5369 | 1821.2448 | 1301.6329 | 0 | -700.0552
2030-09-24 | 19 | 153.4624 | 153.4624 | 646.4664 | 199.8963 | 199.8963 | 3777.1387 | 215.9527 | 1892.6136 | 3743.0737 | 3642.4895 | 3538.2996 | 0 | -582.1566
2030-09-24 | 20 | 460.3872 | 460.3872 | 646.4664 | 199.8963 | 199.8963 | 3777.1387 | 215.9517 | 3785.2273 | 3743.0737 | 3642.4895 | 2835.9136 | 0 | -633.2079
2030-09-24 | 21 | 460.3872 | 460.3872 | 646.4664 | 251.755 | 199.8963 | 3593.3999 | 2690.6514 | 340.5142 | 1871.5369 | 3642.4895 | 3538.2996 | 0 | -675.2237
2030-09-24 | 22 | 460.3872 | 460.3872 | 646.4664 | 159.911 | 199.8963 | 3777.1387 | 168.9809 | 666.3137 | 1871.5369 | 3433.395 | 3538.2996 | 0 | -668.8732
2030-09-24 | 23 | 460.3872 | 460.3872 | 646.4664 | 158.9887 | 133.2642 | 1888.5693 | 168.9814 | 304.507 | 336.59 | 3642.4895 | 3538.2996 | 0 | -1080.5968
2030-09-24 | 24 | 460.3872 | 460.3872 | 76.8329 | 71.8697 | 133.2642 | 1888.5693 | 168.9812 | 922.908 | 0 | 1879.8541 | 3247.1924 | 0 | -1080.5968
2030-09-25 | 1 | 278.5742 | 153.4624 | 0 | 66.6321 | 66.6321 | 1888.5693 | 166.9225 | 1836.3834 | 767.5722 | 1821.2448 | 221.0144 | 0 | -1080.5968
2030-09-25 | 2 | 153.4624 | 153.4624 | 17.8937 | 266.4163 | 266.4163 | 3777.1387 | 166.9224 | 1269.5211 | 1701.1205 | 0 | 1509.104 | 0 | -1080.5968
2030-09-25 | 3 | 153.4624 | 153.4624 | 15.5269 | 199.8963 | 159.0026 | 2148.9502 | 166.9224 | 2295.407 | 1871.5369 | 1821.2448 | 221.0145 | 0 | -1080.5968
2030-09-25 | 4 | 153.4624 | 216.7221 | 152.0029 | 266.4163 | 266.4163 | 1888.5693 | 166.9223 | 2697.7441 | 1871.5369 | 1821.2448 | 1009.0233 | 0 | -1080.5968
2030-09-25 | 5 | 306.9248 | 330.5232 | 646.4664 | 266.4163 | 266.4163 | 3145.3464 | 166.9216 | 3785.2273 | 2743.0337 | 1821.2448 | 2224.9871 | 0 | -1080.5968
2030-09-25 | 6 | 310.106 | 460.3872 | 646.4664 | 266.4163 | 266.4163 | 3777.1387 | 168.9815 | 3651.2708 | 3743.0737 | 3642.4895 | 2701.8931 | 0 | -1080.5968
2030-09-25 | 7 | 460.3872 | 417.0486 | 0 | 230.725 | 199.8963 | 3777.1387 | 215.9524 | 3785.2273 | 3743.0737 | 3642.4895 | 3538.2996 | 0 | -1080.5968
2030-09-25 | 8 | 460.3872 | 460.3872 | 0 | 66.6321 | 128.2799 | 3777.1387 | 213.953 | 3785.2273 | 3743.0737 | 3642.4895 | 3538.2996 | 0 | -1080.5968
2030-09-25 | 9 | 455.5603 | 306.9248 | 0 | 133.2642 | 133.2642 | 3777.1387 | 1457.1901 | 3785.2273 | 3743.0737 | 3642.4895 | 3538.2996 | 0 | -1080.5968
2030-09-25 | 10 | 306.9248 | 218.4054 | 0 | 266.4163 | 266.4163 | 3596.3589 | 3625.937 | 3785.2273 | 3743.0737 | 3642.4895 | 3538.2996 | 0 | -1080.5968
2030-09-25 | 11 | 207.1714 | 306.9248 | 0 | 266.4163 | 266.4163 | 3359.313 | 3625.937 | 3785.2273 | 3743.0737 | 3642.4895 | 3538.2996 | 0 | -1080.5968
2030-09-25 | 12 | 153.4624 | 153.4624 | 0 | 199.8963 | 199.8963 | 3215.6152 | 3625.937 | 3785.2273 | 3743.0737 | 3642.4895 | 3538.3005 | 0 | -1080.5968
2030-09-25 | 13 | 153.4624 | 153.4624 | 305.9586 | 0 | 0 | 3171.3215 | 1433.5404 | 2407.8159 | 3743.0737 | 3642.4895 | 3538.2996 | 0 | -1080.5968
2030-09-25 | 14 | 153.4624 | 153.4624 | 646.4664 | 0 | 0 | 3668.5068 | 1812.9685 | 623.1837 | 1871.5369 | 1821.2448 | 3538.2996 | 0 | -1080.5968
2030-09-25 | 15 | 153.4624 | 153.4624 | 646.4664 | 0 | 0 | 3777.1387 | 378.2667 | 1892.6136 | 1871.5369 | 1821.2448 | 3538.2996 | 0 | -1080.5968
2030-09-25 | 16 | 153.4624 | 153.4624 | 646.4664 | 0 | 0 | 3777.1387 | 168.9813 | 1892.6136 | 1871.5369 | 900.8478 | 3538.2996 | 0 | -1080.5968
2030-09-25 | 17 | 153.4624 | 153.4624 | 646.4664 | 0 | 0 | 3777.1387 | 168.9813 | 1634.2621 | 1871.5369 | 714.8959 | 3538.2996 | 0 | -1080.5968
2030-09-25 | 18 | 153.4624 | 153.4624 | 646.4664 | 0 | 0 | 3777.1387 | 168.9819 | 316.9164 | 1871.5369 | 457.3407 | 3538.2996 | 0 | -1080.5968
2030-09-25 | 19 | 153.4624 | 153.4624 | 646.4664 | 0 | 0 | 3777.1387 | 868.8635 | -773.9357 | 1871.5369 | 0 | 3538.2996 | 0 | -1080.5968
2030-09-25 | 20 | 153.4624 | 153.4624 | 646.4664 | 0 | 0 | 3777.1387 | 1812.9685 | -143.3036 | 1871.5369 | -900.9314 | 3538.2996 | 0 | -1080.5968
2030-09-25 | 21 | 153.4624 | 153.4624 | 646.4664 | 0 | 0 | 3777.1387 | 980.3309 | -1425.618 | 639.0982 | 1821.2448 | 3538.2996 | 0 | -1080.5968
2030-09-25 | 22 | 153.4624 | 153.4624 | 414.02 | 0 | 0 | 3777.1387 | 498.2115 | -1333.1462 | 56.3617 | 1821.2448 | 3538.2996 | 0 | -1080.5968
2030-09-25 | 23 | 153.4624 | 153.4624 | 646.4664 | 0 | 0 | 1888.5693 | 168.9812 | -1132.1949 | 901.3464 | 1821.2448 | 2978.2119 | 0 | -1080.5968
2030-09-25 | 24 | 153.4624 | 153.4624 | 404.2678 | 0 | 0 | 3777.1387 | 166.9222 | 293.5612 | 501.615 | -1916.0027 | 1769.1498 | 0 | -1080.5968
2030-09-26 | 1 | 153.4624 | 153.4624 | 646.4664 | 0 | 0 | 3329.1179 | 166.9227 | -876.1953 | -1535.3795 | -2756.5112 | 1769.1498 | 0 | -1080.5968
2030-09-26 | 2 | 153.4624 | 153.4624 | 646.4664 | 0 | 0 | 3777.1387 | 166.9227 | -527.2951 | -1142.2731 | -3265.0352 | 2108.0381 | 0 | -1080.5968
2030-09-26 | 3 | 153.4624 | 153.4624 | 0 | 0 | 0 | 3777.1387 | 166.9226 | -375.3367 | -174.5122 | 0 | 2464.0671 | 0 | -1080.5968
2030-09-26 | 4 | 153.4624 | 153.4624 | 646.4664 | 0 | 0 | 1888.5693 | 166.9225 | 997.5867 | 0 | 719.3141 | 3538.2996 | 0 | -1080.5968
2030-09-26 | 5 | 460.3872 | 448.5343 | 577.951 | 69.715 | 133.2642 | 1888.5693 | 166.9245 | 747.1082 | 172.7048 | 3642.4895 | 2171.7612 | 0 | -1080.5968
2030-09-26 | 6 | 306.9248 | 329.5735 | 289.5942 | 0 | 0 | 2975.3279 | 166.9225 | 1812.0945 | 1657.8566 | 1821.2448 | 3036.6074 | 0 | -1080.5968
2030-09-26 | 7 | 460.3872 | 459.6765 | 0 | 0 | 0 | 3777.1387 | 213.9522 | 603.4531 | -562.5834 | 3642.4895 | 2507.1787 | 0 | -1080.5968
2030-09-26 | 8 | 460.3872 | 460.3872 | 440.0137 | 199.8963 | 199.8963 | 3777.1387 | 215.9523 | 959.2635 | 4.53e-05 | 3352.0212 | 3538.2996 | 0 | -1080.5968
2030-09-26 | 9 | 460.3872 | 460.3872 | 564.897 | 199.8963 | 199.8963 | 3777.1387 | 215.9533 | 2069.9875 | 1871.5369 | 2130.0103 | 3538.2996 | 0 | -1080.5968
2030-09-26 | 10 | 460.3872 | 460.3872 | 484.8498 | 199.8963 | 199.8963 | 3777.1387 | 215.9518 | 2844.0935 | 1871.5369 | 3226.5901 | 3538.2996 | 0 | -1080.5968
2030-09-26 | 11 | 460.3872 | 460.3872 | 484.8498 | 199.8963 | 199.8963 | 3777.1387 | 1725.4578 | 3785.2273 | 1014.3566 | 3642.4895 | 3538.2996 | 0 | -1080.5968
2030-09-26 | 12 | 460.3872 | 460.3872 | 484.8498 | 266.4163 | 266.4163 | 3777.1387 | 1304.0671 | 3785.2273 | 3743.0737 | 3642.4895 | 3538.2996 | 0 | -1080.5968
2030-09-26 | 13 | 460.3872 | 460.3872 | 646.4664 | 266.4163 | 266.4163 | 3777.1387 | 1164.1891 | 3785.2273 | 2159.6204 | 3642.4895 | 3538.2996 | 0 | -1080.5968
2030-09-26 | 14 | 460.3872 | 460.3872 | 646.4664 | 266.4163 | 266.4163 | 3777.1387 | 925.9958 | 3785.2273 | 2434.0901 | 3642.4895 | 3538.2996 | 0 | -1080.5968
2030-09-26 | 15 | 460.3872 | 460.3872 | 50.6778 | 199.8963 | 199.8963 | 3777.1387 | 1554.2789 | 2732.5618 | 354.7205 | 3642.4895 | 3538.2996 | 0 | -1080.5968
2030-09-26 | 16 | 460.3872 | 460.3872 | 646.4664 | 266.4163 | 266.4163 | 2673.031 | 168.9812 | 2408.8733 | 1871.5369 | 3642.4895 | 3227.0981 | 0 | -1080.5968
2030-09-26 | 17 | 460.3872 | 460.3872 | 646.4664 | 199.8963 | 199.8963 | 3274.7039 | 168.9816 | 2220.7317 | 1871.5369 | 1821.2448 | 3538.2996 | 0 | -1080.5968
2030-09-26 | 18 | 460.3872 | 460.3872 | 646.4664 | 133.2642 | 113.5537 | 3672.1472 | 1812.9685 | 2690.5999 | 1871.5369 | 2701.1716 | 3538.2996 | 0 | -1080.5968
2030-09-26 | 19 | 460.3872 | 460.3872 | 0 | 171.7134 | 133.2642 | 3777.1387 | 505.045 | 3105.1187 | 1871.5369 | 3642.4895 | 3538.2996 | 0 | -1080.5968
2030-09-26 | 20 | 460.3872 | 460.3872 | 0 | 133.2642 | 146.5065 | 3777.1387 | 1812.9685 | 3336.4138 | 1310.976 | 3642.4895 | 3538.2996 | 0 | -1080.5968
2030-09-26 | 21 | 460.3872 | 460.3872 | 415.2447 | 199.8963 | 199.8963 | 3777.1387 | 215.9525 | 3655.0081 | 755.5982 | 3488.0391 | 3538.2996 | 0 | -1080.5968
2030-09-26 | 22 | 460.3872 | 460.3872 | 503.9148 | 199.8963 | 199.8963 | 3003.396 | 1781.2125 | 3785.2273 | 551.6187 | 3642.4895 | 3538.2996 | 0 | -1080.5968
2030-09-26 | 23 | 460.3872 | 460.2095 | 215.8703 | 199.8963 | 199.8963 | 3640.2131 | 916.2661 | 3785.2273 | 981.8229 | 3642.4895 | 3538.2996 | 0 | -1080.5968
2030-09-26 | 24 | 460.3872 | 460.3872 | 0 | 78.8883 | 133.2642 | 3752.3926 | 215.9529 | 3785.2273 | 1154.589 | 3642.4895 | 3404.7751 | 0 | -1080.5968
2030-09-27 | 1 | 333.3216 | 460.3872 | 0 | 266.4163 | 266.4163 | 3777.1387 | 2398.1345 | 3785.2273 | 3743.0737 | 3642.4895 | 3538.2996 | 0 | -1080.5968
2030-09-27 | 2 | 153.4624 | 153.4624 | 0 | 266.4163 | 266.4163 | 3777.1387 | 3625.937 | 3785.2273 | 3743.0737 | 3642.4895 | 3538.2996 | 0 | -1080.5968
2030-09-27 | 3 | 153.4624 | 138.8229 | 0 | 266.4163 | 266.4163 | 3777.1387 | 3625.937 | 3785.2273 | 3743.0737 | 3642.4895 | 3538.2996 | 0 | -1080.5968
2030-09-27 | 4 | 0 | 52.5094 | 116.6954 | 266.4163 | 266.4163 | 3777.1387 | 3625.937 | 3075.7681 | 3743.0737 | 3642.4895 | 3538.2996 | 0 | 236.3941
2030-09-27 | 5 | 153.4624 | 153.4624 | 0 | 266.4163 | 266.4163 | 3777.1387 | 3625.937 | 3785.2273 | 3743.0737 | 3642.4895 | 3538.2996 | 0 | 167.3661
2030-09-27 | 6 | 153.4624 | 153.4624 | 0 | 266.4163 | 256.9738 | 3777.1387 | 3625.937 | 1892.6136 | 3743.0737 | 3642.4895 | 3538.2996 | 0 | -1080.5968
2030-09-27 | 7 | 153.4624 | 153.4624 | 0 | 77.4056 | 133.2642 | 3777.1387 | 3625.937 | 1073.6787 | 3743.0737 | 3642.4895 | 3538.2996 | 0 | -1080.5968
2030-09-27 | 8 | 153.4624 | 153.4624 | 0 | 0 | 0 | 3777.1387 | 3625.937 | 55.7688 | 3743.0737 | 3642.4895 | 3538.2996 | 0 | -1080.5968
2030-09-27 | 9 | 153.4624 | 153.4624 | 0 | 0 | 0 | 3777.1387 | 3285.9487 | -973.9381 | 2649.1875 | 3642.4895 | 3538.2996 | 0 | -1080.5968
2030-09-27 | 10 | 153.4624 | 153.4624 | 0 | 0 | 0 | 3777.1387 | 3625.937 | -1011.1942 | 3743.0737 | 1983.6289 | 3538.2996 | 0 | -1080.5968
2030-09-27 | 11 | 153.4624 | 153.4624 | 53.1919 | 0 | 0 | 3777.1387 | 3625.937 | -1362.663 | 3743.0737 | 3318.6431 | 3538.2996 | 0 | -1080.5968
2030-09-27 | 12 | 153.4624 | 153.4624 | 20.0968 | 0 | 0 | 3777.1387 | 3625.937 | -1069.3907 | 3443.8313 | 975.9548 | 3538.2996 | 0 | -1080.5968
2030-09-27 | 13 | 153.4624 | 153.4624 | 91.8246 | 0 | 0 | 3777.1387 | 3625.937 | 388.6162 | 2898.4934 | 3642.4895 | 3538.2996 | 0 | -1080.5968
2030-09-27 | 14 | 153.4624 | 153.4624 | 0 | 0 | 0 | 3777.1387 | 2762.9897 | 293.4538 | 1871.537 | 1703.0873 | 3538.2996 | 0 | -1080.5968
2030-09-27 | 15 | 153.4624 | 153.4624 | 484.8498 | 0 | 0 | 3777.1387 | 215.9533 | -363.293 | -2093.7847 | 1821.2448 | 3538.2996 | 0 | -1080.5968
2030-09-27 | 16 | 306.9248 | 306.9248 | 284.3707 | 102.4802 | 133.2642 | 3777.1387 | 215.9524 | -173.8929 | -1599.6997 | 1821.2448 | 3538.2996 | 0 | -1080.5968
2030-09-27 | 17 | 460.3872 | 460.3872 | 373.2293 | 199.8963 | 199.8963 | 3777.1387 | 215.9551 | -2.7895e-05 | -1183.0699 | 2166.1868 | 3538.2996 | 0 | -1080.5968
2030-09-27 | 18 | 460.3872 | 460.3872 | 0 | 133.2642 | 165.4073 | 3777.1387 | 215.9512 | 950.5874 | 232.8853 | 3642.4895 | 3538.2996 | 0 | -1080.5968
2030-09-27 | 19 | 460.3872 | 460.3872 | 0 | 0 | 34.4938 | 3777.1387 | 215.9545 | 2684.0911 | 1871.5369 | 3642.4895 | 3005.9465 | 0 | -1080.5968
2030-09-27 | 20 | 460.3872 | 460.3872 | 0 | 0 | 0 | 3777.1387 | 215.9516 | 3153.6257 | 1818.8589 | 3642.4895 | 2569.9929 | 0 | -1080.5968
2030-09-27 | 21 | 460.3872 | 460.3872 | 0 | 66.6321 | 122.1509 | 3348.5176 | 215.9529 | 3362.4387 | 2919.2979 | 3642.4895 | 3039.363 | 0 | -1080.5968
2030-09-27 | 22 | 460.3872 | 460.3872 | 0 | 133.2642 | 175.2137 | 3777.1387 | 507.005 | 3785.2273 | 1825.7439 | 3642.4895 | 3538.2996 | 0 | -1080.5968
2030-09-27 | 23 | 460.3872 | 330.3117 | 87.0694 | 48.1793 | 0 | 3676.0684 | 1812.9685 | 3785.2273 | 3459.2046 | 3642.4895 | 2749.1936 | 0 | -1080.5968
2030-09-27 | 24 | 153.4624 | 153.4624 | 0 | 252.636 | 266.4163 | 3777.1387 | 2295.4111 | 3785.2273 | 3743.0737 | 3642.4895 | 2299.561 | 0 | -1080.5968
2030-09-28 | 1 | 153.4624 | 153.4624 | 0 | 266.4163 | 266.4163 | 3777.1387 | 3625.937 | 3785.2273 | 3743.0737 | 3642.4895 | 3538.2996 | 0 | -1080.5968
2030-09-28 | 2 | 153.4624 | 153.4624 | 0 | 266.4163 | 266.4163 | 3777.1387 | 3625.937 | 3785.2273 | 3743.0737 | 3642.4895 | 3538.2996 | 0 | -1080.5968
2030-09-28 | 3 | 153.4624 | 153.4624 | 0 | 266.4163 | 266.4163 | 3777.1387 | 3625.937 | 1162.9592 | 3743.0737 | 3642.4895 | 3538.2996 | 0 | -1080.5968
2030-09-28 | 4 | 153.4624 | 153.4624 | 0 | 266.4163 | 266.4163 | 3777.1387 | 3625.937 | 620.3755 | 3743.0737 | 3642.4895 | 3538.2996 | 0 | -1080.5968
2030-09-28 | 5 | 0 | 0 | 0 | 266.4163 | 266.4163 | 3777.1387 | 3625.937 | 1892.6136 | 3743.0737 | 3642.4895 | 3538.2996 | 0 | -1080.5968
2030-09-28 | 6 | 153.4624 | 153.4624 | 0 | 199.8963 | 199.8963 | 3777.1387 | 3625.937 | 3785.2273 | 3743.0737 | 3642.4895 | 3538.2996 | 0 | -1080.5968
2030-09-28 | 7 | 153.4624 | 153.4624 | 0 | 0 | 0 | 3777.1387 | 3625.937 | 3785.2273 | 3743.0737 | 3642.4895 | 3538.2996 | 0 | -1080.5968
2030-09-28 | 8 | 153.4624 | 153.4624 | 0 | 0 | 0 | 3777.1387 | 3625.937 | 3785.2273 | 3743.0737 | 3642.4895 | 3538.2996 | 0 | -1080.5968
2030-09-28 | 9 | 153.4624 | 153.4624 | 0 | 0 | 0 | 3777.1387 | 3625.937 | 3785.2273 | 3743.0737 | 3642.4895 | 3538.2996 | 0 | -1080.5968
2030-09-28 | 10 | 153.4624 | 153.4624 | 0 | 0 | 0 | 3777.1387 | 3625.937 | 3785.2273 | 3743.0737 | 3642.4895 | 3538.3005 | 0 | -1080.5968
2030-09-28 | 11 | 153.4624 | 153.4624 | 0 | 0 | 0 | 3777.1387 | 3625.937 | 2940.1772 | 3743.0737 | 3642.4895 | 3538.2996 | 0 | -1080.5968
2030-09-28 | 12 | 153.4624 | 153.4624 | 177.9448 | 0 | 0 | 3777.1387 | 1938.6067 | 642.4087 | 3743.0737 | 1821.2448 | 3538.2996 | 0 | -1080.5968
2030-09-28 | 13 | 153.4624 | 153.4624 | 516.6518 | 0 | 0 | 3777.1387 | 168.9821 | -1198.1713 | 1871.5369 | 1821.2448 | 3538.2996 | 0 | -1080.5968
2030-09-28 | 14 | 153.4624 | 153.4624 | 646.4664 | 0 | 0 | 1888.5693 | 168.9815 | -774.8193 | 0 | 722.523 | 3538.2996 | 647.0283 | -1080.5968
2030-09-28 | 15 | 153.4624 | 153.4624 | 547.8089 | 0 | 0 | 2255.5281 | 168.9812 | -210.8791 | 0 | 0 | 2756.9023 | 0 | -1080.5968
2030-09-28 | 16 | 153.4624 | 153.4624 | 552.951 | 0 | 0 | 2693.147 | 168.9811 | -85.7753 | 0 | 0 | 1769.1498 | 0 | -1080.5968
2030-09-28 | 17 | 153.4624 | 153.4624 | 585.041 | 66.6321 | 62.9755 | 1888.5693 | 166.9224 | 0 | 300.1718 | 1821.2448 | 221.0141 | 0 | -1080.5968
2030-09-28 | 18 | 306.9248 | 306.9248 | 646.4664 | 133.2642 | 109.8605 | 1888.5693 | 166.9224 | 0 | 0 | 1235.0634 | 770.973 | 0 | -1080.5968
2030-09-28 | 19 | 153.4624 | 153.4624 | 646.4664 | 0 | 0 | 1888.5693 | 166.9219 | 0 | 0 | 1101.2595 | 1769.1498 | 0 | -1080.5968
2030-09-28 | 20 | 153.4624 | 153.4624 | 646.4664 | 66.6321 | 47.7952 | 1955.1455 | 166.9225 | 790.8639 | 1871.5369 | 1821.2448 | 1769.1498 | 0 | -1080.5968
2030-09-28 | 21 | 153.4624 | 153.4624 | 646.4664 | 66.6321 | 94.6584 | 1888.5693 | 166.9225 | 768.6359 | 507.4674 | 1821.2448 | 1769.1498 | 0 | -1080.5968
2030-09-28 | 22 | 153.4624 | 153.4624 | 646.4664 | 133.2642 | 133.2642 | 1888.5693 | 166.9224 | 560.2153 | 0 | 1378.7853 | 1607.2064 | 0 | -1080.5968
2030-09-28 | 23 | 306.9248 | 306.9248 | 646.4664 | 0 | 0 | 1888.5693 | 166.9226 | 764.8026 | 0 | 1821.2448 | 221.0143 | 511.6293 | -1080.5968
2030-09-28 | 24 | 306.9248 | 306.9248 | 646.4664 | 0 | 0 | 1888.5693 | 166.9226 | 1046.4336 | 0 | 1821.2448 | 221.0133 | 0 | -1080.5968
2030-09-29 | 1 | 306.9248 | 202.3327 | 646.4664 | 0 | 0 | 1888.5693 | 166.9223 | 1138.8124 | -649.5659 | 0 | 1153.092 | 0 | -1080.5968
2030-09-29 | 2 | 460.3872 | 460.3872 | 646.4664 | 133.2642 | 96.09 | 3777.1387 | 784.8181 | 105.5058 | 735.506 | 1821.2448 | 3538.2996 | 0 | -1080.5968
2030-09-29 | 3 | 460.3872 | 460.3872 | 0 | 247.9547 | 199.8963 | 3777.1387 | 3625.937 | 629.5443 | 2612.4138 | 3642.4895 | 3538.2996 | 0 | -1080.5968
2030-09-29 | 4 | 306.9248 | 299.7815 | 0 | 266.4163 | 266.4163 | 3777.1387 | 3625.937 | 3322.7224 | 3743.0737 | 3642.4895 | 3538.2996 | 0 | -1080.5968
2030-09-29 | 5 | 153.4624 | 153.4624 | 646.4664 | 266.4163 | 266.4163 | 3777.1387 | 3625.937 | 3342.5696 | 3743.0737 | 3642.4895 | 3538.2996 | 0 | 1080.5968
2030-09-29 | 6 | 0 | 10.8882 | 0 | 266.4163 | 266.4163 | 3777.1387 | 3625.937 | 3785.2273 | 3743.0737 | 3642.4895 | 3538.2996 | 0 | -1080.5968
2030-09-29 | 7 | 124.3117 | 0 | 0 | 266.4163 | 266.4163 | 3777.1387 | 3625.937 | 3785.2273 | 3743.0737 | 3642.4895 | 3538.2996 | 0 | -1080.5968
2030-09-29 | 8 | 153.4624 | 153.4624 | 0 | 199.8963 | 199.8963 | 3777.1387 | 3625.937 | 3785.2273 | 3743.0737 | 3642.4895 | 3538.2996 | 0 | -1080.5968
2030-09-29 | 9 | 153.4624 | 153.4624 | 0 | 266.4163 | 227.8436 | 3777.1387 | 3625.937 | 3785.2273 | 3743.0737 | 3642.4895 | 3538.2996 | 0 | -1080.5968
2030-09-29 | 10 | 153.4624 | 153.4624 | 0 | 266.4163 | 266.4163 | 3777.1387 | 3625.937 | 3785.2273 | 3743.0737 | 3642.4895 | 3538.2996 | 0 | -1080.5968
2030-09-29 | 11 | 153.4624 | 153.4624 | 0 | 266.4163 | 266.4163 | 3777.1387 | 3625.937 | 3785.2273 | 3743.0737 | 3642.4895 | 3538.2996 | 0 | -1080.5968
2030-09-29 | 12 | 153.4624 | 153.4624 | 129.9236 | 266.4163 | 266.4163 | 3777.1387 | 3625.937 | 3785.2273 | 3743.0737 | 3642.4895 | 3538.2996 | 0 | -1080.5968
2030-09-29 | 13 | 153.4624 | 153.4624 | 178.0005 | 266.4163 | 266.4163 | 3777.1387 | 3625.937 | 3785.2273 | 3743.0737 | 3642.4895 | 3538.2996 | 0 | -4.53e-06
2030-09-29 | 14 | 153.4624 | 153.4624 | 646.4664 | 266.4163 | 266.4163 | 3777.1387 | 3625.937 | 3785.2273 | 3743.0737 | 3642.4895 | 3538.2996 | 0 | -1080.5968
2030-09-29 | 15 | 460.3872 | 460.3872 | 646.4664 | 132.3486 | 66.6321 | 3777.1387 | 3625.937 | 3785.2273 | 3743.0737 | 3642.4895 | 3538.2996 | 0 | -1080.5968
2030-09-29 | 16 | 153.4624 | 153.4624 | 646.4664 | 29.577 | 0 | 3777.1387 | 166.9228 | 1892.6136 | 1871.5369 | 2710.4241 | 280.4521 | 0 | -1080.5968
2030-09-29 | 17 | 292.5571 | 306.9248 | 473.4772 | 66.6321 | 47.079 | 3142.1836 | 166.9228 | 1892.6136 | 1871.5369 | 1821.2448 | 1769.1498 | 0 | -1080.5968
2030-09-29 | 18 | 306.9248 | 301.133 | 475.3491 | 102.1434 | 66.6321 | 2017.2954 | 166.9233 | 1892.6136 | 1871.5369 | 3240.9463 | 858.2213 | 0 | -1080.5968
2030-09-29 | 19 | 306.9248 | 405.4978 | 572.5281 | 133.2642 | 81.9292 | 3777.1387 | 168.9809 | 1643.6176 | 1205.6415 | 3642.4895 | 2105.7434 | 0 | -1080.5968
2030-09-29 | 20 | 306.9248 | 322.9605 | 646.4664 | 199.8963 | 199.8963 | 3777.1387 | 166.923 | 3785.2273 | 1587.671 | 3642.4895 | 2482.1699 | 0 | -1080.5968
2030-09-29 | 21 | 460.3872 | 418.4641 | 646.4664 | 199.8963 | 199.8963 | 3777.1387 | 175.5888 | 3785.2273 | 3163.8237 | 3642.4895 | 2104.7886 | 0 | -1080.5968
2030-09-29 | 22 | 460.3872 | 363.5174 | 646.4664 | 266.4163 | 266.4163 | 3777.1387 | 168.9822 | 3785.2273 | 3743.0737 | 3642.4895 | 3059.439 | 0 | -1080.5968
2030-09-29 | 23 | 460.3872 | 460.3872 | 99.9288 | 266.4163 | 266.4163 | 3777.1387 | 166.9236 | 3785.2273 | 3743.0737 | 3642.4895 | 1452.8363 | 0 | -1080.5968
2030-09-29 | 24 | 460.3872 | 460.3872 | 0 | 199.8963 | 199.8963 | 3777.1387 | 166.9223 | 3785.2273 | 2206.4944 | 3642.4895 | 221.0137 | 0 | -1080.5968
2030-09-30 | 1 | 306.9248 | 182.9634 | 0 | 266.4163 | 266.4163 | 3777.1387 | 0 | 2557.9175 | 1893.3523 | 3642.4895 | -2048.8374 | 0 | -1080.5968
2030-09-30 | 2 | 0 | 0 | 0 | 0 | 0 | 3777.1387 | 168.9812 | 964.6873 | 2184.8584 | -198.3393 | 3325.4941 | 0 | -1080.5968
2030-09-30 | 3 | 0 | 0 | 0 | 0 | 0 | 3777.1387 | 166.9235 | -859.9056 | 1871.5369 | 2242.3909 | 2152.541 | 0 | -1080.5968
2030-09-30 | 4 | 0 | 0 | 0 | 0 | 0 | 3777.1387 | 230.9866 | -765.5558 | 3743.0737 | 2513.418 | 3538.2996 | 0 | -1080.5968
2030-09-30 | 5 | 0 | 0 | 0 | 0 | 0 | 3777.1387 | 1031.1047 | -1039.6331 | 3743.0737 | 2343.1555 | 3538.2996 | 0 | -1080.5968
2030-09-30 | 6 | 0 | 0 | 0 | 0 | 0 | 3777.1387 | 2139.0498 | -388.2844 | 3743.0737 | 2318.168 | 3538.2996 | 0 | -1080.5968
2030-09-30 | 7 | 153.4624 | 153.4624 | 0 | 133.2642 | 133.2642 | 3777.1387 | 3625.937 | 1196.0334 | 3743.0737 | 3642.4895 | 3538.2996 | 0 | -1080.5968
2030-09-30 | 8 | 153.4624 | 153.4624 | 0 | 0 | 0 | 3777.1387 | 2891.0159 | 2445.1982 | 3743.0737 | 3642.4895 | 3538.2996 | 0 | -1080.5968
2030-09-30 | 9 | 153.4624 | 153.4624 | 46.0277 | 89.7943 | 66.6321 | 3777.1387 | 1741.6738 | 2323.5515 | 3743.0737 | 3642.4895 | 3538.2996 | 0 | -1080.5968
2030-09-30 | 10 | 153.4624 | 153.4624 | 0 | 0 | 15.8385 | 3777.1387 | 2412.6025 | 2226.304 | 3743.0737 | 3642.4895 | 3538.2996 | 0 | -1080.5968
2030-09-30 | 11 | 153.4624 | 153.4624 | 0 | 0 | 0 | 3777.1387 | 2974.6016 | 1543.2441 | 3743.0737 | 3642.4895 | 3126.9148 | 485.2712 | -1080.5968
2030-09-30 | 12 | 153.4624 | 153.4624 | 0 | 0 | 0 | 3777.1387 | 215.9514 | 390.4078 | 2871.5779 | 3642.4895 | 3538.2996 | 433.7841 | -1080.5968
2030-09-30 | 13 | 153.4624 | 153.4624 | 0 | 66.6321 | 5.539 | 3777.1387 | 215.9529 | 8.0229 | 1871.5369 | 830.1263 | 1769.1498 | 0 | -1080.5968
2030-09-30 | 14 | 460.3872 | 460.3872 | 274.9337 | 199.8963 | 199.8963 | 3777.1387 | 168.9821 | 286.2392 | 1871.5369 | 202.2484 | 1769.1498 | 0 | -1080.5968
2030-09-30 | 15 | 460.3872 | 460.3872 | 646.4664 | 199.8963 | 199.8963 | 3777.1387 | 168.9809 | 603.425 | 1871.5369 | 0 | 3182.4622 | 221.1013 | -1080.5968
2030-09-30 | 16 | 460.3872 | 460.3872 | 646.4664 | 199.8963 | 199.8963 | 2310.7473 | 168.981 | 34.5893 | 1871.5369 | 0 | 1769.1498 | 0 | -1080.5968
2030-09-30 | 17 | 460.3872 | 460.3872 | 646.4664 | 199.8963 | 199.8963 | 1888.5693 | 166.9224 | 0 | 1871.5369 | 417.0662 | 1561.3396 | 0 | -1080.5968
2030-09-30 | 18 | 460.3872 | 460.3872 | 646.4664 | 199.8963 | 199.8963 | 1888.5693 | 168.981 | 0 | 1871.5369 | 1511.46 | 1769.1498 | 297.0934 | -1080.5968
2030-09-30 | 19 | 153.4624 | 185.5414 | 646.4664 | 199.8963 | 199.8963 | 1888.5693 | 168.9818 | 0 | 1871.5369 | 1147.7115 | 1769.1498 | 319.9857 | -1080.5968
2030-09-30 | 20 | 153.4624 | 153.4624 | 646.4664 | 0 | 0 | 1888.5693 | 168.9814 | -1031.6591 | 1871.5369 | 1821.2448 | 1769.1498 | 178.8022 | -1080.5968
2030-09-30 | 21 | 153.4624 | 153.4624 | 646.4664 | 0 | 0 | 2837.0647 | 168.9814 | -1073.8771 | 0 | 1821.2448 | 1769.1498 | 0 | -1080.5968
2030-09-30 | 22 | 153.4624 | 153.4624 | 646.4664 | 0 | 0 | 3749.9282 | 166.9226 | -1722.0011 | -1780.5625 | 1821.2448 | 221.0146 | 0 | -1080.5968
2030-09-30 | 23 | 153.4624 | 153.4624 | 646.4664 | 0 | 0 | 1888.5693 | 166.9225 | -742.4211 | -1785.6639 | 0 | 127.7851 | 0 | -1080.5968
2030-09-30 | 24 | 153.4624 | 153.4624 | 0 | 0 | 0 | 1888.5693 | 0 | -98.302 | -974.2244 | -2463.6455 | -147.8731 | 0 | -1080.5968
2030-10-01 | 1 | 153.4624 | 153.4624 | 0 | 0 | 0 | 3777.1387 | 166.9226 | -1168.5453 | 0 | 0 | 221.0143 | 0 | -1080.5968
2030-10-01 | 2 | 153.4624 | 153.4624 | 0 | 0 | 0 | 3777.1387 | 166.9225 | 44.5225 | -902.7361 | 0 | 1869.7692 | 0 | -1080.5968
2030-10-01 | 3 | 306.9248 | 279.6181 | 0 | 0 | 0 | 2131.8184 | 713.3109 | 627.7585 | -533.5862 | 389.459 | 3538.2996 | 0 | -1080.5968
2030-10-01 | 4 | 460.3872 | 460.3872 | 0 | 266.4163 | 266.4163 | 3031.4067 | 3625.937 | 125.1783 | -1871.5369 | 1821.2448 | 3538.2996 | 0 | -1080.5968
2030-10-01 | 5 | 460.3872 | 460.3872 | 0 | 199.8963 | 178.5834 | 3777.1387 | 3625.937 | -244.8695 | 3743.0737 | 3642.4895 | 3538.2996 | 0 | -1080.5968
2030-10-01 | 6 | 306.9248 | 439.371 | 0 | 133.2642 | 133.2642 | 3777.1387 | 3625.937 | 2934.0056 | 3743.0737 | 3642.4895 | 3538.2996 | 0 | -1080.5968
2030-10-01 | 7 | 211.7247 | 153.4624 | 0 | 199.8963 | 199.8963 | 3777.1387 | 3625.937 | 3785.2273 | 3743.0737 | 3642.4895 | 3538.2996 | 0 | -1080.5968
2030-10-01 | 8 | 153.4624 | 168.0352 | 0 | 133.2642 | 133.2642 | 3777.1387 | 3625.937 | 3785.2273 | 3743.0737 | 3642.4895 | 3538.2996 | 180.6027 | -1080.5968
2030-10-01 | 9 | 153.4624 | 153.4624 | 0 | 199.8963 | 199.8963 | 3777.1387 | 3625.937 | 3785.2273 | 3743.0737 | 3642.4895 | 3538.2996 | 485.2712 | -1080.5968
2030-10-01 | 10 | 153.4624 | 153.4624 | 0 | 133.2642 | 83.5204 | 3777.1387 | 3625.937 | 3785.2273 | 3743.0737 | 3642.4895 | 3538.2996 | 0 | -1080.5968
2030-10-01 | 11 | 153.4624 | 153.4624 | 201.5701 | 199.8963 | 199.8963 | 3777.1387 | 3625.937 | 3785.2273 | 3743.0737 | 3642.4895 | 3538.2996 | 0 | -1080.5968
2030-10-01 | 12 | 153.4624 | 153.4624 | 177.5287 | 193.3257 | 133.2642 | 3777.1387 | 3625.937 | 3785.2273 | 3743.0737 | 3642.4895 | 3538.2996 | 0 | -1080.5968
2030-10-01 | 13 | 153.4624 | 153.4624 | 151.9337 | 112.5186 | 133.2642 | 3777.1387 | 3625.937 | 3785.2273 | 3743.0737 | 3642.4895 | 3538.2996 | 0 | -1080.5968
2030-10-01 | 14 | 153.4624 | 153.4624 | 172.4875 | 133.2642 | 185.926 | 3777.1387 | 3625.937 | 3785.2273 | 3743.0737 | 3642.4895 | 3538.2996 | 0 | -1080.5968
2030-10-01 | 15 | 306.9248 | 405.0959 | 5.3526 | 250.6543 | 266.4163 | 3777.1387 | 3625.937 | 3785.2273 | 3743.0737 | 3642.4895 | 3081.1511 | 0 | -1080.5968
2030-10-01 | 16 | 306.9248 | 215.3849 | 646.4664 | 199.8963 | 199.8963 | 3777.1387 | 1812.9685 | 3785.2273 | 3743.0737 | 3642.4895 | 2735.5469 | 0 | -1080.5968
2030-10-01 | 17 | 460.3872 | 311.6111 | 646.4664 | 199.8963 | 199.8963 | 3777.1387 | 168.9814 | 3785.2273 | 3743.0737 | 3619.1384 | 1091.8706 | 0 | -1080.5968
2030-10-01 | 18 | 460.3872 | 460.3872 | 646.4664 | 199.8963 | 157.5211 | 3777.1387 | 166.9223 | 3785.2273 | 3743.0737 | 2647.2627 | 788.3306 | 0 | -1080.5968
2030-10-01 | 19 | 460.3872 | 419.5009 | 646.4664 | 199.8963 | 199.8963 | 3777.1387 | 168.9824 | 2526.0767 | 3743.0737 | 3482.9734 | 3240.71 | 0 | -1080.5968
2030-10-01 | 20 | 153.4624 | 153.4624 | 484.8498 | 197.3108 | 199.8963 | 3777.1387 | 2993.1194 | 2240.0852 | 3743.0737 | 3642.4895 | 3538.2996 | 0 | -1080.5968
2030-10-01 | 21 | 153.4624 | 153.4624 | 323.2332 | 133.2642 | 133.2642 | 3777.1387 | 3625.937 | 1233.4386 | 3743.0737 | 3642.4895 | 3538.2996 | 323.5141 | -1080.5968
2030-10-01 | 22 | 153.4624 | 153.4624 | 85.8821 | 133.2642 | 118.5078 | 3777.1387 | 3625.937 | 419.5907 | 3743.0737 | 3642.4895 | 3538.2996 | 0 | -1080.5968
2030-10-01 | 23 | 153.4624 | 153.4624 | 0 | 0 | 0 | 3777.1387 | 3625.937 | 3412.6282 | 3743.0737 | 3642.4895 | 3538.2996 | 0 | -1080.5968
2030-10-01 | 24 | 153.4624 | 153.4624 | 415.2872 | 0 | 0 | 3777.1387 | 3625.937 | 2805.3828 | 3743.0737 | 3642.4895 | 3538.2996 | 0 | -1080.5968
2030-10-02 | 1 | 153.4624 | 153.4624 | 646.4664 | 0 | 0 | 3777.1387 | 3625.937 | 1892.6136 | 3743.0737 | 3642.4895 | 3538.2996 | 0 | -1080.5968
2030-10-02 | 2 | 153.4624 | 153.4624 | 0 | 0 | 0 | 3777.1387 | 3625.937 | 3785.2273 | 3743.0737 | 3642.4895 | 3538.2996 | 0 | -1080.5968
2030-10-02 | 3 | 153.4624 | 153.4624 | 0 | 0 | 0 | 3777.1387 | 3625.937 | 3785.2273 | 3743.0737 | 3642.4895 | 3538.2996 | 0 | -1080.5968
2030-10-02 | 4 | 0 | 0 | 0 | 0 | 0 | 3777.1387 | 3625.937 | 3785.2273 | 3743.0737 | 3642.4895 | 3538.2996 | 0 | -1080.5968
2030-10-02 | 5 | 0 | 0 | 0 | 0 | 0 | 3777.1387 | 3625.937 | 3785.2273 | 3743.0737 | 3642.4895 | 3538.2996 | 0 | -1080.5968
2030-10-02 | 6 | 153.4624 | 153.4624 | 0 | 0 | 0 | 3777.1387 | 3625.937 | 3785.2273 | 3743.0737 | 3642.4895 | 3538.2996 | 0 | -1080.5968
2030-10-02 | 7 | 0 | 0 | 83.0788 | 0 | 0 | 3777.1387 | 3625.937 | 3785.2273 | 3743.0737 | 3642.4895 | 3538.2996 | 275.6514 | 1080.5968
2030-10-02 | 8 | 153.4624 | 153.4624 | 0 | 0 | 0 | 3777.1387 | 3625.937 | 3785.2273 | 3743.0737 | 3642.4895 | 3538.2996 | 0 | -1080.5968
2030-10-02 | 9 | 153.4624 | 153.4624 | 0 | 0 | 0 | 3777.1387 | 3625.937 | 3785.2273 | 3743.0737 | 3642.4895 | 3538.2996 | 0 | -1080.5968
2030-10-02 | 10 | 153.4624 | 153.4624 | 0 | 0 | 0 | 3777.1387 | 3625.937 | 3785.2273 | 3743.0737 | 3642.4895 | 3538.2996 | 0 | -1080.5968
2030-10-02 | 11 | 153.4624 | 153.4624 | 0 | 0 | 0 | 3777.1387 | 3625.937 | 3785.2273 | 3743.0737 | 3642.4895 | 3538.2996 | 0 | -1080.5968
2030-10-02 | 12 | 153.4624 | 153.4624 | 0 | 0 | 0 | 3777.1387 | 3625.937 | 3205.7808 | 3743.0737 | 3642.4895 | 3538.2996 | 0 | -1080.5968
2030-10-02 | 13 | 153.4624 | 153.4624 | 484.8498 | 0 | 0 | 3777.1387 | 3625.937 | -2.7895e-05 | 3743.0737 | 3642.4895 | 3538.2996 | 0 | -1080.5968
2030-10-02 | 14 | 460.3872 | 414.7881 | 646.4664 | 133.2642 | 133.2642 | 3777.1387 | 3625.937 | -773.3384 | 3688.3774 | 3642.4895 | 1462.2078 | 0 | -1080.5968
2030-10-02 | 15 | 460.3872 | 460.3872 | 646.4664 | 199.8963 | 199.8963 | 1888.5693 | 1812.9685 | 1892.6136 | 1871.5369 | 2650.5569 | 2311.3481 | 0 | -1080.5968
2030-10-02 | 16 | 460.3872 | 460.3872 | 646.4664 | 266.4163 | 266.4163 | 1888.5693 | 1812.9685 | 1317.9674 | 1871.5369 | 1821.2448 | 3538.2996 | 0 | -1080.5968
2030-10-02 | 17 | 460.3872 | 460.3872 | 646.4664 | 266.4163 | 266.4163 | 1888.5693 | 168.982 | 2879.9265 | 1871.5369 | 0 | 3332.2156 | 0 | -1080.5968
2030-10-02 | 18 | 460.3872 | 460.3872 | 646.4664 | 200.2527 | 266.4163 | 1888.5693 | 166.9227 | 2788.1731 | 1871.5369 | 1718.5262 | 1769.1498 | 0 | -1080.5968
2030-10-02 | 19 | 460.3872 | 460.3872 | 646.4664 | 266.4163 | 266.4163 | 1888.5693 | 168.9799 | 1892.6136 | 1871.5369 | 1821.2448 | 1769.1498 | 0 | -1080.5968
2030-10-02 | 20 | 306.9248 | 269.44 | 646.4664 | 199.8963 | 199.8963 | 2774.6545 | 175.033 | 0 | 1871.5369 | 1544.4324 | 3538.2996 | 0 | -1080.5968
2030-10-02 | 21 | 153.4624 | 153.4624 | 646.4664 | 66.6321 | 49.9759 | 3777.1387 | 168.9794 | -1427.932 | -55.4498 | 1250.7463 | 3122.1082 | 0 | -1080.5968
2030-10-02 | 22 | 153.4624 | 153.4624 | 553.5953 | 0 | 0 | 3777.1387 | 168.9807 | -1528.9545 | 0 | 1821.2448 | 1769.1498 | 0 | -1080.5968
2030-10-02 | 23 | 153.4624 | 153.4624 | 0 | 0 | 0 | 3777.1387 | 215.9527 | -864.649 | -722.8937 | 227.7438 | 1624.719 | 0 | -1080.5968
2030-10-02 | 24 | 153.4624 | 153.4624 | 646.4664 | 0 | 0 | 3777.1387 | 166.9223 | -799.6904 | -1308.2876 | 21.2759 | 705.7238 | 0 | -1080.5968
2030-10-03 | 1 | 153.4624 | 153.4624 | 104.0229 | 0 | 0 | 3777.1387 | 166.922 | -599.4142 | -2657.4028 | 813.6052 | 2310.2063 | 0 | -1080.5968
2030-10-03 | 2 | 153.4624 | 153.4624 | 0 | 0 | 0 | 3777.1387 | 1613.5477 | -1195.1982 | -2235.2087 | 3642.4895 | 3538.2996 | 0 | -1080.5968
2030-10-03 | 3 | 153.4624 | 153.4624 | 0 | 0 | 0 | 3777.1387 | 3625.937 | -332.5094 | 229.5698 | 3588.8066 | 3538.2996 | 0 | 1080.5968
2030-10-03 | 4 | 153.4624 | 153.4624 | 0 | 0 | 0 | 3777.1387 | 3625.937 | 64.8924 | 1438.5684 | 3642.4895 | 3538.2996 | 0 | 1080.5968
2030-10-03 | 5 | 153.4624 | 153.4624 | 0 | 0 | 0 | 3777.1387 | 3625.937 | 45.8075 | 1862.5396 | 3642.4895 | 3538.2996 | 0 | 1080.5968
2030-10-03 | 6 | 153.4624 | 153.4624 | 0 | 0 | 0 | 3777.1387 | 3625.937 | 2649.5825 | 3743.0737 | 3642.4895 | 3538.2996 | 0 | 1080.5968
2030-10-03 | 7 | 153.4624 | 153.4624 | 0 | 0 | 0 | 3777.1387 | 3625.937 | 3785.2273 | 3743.0737 | 3642.4895 | 3538.2996 | 0 | -1080.5968
2030-10-03 | 8 | 153.4624 | 153.4624 | 0 | 0 | 0 | 3777.1387 | 3625.937 | 3785.2273 | 3743.0737 | 3642.4895 | 3538.2996 | 323.5141 | -1080.5968
2030-10-03 | 9 | 153.4624 | 153.4624 | 0 | 0 | 0 | 3777.1387 | 3625.937 | 3785.2273 | 3743.0737 | 3642.4895 | 3538.2996 | 0 | -1080.5968
2030-10-03 | 10 | 153.4624 | 153.4624 | 33.3071 | 0 | 0 | 3777.1387 | 3625.937 | 3785.2273 | 3743.0737 | 3642.4895 | 3538.2996 | 0 | -1080.5968
2030-10-03 | 11 | 153.4624 | 153.4624 | 0 | 0 | 0 | 3777.1387 | 3625.937 | 3785.2273 | 3743.0737 | 3642.4895 | 3538.2996 | 173.371 | -1080.5968
2030-10-03 | 12 | 153.4624 | 153.4624 | 0 | 0 | 0 | 3777.1387 | 3625.937 | 3785.2273 | 3743.0737 | 3642.4895 | 3538.2996 | 282.6018 | -1080.5968
2030-10-03 | 13 | 153.4624 | 153.4624 | 0 | 0 | 0 | 3777.1387 | 3625.937 | 3785.2273 | 3743.0737 | 3642.4895 | 3538.2996 | 418.763 | -1080.5968
2030-10-03 | 14 | 460.3872 | 460.3872 | 0 | 266.4163 | 266.4163 | 3777.1387 | 3393.1663 | 2760.064 | 3743.0737 | 3642.4895 | 2168.5715 | 340.3467 | -1080.5968
2030-10-03 | 15 | 460.3872 | 460.3872 | 646.4664 | 266.4163 | 266.4163 | 3777.1387 | 1812.9685 | 3218.7717 | 3743.0737 | 3642.4895 | 221.0145 | 0 | -1080.5968
2030-10-03 | 16 | 460.3872 | 460.3872 | 646.4664 | 266.4163 | 245.3896 | 1888.5693 | 3102.0784 | 1892.6136 | 1871.5369 | 1565.2402 | 3538.2996 | 0 | -1080.5968
2030-10-03 | 17 | 460.3872 | 460.3872 | 646.4664 | 236.0939 | 199.8963 | 942.2065 | 792.009 | 1892.6136 | 1871.5369 | 1369.1442 | 3538.2996 | 0 | -1080.5968
2030-10-03 | 18 | 460.3872 | 460.3872 | 646.4664 | 145.8469 | 133.2642 | 1888.5693 | 168.9818 | 1892.6136 | 1871.5369 | 154.9958 | 2403.436 | 0 | -1080.5968
2030-10-03 | 19 | 460.3872 | 460.3872 | 646.4664 | 199.8963 | 175.9452 | 2713.8298 | 1379.1771 | 1892.6136 | 1871.5369 | 1821.2448 | 3538.2996 | 0 | -1080.5968
2030-10-03 | 20 | 460.3872 | 460.3872 | 349.0951 | 133.2642 | 187.2311 | 3777.1387 | 3320.248 | 1892.6136 | 3743.0737 | 3642.4895 | 3538.2996 | 83.7967 | -1080.5968
2030-10-03 | 21 | 460.3872 | 460.3872 | 0 | 133.2642 | 130.2861 | 3777.1387 | 3625.937 | 258.7826 | 3743.0737 | 3642.4895 | 3538.2996 | 485.2712 | -1080.5968
2030-10-03 | 22 | 460.3872 | 460.3872 | 0 | 66.6321 | 107.9444 | 3777.1387 | 3625.937 | 1532.3467 | 3743.0737 | 3642.4895 | 3538.2996 | 0 | -1080.5968
2030-10-03 | 23 | 460.3872 | 460.3872 | 464.4935 | 99.3846 | 133.2642 | 3777.1387 | 3625.937 | 1422.1415 | 3743.0737 | 3642.4895 | 3538.2996 | 0 | -1080.5968
2030-10-03 | 24 | 153.4624 | 286.4175 | 0 | 199.8963 | 199.8963 | 3777.1387 | 3625.937 | 3785.2273 | 3743.0737 | 3642.4895 | 3538.2996 | 0 | -1080.5968
2030-10-04 | 1 | 153.4624 | 153.4624 | 0 | 206.2891 | 266.4163 | 3777.1387 | 3625.937 | 3785.2273 | 3743.0737 | 3642.4895 | 3538.2996 | 0 | -1080.5968
2030-10-04 | 2 | 0 | 0 | 0 | 0 | 0 | 3777.1387 | 3625.937 | 3009.7585 | 3743.0737 | 3642.4895 | 3538.2996 | 0 | -1080.5968
2030-10-04 | 3 | 0 | 0 | 0 | 0 | 0 | 3777.1387 | 3625.937 | -2.7895e-05 | 3311.6138 | 3642.4895 | 3538.2996 | 0 | -939.7439
2030-10-04 | 4 | 0 | 0 | 0 | 0 | 0 | 3777.1387 | 1427.439 | -716.8612 | 3491.427 | 3642.4895 | 3538.2996 | 0 | -1080.5968
2030-10-04 | 5 | 0 | 0 | 0 | 0 | 0 | 3777.1387 | 893.7874 | 1892.6136 | 3343.0457 | 3642.4895 | 3538.2996 | 0 | 519.407
2030-10-04 | 6 | 0 | 0 | 0 | 0 | 0 | 3777.1387 | 3625.937 | 3785.2273 | 3743.0737 | 3642.4895 | 3538.2996 | 0 | 405.1195
2030-10-04 | 7 | 0 | 0 | 0 | 0 | 0 | 3777.1387 | 3625.937 | 3785.2273 | 3743.0737 | 3642.4895 | 3538.2996 | 0 | -1080.5968
2030-10-04 | 8 | 0 | 0 | 0 | 0 | 0 | 3777.1387 | 3625.937 | 3785.2273 | 3743.0737 | 3642.4895 | 3538.2996 | 0 | -1080.5968
2030-10-04 | 9 | 153.4624 | 153.4624 | 0 | 0 | 0 | 3777.1387 | 3625.937 | 3785.2273 | 3743.0737 | 3642.4895 | 3538.2996 | 0 | -1080.5968
2030-10-04 | 10 | 153.4624 | 153.4624 | 0 | 0 | 0 | 3777.1387 | 3625.937 | 3785.2273 | 3743.0737 | 3642.4895 | 3538.2996 | 0 | -1080.5968
2030-10-04 | 11 | 153.4624 | 153.4624 | 0 | 0 | 0 | 3777.1387 | 3625.937 | 3785.2273 | 3743.0737 | 3642.4895 | 3538.2996 | 0 | -1080.5968
2030-10-04 | 12 | 153.4624 | 153.4624 | 0 | 0 | 0 | 3777.1387 | 3625.937 | 3785.2273 | 3743.0737 | 3642.4895 | 3538.2996 | 0 | -1080.5968
2030-10-04 | 13 | 153.4624 | 153.4624 | 0 | 266.4163 | 266.4163 | 3777.1387 | 3625.937 | 3785.2273 | 3743.0737 | 3642.4895 | 3538.2996 | 0 | -1080.5968
2030-10-04 | 14 | 153.4624 | 153.4624 | 0 | 266.4163 | 266.4163 | 3777.1387 | 3625.937 | 3785.2273 | 3743.0737 | 3642.4895 | 3538.2996 | 90.7243 | -1080.5968
2030-10-04 | 15 | 153.4624 | 153.4624 | 0 | 266.4163 | 200.0559 | 3777.1387 | 3625.937 | 3785.2273 | 3743.0737 | 3642.4895 | 3538.2996 | 16.4679 | -1080.5968
2030-10-04 | 16 | 153.4624 | 153.4624 | 0 | 199.8963 | 199.8963 | 3777.1387 | 3625.937 | 3785.2273 | 3743.0737 | 3642.4895 | 3538.2996 | 5.1787 | -1080.5968
2030-10-04 | 17 | 153.4624 | 153.4624 | 0 | 133.2642 | 133.2642 | 3777.1387 | 2428.1523 | 3785.2273 | 3743.0737 | 3642.4895 | 1769.1498 | 0 | -1080.5968
2030-10-04 | 18 | 153.4624 | 153.4624 | 0 | 133.2642 | 133.2642 | 3777.1387 | 230.9856 | 3785.2273 | 3743.0737 | 3642.4895 | 3323.8079 | 37.3842 | -1080.5968
2030-10-04 | 19 | 153.4624 | 153.4624 | 0 | 133.2642 | 133.2642 | 3777.1387 | 213.9528 | -2.7895e-05 | 3743.0737 | 3642.4895 | 752.9272 | 0 | -1080.5968
2030-10-04 | 20 | 306.9248 | 306.9248 | 545.3342 | 133.2642 | 133.2642 | 2602.0828 | 189.6504 | -431.5738 | 1871.5369 | 1821.2448 | 265.2469 | 0 | -1080.5968
2030-10-04 | 21 | 460.3872 | 460.3872 | 646.4664 | 199.8963 | 199.8963 | 1888.5693 | 0 | 1892.6136 | 1871.5369 | 0 | 221.0138 | 0 | -1080.5968
2030-10-04 | 22 | 153.4624 | 153.4624 | 646.4664 | 0 | 0 | 1888.5693 | 0 | 1291.3585 | 1816.0717 | -1821.2448 | 0 | 0 | -966.5658
2030-10-04 | 23 | 153.4624 | 153.4624 | 241.4566 | 0 | 0 | 3777.1387 | 166.9223 | -522.6686 | -1122.4269 | -1821.2448 | 221.0145 | 0 | -1080.5968
2030-10-04 | 24 | 153.4624 | 153.4624 | 0 | 0 | 0 | 2681.8555 | 166.9227 | -1168.4631 | -1871.5369 | 0 | 221.0141 | 0 | -1080.5968
2030-10-05 | 1 | 153.4624 | 153.4624 | 0 | 0 | 0 | 3777.1387 | 166.9224 | -431.7065 | -409.6398 | 0 | 221.0137 | 0 | -1080.5968
2030-10-05 | 2 | 153.4624 | 153.4624 | 0 | 0 | 0 | 3777.1387 | 166.9222 | -67.0374 | -1119.8595 | 0 | 795.3558 | 0 | -1080.5968
2030-10-05 | 3 | 153.4624 | 153.4624 | 0 | 0 | 0 | 3777.1387 | 168.9811 | 1101.8585 | 0 | 0 | 3538.2996 | 0 | -1080.5968
2030-10-05 | 4 | 153.4624 | 153.4624 | 0 | 133.2642 | 120.0798 | 3777.1387 | 168.9806 | 565.8795 | 0 | 2453.3115 | 3538.2996 | 0 | -1080.5968
2030-10-05 | 5 | 153.4624 | 304.7029 | 0 | 66.6321 | 58.6988 | 3777.1387 | 168.981 | 1037.8682 | 993.6376 | 1821.2448 | 3538.2996 | 0 | -1080.5968
2030-10-05 | 6 | 306.9248 | 426.2991 | 0 | 0 | 0 | 3777.1387 | 168.9811 | 533.6762 | 0 | 3126.2959 | 3538.2996 | 0 | -1080.5968
2030-10-05 | 7 | 460.3872 | 460.3872 | 0 | 0 | 19.8467 | 3777.1387 | 168.981 | 1727.7788 | 0 | 0 | 3003.5117 | 0 | -1080.5968
2030-10-05 | 8 | 420.5869 | 460.3872 | 0 | 133.2642 | 191.8692 | 3777.1387 | 168.9826 | 1570.5887 | -1709.5049 | 0 | 2854.9355 | 0 | -1080.5968
2030-10-05 | 9 | 460.3872 | 460.3872 | 0 | 133.2642 | 155.8781 | 2603.3267 | 166.922 | 1388.6412 | 1871.5369 | 1821.2448 | 670.8278 | 0 | -1080.5968
2030-10-05 | 10 | 460.3872 | 460.3872 | 187.568 | 264.8706 | 199.8963 | 2380.9873 | 166.9227 | 1409.0295 | 1871.5369 | 1821.2448 | 1284.0482 | 0 | -1080.5968
2030-10-05 | 11 | 460.3872 | 460.3872 | 534.1674 | 266.4163 | 266.4163 | 1888.5693 | 166.9235 | 1298.0826 | 1871.5369 | 1821.2448 | 1153.1376 | 0 | -1080.5968
2030-10-05 | 12 | 460.3872 | 460.3872 | 529.417 | 177.0807 | 199.8963 | 1888.5693 | 166.9231 | 1046.5045 | 1871.5369 | 1821.2448 | 221.0137 | 0 | -1080.5968
2030-10-05 | 13 | 460.3872 | 460.3872 | 428.8326 | 266.4163 | 266.4163 | 1767.0284 | 166.9225 | 1051.2498 | 0 | 511.2755 | 221.0145 | 0 | -1080.5968
2030-10-05 | 14 | 460.3872 | 460.3872 | 240.9032 | 199.8963 | 199.8963 | 1888.5693 | 166.9225 | 1892.6136 | 0 | 0 | 221.0121 | 0 | -1080.5968
2030-10-05 | 15 | 460.3872 | 460.3872 | 204.2717 | 266.4163 | 266.4163 | 1451.5222 | 166.9225 | 353.6858 | 0 | 1507.405 | 221.0137 | 0 | -1080.5968
2030-10-05 | 16 | 460.3872 | 460.3872 | 231.0921 | 199.8963 | 199.8963 | 679.295 | 0 | 1892.6136 | 0 | 0 | 0 | 0 | -1080.5968
2030-10-05 | 17 | 460.3872 | 460.3872 | 237.01 | 199.8963 | 199.8963 | 711.5535 | 0 | 1892.6136 | 0 | 0 | -636.8 | 0 | -1080.5968
2030-10-05 | 18 | 460.3872 | 460.3872 | 274.3592 | 266.4163 | 266.4163 | 769.4789 | 0 | 1892.6136 | 0 | 0 | 79.3709 | 0 | -1080.5968
2030-10-05 | 19 | 460.3872 | 460.3872 | 406.8896 | 199.8963 | 199.8963 | 1134.2067 | 166.9225 | 1892.6136 | 0 | 0 | 1662.8483 | 0 | -1080.5968
2030-10-05 | 20 | 460.3872 | 460.3872 | 634.5457 | 266.4163 | 266.4163 | 338.4344 | 168.9811 | 1892.6136 | 0 | 728.4021 | 2333.5657 | 0 | -1080.5968
2030-10-05 | 21 | 460.3872 | 460.3872 | 646.4664 | 266.4163 | 266.4163 | 19.7009 | 168.9814 | 1892.6136 | 1755.7297 | 0 | 2787.6238 | 0 | -1080.5968
2030-10-05 | 22 | 460.3872 | 460.3872 | 323.2332 | 266.4163 | 266.4163 | 1888.5693 | 168.9807 | 1892.6136 | 0 | 911.6908 | 351.1434 | 0 | -1080.5968
2030-10-05 | 23 | 306.9248 | 167.9663 | 530.4575 | 199.8963 | 199.8963 | 2363.7222 | 166.9211 | 0 | 0 | -154.0242 | 1769.1498 | 0 | -1080.5968
2030-10-05 | 24 | 153.4624 | 153.4624 | 0 | 0 | 0 | 3777.1387 | 168.981 | -125.9162 | 0 | 0 | 3538.2996 | 0 | -1080.5968
2030-10-06 | 1 | 365.5953 | 306.9248 | 0 | 199.8963 | 199.8963 | 3777.1387 | 168.9818 | 105.858 | 367.5631 | 3379.0022 | 3538.2996 | 0 | -1080.5968
2030-10-06 | 2 | 153.4624 | 153.4624 | 0 | 0 | 0 | 3777.1387 | 1812.9685 | 1814.5233 | 3390.9346 | 3642.4895 | 3538.2996 | 0 | -1080.5968
2030-10-06 | 3 | 0 | 0 | 0 | 0 | 0 | 3777.1387 | 3625.937 | -37.2813 | 2983.8879 | 3642.4895 | 3538.2996 | 0 | -92.8956
2030-10-06 | 4 | 0 | 0 | 0 | 0 | 0 | 3777.1387 | 3625.937 | -106.0175 | 3743.075 | 3642.4895 | 3538.2996 | 0 | -1080.5968
2030-10-06 | 5 | 0 | 0 | 0 | 0 | 0 | 3777.1387 | 3625.937 | -226.7289 | 3743.0737 | 3642.4895 | 3538.2996 | 0 | -1080.5968
2030-10-06 | 6 | 0 | 0 | 162.056 | 0 | 0 | 3777.1387 | 3625.937 | 319.4886 | 3743.0737 | 3642.4895 | 3538.2996 | 0 | 1080.5968
2030-10-06 | 7 | 0 | 0 | 0 | 0 | 0 | 3777.1387 | 3625.937 | 2529.3406 | 3743.0737 | 3642.4895 | 3538.2996 | 0 | -1080.5968
2030-10-06 | 8 | 0 | 0 | 0 | 0 | 0 | 3777.1387 | 3625.937 | 3785.2273 | 3743.0737 | 3642.4895 | 3538.2996 | 0 | -1080.5968
2030-10-06 | 9 | 153.4624 | 153.4624 | 0 | 0 | 0 | 3777.1387 | 3625.937 | 3785.2273 | 3743.0737 | 3642.4895 | 3538.2996 | 0 | -1080.5968
2030-10-06 | 10 | 153.4624 | 153.4624 | 0 | 0 | 0 | 3777.1387 | 3625.937 | 3785.2273 | 3743.0737 | 3642.4895 | 3538.2996 | 0 | -1080.5968
2030-10-06 | 11 | 153.4624 | 26.3109 | 0 | 199.7842 | 207.8139 | 3777.1387 | 3625.937 | 3785.2273 | 3743.0737 | 3642.4895 | 3538.2996 | 0 | 1080.5968
2030-10-06 | 12 | 153.4624 | 153.4624 | 0 | 187.3624 | 133.2642 | 3777.1387 | 3625.937 | 3785.2273 | 3743.0737 | 3642.4895 | 3538.2996 | 0 | -1080.5968
2030-10-06 | 13 | 460.3872 | 381.676 | 38.1571 | 266.4163 | 266.4163 | 3777.1387 | 3625.937 | 3785.2273 | 3743.0737 | 3642.4895 | 3538.2996 | 0 | -1080.5968
2030-10-06 | 14 | 153.4624 | 153.4624 | 70.0268 | 266.4163 | 266.4163 | 3777.1387 | 3625.937 | 3785.2273 | 3743.0737 | 3642.4895 | 3538.2996 | 0 | -1080.5968
2030-10-06 | 15 | 153.4624 | 153.4624 | 89.7278 | 266.4163 | 266.4163 | 3777.1387 | 3625.937 | 3785.2273 | 3743.0737 | 3642.4895 | 3538.2996 | 0 | -1080.5968
2030-10-06 | 16 | 153.4624 | 153.4624 | 89.0239 | 266.4163 | 266.4163 | 3777.1387 | 3625.937 | 3785.2273 | 3743.0737 | 3642.4895 | 3538.2996 | 0 | -1080.5968
2030-10-06 | 17 | 153.4624 | 153.4624 | 140.8345 | 266.4163 | 266.4163 | 3777.1387 | 3625.937 | 3785.2273 | 3743.0737 | 3642.4895 | 3538.2996 | 0 | -1080.5968
2030-10-06 | 18 | 153.4624 | 153.4624 | 504.0542 | 266.4163 | 266.4163 | 3777.1387 | 3625.937 | 3785.2273 | 3743.0737 | 3642.4895 | 3538.2996 | 0 | -1080.5968
2030-10-06 | 19 | 306.9248 | 186.4196 | 0 | 266.4163 | 266.4163 | 3777.1387 | 3625.937 | 3785.2273 | 3743.0737 | 3642.4895 | 3538.2996 | 256.8798 | -1080.5968
2030-10-06 | 20 | 460.3872 | 352.1148 | 0 | 266.4163 | 266.4163 | 3777.1387 | 3625.937 | 3785.2273 | 3743.0737 | 3642.4895 | 3538.2996 | 0 | -1080.5968
2030-10-06 | 21 | 153.4624 | 216.9729 | 0 | 266.4163 | 266.4163 | 3777.1387 | 3625.937 | 3785.2273 | 3743.0737 | 3642.4895 | 3538.2996 | 0 | -1080.5968
2030-10-06 | 22 | 0 | 0 | 646.4664 | 228.9353 | 199.8963 | 3777.1387 | 3625.937 | 3785.2273 | 3743.0737 | 3642.4895 | 3538.2996 | 0 | -1080.5968
2030-10-06 | 23 | 153.4624 | 153.4624 | 0 | 0 | 0 | 3777.1387 | 3625.937 | 3785.2273 | 3743.0737 | 3642.4895 | 3538.2996 | 485.2712 | -1080.5968
2030-10-06 | 24 | 0 | 0 | 81.4757 | 66.6321 | 122.1336 | 3777.1387 | 3625.937 | 3785.2273 | 3743.0737 | 3642.4895 | 3538.2996 | 0 | -1080.5968
2030-10-07 | 1 | 0 | 0 | 0 | 0 | 0 | 3777.1387 | 3625.937 | 3785.2273 | 3743.0737 | 3642.4895 | 3538.2996 | 0 | -1080.5968
2030-10-07 | 2 | 0 | 0 | 0 | 0 | 0 | 3777.1387 | 3625.937 | 3785.2273 | 3743.0737 | 3642.4895 | 3538.2996 | 0 | -1080.5968
2030-10-07 | 3 | 0 | 0 | 0 | 0 | 61.1296 | 3777.1387 | 3625.937 | 3512.3748 | 3743.0737 | 3642.4895 | 3538.2996 | 0 | -1080.5968
2030-10-07 | 4 | 153.4624 | 153.4624 | 0 | 266.4163 | 266.4163 | 3777.1387 | 3625.937 | 3785.2273 | 3743.0728 | 3642.4895 | 3538.2996 | 0 | -1080.5968
2030-10-07 | 5 | 153.4624 | 153.4624 | 0 | 266.4163 | 266.4163 | 3777.1387 | 3625.937 | 3785.2273 | 3743.0737 | 3642.4895 | 3538.2996 | 0 | 1080.5968
2030-10-07 | 6 | 153.4624 | 153.4624 | 0 | 133.2081 | 133.2081 | 3777.1387 | 3625.937 | 3785.2273 | 3743.0737 | 3642.4895 | 3538.2996 | 0 | 0
2030-10-07 | 7 | 153.4624 | 153.4624 | 0 | 0 | 0 | 3777.1387 | 3625.937 | 3785.2273 | 3743.0737 | 3642.4895 | 3538.2996 | 0 | -1080.5968
2030-10-07 | 8 | 153.4624 | 153.4624 | 0 | 0 | 0 | 3777.1387 | 3625.937 | 3785.2273 | 3743.0737 | 3642.4895 | 3538.2996 | 0 | -1080.5968
2030-10-07 | 9 | 153.4624 | 153.4624 | 0 | 199.8963 | 199.8963 | 3777.1387 | 3625.937 | 3785.2273 | 3743.0737 | 3642.4895 | 3538.2996 | 0 | -1080.5968
2030-10-07 | 10 | 153.4624 | 153.4624 | 0 | 199.8963 | 199.8963 | 3777.1387 | 3625.937 | 3785.2273 | 3743.0737 | 3642.4895 | 3538.2996 | 0 | -1080.5968
2030-10-07 | 11 | 153.4624 | 153.4624 | 0 | 199.8963 | 199.8963 | 3777.1387 | 3625.937 | 3785.2273 | 3743.0737 | 3642.4895 | 3538.2996 | 0 | -1080.5968
2030-10-07 | 12 | 153.4624 | 153.4624 | 0 | 0 | 0 | 3777.1387 | 3625.937 | 3785.2273 | 3743.0737 | 3642.4895 | 3538.2996 | 0 | -1080.5968
2030-10-07 | 13 | 153.4624 | 153.4624 | 0 | 266.4163 | 266.4163 | 3777.1387 | 3625.937 | 3785.2273 | 3743.0737 | 3642.4895 | 3538.2996 | 0 | -1080.5968
2030-10-07 | 14 | 153.4624 | 153.4624 | 0 | 266.4163 | 266.4163 | 3777.1387 | 3625.937 | 3785.2273 | 3743.0737 | 3642.4895 | 3538.2996 | 0 | -1080.5968
2030-10-07 | 15 | 153.4624 | 153.4624 | 0 | 266.4163 | 266.4163 | 3777.1387 | 3625.937 | 3785.2273 | 3743.0737 | 3642.4895 | 3538.2996 | 0 | -1080.5968
2030-10-07 | 16 | 153.4624 | 153.4624 | 0 | 266.4163 | 266.4163 | 3777.1387 | 3625.937 | 3785.2273 | 3743.0737 | 3642.4895 | 3538.2996 | 0 | -1080.5968
2030-10-07 | 17 | 153.4624 | 153.4624 | 0 | 266.4163 | 266.4163 | 3777.1387 | 3625.937 | 3785.2273 | 3743.0737 | 3642.4895 | 3538.2996 | 0 | -1080.5968
2030-10-07 | 18 | 306.9248 | 234.4261 | 0 | 266.4163 | 266.4163 | 3777.1387 | 3625.937 | 3785.2273 | 3743.0737 | 3642.4895 | 3538.2996 | 0 | -1080.5968
2030-10-07 | 19 | 153.4624 | 153.4624 | 0 | 266.4163 | 266.4163 | 3777.1387 | 3625.937 | 3785.2273 | 3743.0737 | 3642.4895 | 3538.2996 | 0 | -1080.5968
2030-10-07 | 20 | 153.4624 | 153.4624 | 0 | 266.4163 | 266.4163 | 3777.1387 | 3625.937 | 3785.2273 | 3743.0737 | 3642.4895 | 3538.2996 | 0 | -1080.5968
2030-10-07 | 21 | 153.4624 | 153.4624 | 0 | 120.3535 | 66.6321 | 3777.1387 | 3625.937 | 3785.2273 | 3743.0737 | 3642.4895 | 3538.2996 | 0 | -1080.5968
2030-10-07 | 22 | 153.4624 | 153.4624 | 0 | 0 | 34.6869 | 3777.1387 | 3625.937 | 3785.2273 | 3743.0737 | 3642.4895 | 3538.2996 | 0 | -1080.5968
2030-10-07 | 23 | 153.4624 | 153.4624 | 0 | 0 | 0 | 3777.1387 | 3625.937 | 3785.2273 | 3743.0737 | 3642.4895 | 3538.2996 | 0 | -1080.5968
2030-10-07 | 24 | 153.4624 | 153.4624 | 0 | 133.2642 | 133.2642 | 3777.1387 | 3625.937 | 3785.2273 | 3743.0737 | 3642.4895 | 3538.2996 | 0 | -1080.5968
2030-10-08 | 1 | 153.4624 | 153.4624 | 0 | 199.8963 | 199.8963 | 3777.1387 | 3625.937 | 3785.2273 | 3743.0737 | 3642.4895 | 3538.2996 | 0 | -1080.5968
2030-10-08 | 2 | 153.4624 | 153.4624 | 0 | 11.2241 | 0 | 3777.1387 | 3625.937 | 3785.2273 | 3743.0737 | 3642.4895 | 3538.2996 | 0 | -1080.5968
2030-10-08 | 3 | 153.4624 | 153.4624 | 0 | 199.8963 | 199.8963 | 3777.1387 | 3625.937 | 3785.2273 | 3743.0737 | 3642.4895 | 3538.2996 | 0 | -1080.5968
2030-10-08 | 4 | 153.4624 | 153.4624 | 0 | 266.4163 | 266.4163 | 3777.1387 | 3625.937 | 3785.2273 | 3743.0737 | 3642.4895 | 3538.2996 | 0 | -1080.5968
2030-10-08 | 5 | 153.4624 | 153.4624 | 0 | 266.4163 | 266.4163 | 3777.1387 | 3625.937 | 3785.2273 | 3743.0737 | 3642.4895 | 3538.2996 | 0 | -1080.5968
2030-10-08 | 6 | 153.4624 | 153.4624 | 0 | 266.4163 | 266.4163 | 3777.1387 | 3625.937 | 3785.2273 | 3743.0737 | 3642.4895 | 3538.2996 | 0 | -1080.5968
2030-10-08 | 7 | 153.4624 | 153.4624 | 0 | 0 | 0 | 3777.1387 | 3625.937 | 3785.2273 | 3743.0737 | 3642.4895 | 3538.2996 | 0 | -1080.5968
2030-10-08 | 8 | 153.4624 | 153.4624 | 0 | 66.6321 | 66.6321 | 3777.1387 | 3625.937 | 3785.2273 | 3743.0728 | 3642.4895 | 3538.2996 | 0 | -1080.5968
2030-10-08 | 9 | 153.4624 | 153.4624 | 0 | 133.2642 | 86.3855 | 3777.1387 | 3625.9382 | 3785.2273 | 3743.0737 | 3642.4895 | 3538.2996 | 0 | -1080.5968
2030-10-08 | 10 | 153.4624 | 153.4624 | 0 | 133.2642 | 119.6829 | 3777.1387 | 3625.937 | 3785.2273 | 3743.0737 | 3642.4895 | 3538.2996 | 0 | -1080.5968
2030-10-08 | 11 | 153.4624 | 153.4624 | 0 | 144.169 | 133.2642 | 3777.1387 | 3625.937 | 3785.2273 | 3743.0737 | 3642.4895 | 3538.2996 | 0 | -1080.5968
2030-10-08 | 12 | 153.4624 | 153.4624 | 0 | 199.8963 | 199.8963 | 3777.1387 | 3625.937 | 3785.2273 | 3743.0737 | 3642.4895 | 3538.2996 | 0 | -1080.5968
2030-10-08 | 13 | 153.4624 | 153.4624 | 0 | 199.8963 | 199.8963 | 3777.1387 | 3625.937 | 3785.2273 | 3743.0737 | 3642.4895 | 3538.2996 | 0 | -1080.5968
2030-10-08 | 14 | 460.3872 | 460.3872 | 0 | 133.2642 | 140.3077 | 3777.1387 | 3625.937 | 3785.2273 | 3743.0737 | 3642.4895 | 1934.9829 | 0 | -1080.5968
2030-10-08 | 15 | 460.3872 | 460.3872 | 0 | 199.8963 | 199.8963 | 3777.1387 | 373.324 | 3785.2273 | 3743.0737 | 3642.4895 | 3538.2996 | 0 | -1080.5968
2030-10-08 | 16 | 460.3872 | 460.3872 | 646.4664 | 199.8963 | 199.8963 | 3777.1387 | 168.9808 | 2900.7712 | 2828.5488 | 3642.4895 | 1769.1498 | 0 | -1080.5968
2030-10-08 | 17 | 413.8546 | 460.3872 | 0 | 66.6321 | 66.6321 | 3355.4028 | 213.9523 | 1892.6136 | 1871.5369 | 3642.4895 | 1769.1498 | 0 | -1080.5968
2030-10-08 | 18 | 460.3872 | 460.3872 | 0 | 0 | 49.1144 | 3777.1387 | 166.9225 | 1892.6136 | 1871.5369 | 1821.2448 | 1769.1498 | 0 | -1080.5968
2030-10-08 | 19 | 306.9248 | 295.3085 | 0 | 47.2793 | 0 | 2302.2178 | 168.9813 | 1892.6136 | 2493.0796 | 3610.3933 | 1769.1498 | 0 | -1080.5968
2030-10-08 | 20 | 297.1236 | 306.9248 | 0 | 0 | 0 | 2073.7063 | 168.98 | 3785.2273 | 2211.9788 | 1821.2448 | 1769.1498 | 0 | -1080.5968
2030-10-08 | 21 | 292.0741 | 153.4624 | 646.4664 | 66.6321 | 66.6321 | 1888.5693 | 166.9226 | 3785.2273 | 1871.5369 | 1821.2448 | 1769.1498 | 0 | -1080.5968
2030-10-08 | 22 | 205.3298 | 306.9248 | 0 | 66.6321 | 66.6321 | 3171.073 | 166.9236 | 2063.2031 | 1871.5369 | 1821.2448 | 1485.1783 | 0 | -1080.5968
2030-10-08 | 23 | 179.081 | 306.9248 | 136.1686 | 133.2642 | 133.2642 | 1888.5693 | 168.9803 | 1892.6136 | 1871.5369 | 1821.2448 | 1519.882 | 0 | -1080.5968
2030-10-08 | 24 | 153.4624 | 153.4624 | 0 | 133.2642 | 133.2642 | 3777.1387 | 168.9807 | -465.0591 | 0 | 0 | 1769.1498 | 0 | -1080.5968
2030-10-09 | 1 | 153.4624 | 153.4624 | 0 | 0 | 0 | 3777.1387 | 215.9531 | -1321.6168 | 506.751 | 1821.2448 | 3538.2996 | 0 | -1080.5968
2030-10-09 | 2 | 153.4624 | 153.4624 | 0 | 0 | 0 | 3777.1387 | 3625.937 | -1454.458 | 260.7502 | 2161.3782 | 3538.2996 | 0 | -1080.5968
2030-10-09 | 3 | 153.4624 | 153.4624 | 0 | 0 | 0 | 3777.1387 | 3625.937 | -1502.1711 | 791.3117 | 2864.6033 | 3538.2996 | 0 | -1080.5968
2030-10-09 | 4 | 153.4624 | 153.4624 | 0 | 0 | 0 | 3777.1387 | 3625.937 | -1640.4552 | 2256.9949 | 3054.031 | 3538.2996 | 0 | -1080.5968
2030-10-09 | 5 | 153.4624 | 153.4624 | 0 | 0 | 0 | 3777.1387 | 3625.937 | -1985.7599 | 3486.6382 | 3642.4895 | 3538.2996 | 0 | -1080.5968
2030-10-09 | 6 | 153.4624 | 153.4624 | 0 | 0 | 0 | 3777.1387 | 3625.937 | -999.1452 | 3743.0737 | 3642.4895 | 3538.2996 | 0 | -1080.5968
2030-10-09 | 7 | 153.4624 | 153.4624 | 0 | 0 | 0 | 3777.1387 | 3625.937 | -2237.6252 | 3743.0737 | 3276.3203 | 3538.2996 | 0 | -1080.5968
2030-10-09 | 8 | 153.4624 | 153.4624 | 0 | 0 | 0 | 3777.1387 | 2101.8215 | -1790.0598 | 1871.5369 | 1821.2448 | 3538.2996 | 0 | -1080.5968
2030-10-09 | 9 | 153.4624 | 153.4624 | 221.689 | 0 | 0 | 3777.1387 | 1812.9685 | -1818.2665 | 1272.8312 | 1821.2448 | 2460.4116 | 0 | -1080.5968
2030-10-09 | 10 | 153.4624 | 153.4624 | 0 | 0 | 0 | 3777.1387 | 168.9816 | -2014.4861 | 1871.5369 | 1821.2448 | 2963.1765 | 33.4633 | -1080.5968
2030-10-09 | 11 | 460.3872 | 460.3872 | 0 | 199.8963 | 199.8963 | 2008.1991 | 168.9805 | 1892.6136 | 1871.5369 | 1821.2448 | 1769.1498 | 0 | -1080.5968
2030-10-09 | 12 | 460.3872 | 460.3872 | 0 | 199.8963 | 199.8963 | 1914.7941 | 168.981 | 1892.6136 | 1871.5369 | 1821.2448 | 1769.1498 | 0 | -1080.5968
2030-10-09 | 13 | 460.3872 | 460.3872 | 287.8586 | 199.8963 | 199.8963 | 3777.1387 | 168.9819 | 1892.6136 | 1871.5369 | 1821.2448 | 1984.5219 | 0 | -1080.5968
2030-10-09 | 14 | 460.3872 | 460.3872 | 0 | 199.8963 | 199.8963 | 3777.1387 | 215.9514 | 1892.6136 | 1957.2625 | 1821.2448 | 3538.2996 | 0 | -1080.5968
2030-10-09 | 15 | 460.3872 | 460.3872 | 0 | 199.8963 | 199.8963 | 1888.5693 | 215.9531 | 1892.6136 | 1871.5369 | 1821.2448 | 2779.4036 | 0 | -1080.5968
2030-10-09 | 16 | 460.3872 | 460.3872 | 0 | 199.8963 | 199.8963 | 1888.5693 | 215.9501 | 1892.6136 | 1871.5369 | 1821.2448 | 2201.5559 | 0 | -1080.5968
2030-10-09 | 17 | 460.3872 | 460.3872 | 0 | 199.8963 | 199.8963 | 2350.2886 | 215.952 | 1892.6136 | 1871.5369 | 1821.2448 | 1769.1498 | 0 | -1080.5968
2030-10-09 | 18 | 460.3872 | 460.3872 | 0 | 199.8963 | 199.8963 | 2553.8892 | 168.9815 | 1892.6136 | 1871.5369 | 1821.2448 | 1769.1498 | 0 | -1080.5968
2030-10-09 | 19 | 460.3872 | 460.3872 | 0 | 199.8963 | 199.8963 | 2591.1467 | 168.9811 | 3448.5879 | 1871.5369 | 1821.2448 | 1769.1498 | 0 | -1080.5968
2030-10-09 | 20 | 460.3872 | 460.3872 | 646.4664 | 266.4163 | 266.4163 | 1888.5693 | 166.9228 | 1896.9459 | 1871.5369 | 1821.2448 | 1769.1498 | 196.1909 | -1080.5968
2030-10-09 | 21 | 460.3872 | 460.3872 | 12.1263 | 266.4163 | 266.4163 | 1888.5693 | 166.9221 | 3026.7693 | 1871.5369 | 1821.2448 | 1769.1498 | 0 | -1080.5968
2030-10-09 | 22 | 460.3872 | 460.3872 | 0 | 199.8963 | 199.8963 | 1888.5693 | 166.923 | 1892.6136 | 1871.5369 | 1821.2448 | 1769.1498 | 0 | -1080.5968
2030-10-09 | 23 | 460.3872 | 460.3872 | 0 | 199.8963 | 199.8963 | 1888.5693 | 168.9809 | 1892.6136 | 1871.5369 | 2935.7842 | 266.1367 | 0 | -1080.5968
2030-10-09 | 24 | 460.3872 | 460.3872 | 0 | 199.8963 | 199.8963 | 1888.5693 | 166.9224 | -1892.6136 | 732.429 | 1354.4148 | 1259.9001 | 0 | -1080.5968
2030-10-10 | 1 | 153.4624 | 153.4624 | 0 | 0 | 0 | 3777.1387 | 166.9223 | -1422.3774 | 15.3519 | 0 | 988.1972 | 0 | -1080.5968
2030-10-10 | 2 | 153.4624 | 153.4624 | 0 | 0 | 0 | 3777.1387 | 215.9519 | -1419.3311 | 4.53e-05 | 207.7542 | 3538.2996 | 0 | -1080.5968
2030-10-10 | 3 | 153.4624 | 153.4624 | 0 | 0 | 0 | 3777.1387 | 3545.6819 | -1992.8971 | -1871.5369 | 1819.7638 | 3538.2996 | 0 | -801.3846
2030-10-10 | 4 | 153.4624 | 153.4624 | 0 | 0 | 0 | 3777.1387 | 2910.0205 | -1717.5538 | 555.5804 | 1821.2448 | 3538.2996 | 0 | -1080.5968
2030-10-10 | 5 | 153.4624 | 153.4624 | 0 | 0 | 0 | 3777.1387 | 215.9517 | -1391.2208 | 4.53e-05 | 322.6401 | 3538.2996 | 0 | -1080.5968
2030-10-10 | 6 | 153.4624 | 153.4624 | 0 | 0 | 0 | 3777.1387 | 168.9812 | -670.5812 | 1672.8354 | 0 | 3538.2996 | 0 | -1080.5968
2030-10-10 | 7 | 153.4624 | 153.4624 | 0 | 0 | 0 | 3777.1387 | 215.9527 | -199.3931 | 1871.5369 | 1821.2448 | 3538.2996 | 0 | -1080.5968
2030-10-10 | 8 | 460.3872 | 460.3872 | 507.4738 | 148.0207 | 199.8963 | 3777.1387 | 215.9507 | -2.7895e-05 | 974.8516 | 1821.2448 | 2197.4543 | 0 | -1080.5968
2030-10-10 | 9 | 460.3872 | 460.3872 | 36.3156 | 199.8963 | 199.8963 | 3186.1179 | 215.9519 | 312.9636 | 1871.5369 | 1821.2448 | 1769.1498 | 0 | -1080.5968
2030-10-10 | 10 | 460.3872 | 460.3872 | 197.834 | 266.4163 | 241.9362 | 1888.5693 | 215.9541 | 1892.6136 | 1871.5369 | 1821.2448 | 2021.6865 | 0 | -1080.5968
2030-10-10 | 11 | 460.3872 | 460.3872 | 144.3779 | 266.4163 | 266.4163 | 2435.1169 | 215.9522 | 1892.6136 | 1871.5369 | 1821.2448 | 1924.0607 | 0 | -1080.5968
2030-10-10 | 12 | 460.3872 | 460.3872 | 48.0346 | 266.4163 | 266.4163 | 1888.5693 | 215.9517 | 589.3174 | 1871.5369 | 1821.2448 | 2335.6091 | 0 | -1080.5968
2030-10-10 | 13 | 460.3872 | 460.3872 | 0 | 266.4163 | 263.097 | 1888.5693 | 213.9531 | 1892.6136 | 1871.5369 | 1635.1886 | 1042.2609 | 0 | -1080.5968
2030-10-10 | 14 | 460.3872 | 460.3872 | 0 | 199.8963 | 178.9698 | 1888.5693 | 166.9225 | 783.5424 | 1871.5369 | 1821.2448 | 1769.1498 | 0 | -1080.5968
2030-10-10 | 15 | 460.3872 | 460.3872 | 0 | 72.2291 | 66.6321 | 1888.5693 | 166.9225 | 728.8967 | 1871.5369 | 1821.2448 | 944.2278 | 0 | -1080.5968
2030-10-10 | 16 | 460.3872 | 460.3872 | 528.2926 | 106.5535 | 66.6321 | 1888.5693 | 166.9228 | 1704.4773 | 1871.5369 | 1621.545 | 221.0145 | 0 | -1080.5968
2030-10-10 | 17 | 460.3872 | 460.3872 | 646.4664 | 133.2642 | 184.6443 | 1888.5693 | 166.9224 | 311.1502 | 1277.8879 | 1821.2448 | 221.0138 | 0 | -1080.5968
2030-10-10 | 18 | 460.3872 | 460.3872 | 484.8498 | 133.2642 | 101.0797 | 1888.5693 | 166.9226 | 474.1597 | 1871.5369 | 1821.2448 | 799.6208 | 0 | -1080.5968
2030-10-10 | 19 | 460.3872 | 460.3872 | 646.4664 | 66.6321 | 54.4297 | 1888.5693 | 168.9809 | 1892.6136 | 1871.5369 | 1821.2448 | 1769.1498 | 0 | -1080.5968
2030-10-10 | 20 | 460.3872 | 460.3872 | 646.4664 | 199.8963 | 199.8963 | 1931.3517 | 168.9815 | 1892.6136 | 1871.5369 | 1821.2448 | 1769.1498 | 0 | -1080.5968
2030-10-10 | 21 | 460.3872 | 460.3872 | 646.4664 | 266.4163 | 257.3474 | 1888.5693 | 168.9811 | 1892.6136 | 1871.5369 | 2029.4169 | 1769.1498 | 0 | -1080.5968
2030-10-10 | 22 | 460.3872 | 460.3872 | 484.8498 | 213.457 | 266.4163 | 1888.5693 | 210.5145 | 1892.6136 | 1871.5369 | 1821.2448 | 925.2457 | 0 | -1080.5968
2030-10-10 | 23 | 460.3872 | 460.3872 | 153.7537 | 199.8963 | 199.8963 | 1888.5693 | 168.9813 | 1892.6136 | 1871.5369 | 2101.0635 | 1201.6412 | 0 | -1080.5968
2030-10-10 | 24 | 460.3872 | 460.3872 | 0 | 199.8963 | 234.9158 | 1888.5693 | 166.9223 | 694.8831 | 0 | 1821.2448 | 0 | 0 | -1080.5968
2030-10-11 | 1 | 460.3872 | 460.3872 | 0 | 199.8963 | 163.1209 | 0 | 0 | 960.9839 | 0 | 1821.2448 | -762.7311 | 0 | -1080.5968
2030-10-11 | 2 | 460.3872 | 460.3872 | 0 | 125.0584 | 66.6321 | 1888.5693 | 166.9216 | 1012.9112 | 916.9703 | 1821.2448 | 221.014 | 0 | -1080.5968
2030-10-11 | 3 | 460.3872 | 460.3872 | 0 | 199.8963 | 182.8892 | 1888.5693 | 166.923 | 1892.6136 | -128.8799 | 647.571 | 3057.2388 | 0 | -1080.5968
2030-10-11 | 4 | 460.3872 | 460.3872 | 0 | 158.5055 | 199.8963 | 2363.2102 | 166.9221 | 2455.915 | 1592.2861 | 1821.2448 | 3538.2996 | 0 | -1080.5968
2030-10-11 | 5 | 460.3872 | 460.3872 | 0 | 133.2642 | 133.2642 | 3777.1387 | 168.9816 | 3218.6934 | 1822.9504 | 1821.2448 | 3538.2996 | 0 | -1080.5968
2030-10-11 | 6 | 460.3872 | 460.3872 | 0 | 0 | 0 | 3777.1387 | 1812.9685 | 3785.2273 | 2097.572 | 3642.4895 | 3538.2996 | 0 | -1080.5968
2030-10-11 | 7 | 460.3872 | 460.3872 | 0 | 0 | 0 | 3777.1387 | 800.0109 | 3785.2273 | 2798.0076 | 3642.4895 | 3538.2996 | 0 | -1080.5968
2030-10-11 | 8 | 306.9248 | 415.7503 | 0 | 0 | 60.0797 | 3777.1387 | 2374.8245 | 3628.3955 | 2814.6187 | 3642.4895 | 3538.2996 | 0 | -1080.5968
2030-10-11 | 9 | 306.9248 | 417.6158 | 0 | 133.2642 | 133.2642 | 3777.1387 | 3625.937 | 3785.2273 | 3061.6326 | 3642.4895 | 3538.2996 | 0 | -1080.5968
2030-10-11 | 10 | 306.9248 | 305.3493 | 0 | 199.8963 | 199.8963 | 3777.1387 | 3625.937 | 3785.2273 | 3743.0737 | 3642.4895 | 3538.2996 | 0 | -1080.5968
2030-10-11 | 11 | 154.7419 | 306.9248 | 0 | 199.8963 | 199.8963 | 3777.1387 | 3625.937 | 3785.2273 | 3743.0737 | 3642.4895 | 3538.2996 | 0 | -1080.5968
2030-10-11 | 12 | 441.5652 | 460.3872 | 0 | 199.8963 | 199.8963 | 3777.1387 | 3625.937 | 3785.2273 | 3743.0737 | 3642.4895 | 3538.2996 | 0 | -1080.5968
2030-10-11 | 13 | 153.4624 | 179.8477 | 0 | 199.8963 | 199.8963 | 3777.1387 | 3625.937 | 3785.2273 | 3743.0737 | 3642.4895 | 3538.2996 | 0 | -1080.5968
2030-10-11 | 14 | 153.4624 | 153.4624 | 0 | 133.2642 | 184.0614 | 3777.1387 | 3625.937 | 3785.2273 | 3743.0737 | 3642.4895 | 3538.2996 | 0 | -1080.5968
2030-10-11 | 15 | 153.4624 | 153.4624 | 0 | 199.8963 | 199.8963 | 3777.1387 | 3625.937 | 3785.2273 | 3743.0737 | 3642.4895 | 3538.2996 | 0 | -1080.5968
2030-10-11 | 16 | 210.0276 | 306.9248 | 0 | 133.2642 | 133.2642 | 3777.1387 | 1689.7712 | 3785.2273 | 3743.0737 | 3642.4895 | 3538.2996 | 0 | -1080.5968
2030-10-11 | 17 | 153.4624 | 306.4695 | 0 | 199.8963 | 199.8963 | 3777.1387 | 1079.6234 | 3785.2273 | 3743.0737 | 3642.4895 | 3538.2996 | 0 | -1080.5968
2030-10-11 | 18 | 153.4624 | 153.4624 | 0 | 266.4163 | 266.4163 | 3777.1387 | 2499.2805 | 3785.2273 | 3743.0737 | 3642.4895 | 3538.2996 | 0 | -1080.5968
2030-10-11 | 19 | 153.4624 | 153.4624 | 0 | 266.4163 | 266.4163 | 3777.1387 | 3625.937 | 3785.2273 | 3743.0737 | 3642.4895 | 3538.2996 | 0 | -1080.5968
2030-10-11 | 20 | 153.4624 | 153.4624 | 0 | 266.4163 | 266.4163 | 3777.1387 | 3625.937 | 3785.2273 | 3743.0737 | 3642.4895 | 3538.2996 | 0 | -1080.5968
2030-10-11 | 21 | 153.4624 | 153.4624 | 0 | 199.8963 | 199.8963 | 3733.1311 | 3625.937 | 3785.2273 | 3743.0737 | 3642.4895 | 3538.2996 | 0 | -1080.5968
2030-10-11 | 22 | 153.4624 | 153.4624 | 0 | 266.4163 | 266.4163 | 3517.1021 | 3625.937 | 3785.2273 | 3743.0737 | 3642.4895 | 2643.6843 | 0 | -1080.5968
2030-10-11 | 23 | 0 | 0 | 0 | 0 | 0 | 3777.1387 | 3625.937 | 3785.2273 | 3743.0737 | 3642.4895 | 2668.8203 | 0 | -1080.5968
2030-10-11 | 24 | 0 | 0 | 0 | 0 | 0 | 3777.1387 | 3574.1575 | 3785.2273 | 3743.0737 | 3642.4895 | 841.7837 | 0 | -411.0602
2030-10-12 | 1 | 0 | 0 | 0 | 0 | 0 | 3777.1387 | 885.0231 | 3785.2273 | 3743.0737 | 3642.4895 | 3538.2996 | 0 | -1080.5968
2030-10-12 | 2 | 0 | 0 | 0 | 266.4163 | 266.4163 | 3777.1387 | 230.9873 | 2308.908 | 3743.0737 | 3642.4895 | 3538.2996 | 0 | -1080.5968
2030-10-12 | 3 | 0 | 0 | 0 | 266.4163 | 266.4163 | 3418.332 | 333.9527 | 1892.6136 | 3743.0737 | 3642.4895 | 3538.2996 | 0 | -1080.5968
2030-10-12 | 4 | 0 | 0 | 0 | 266.4163 | 266.4163 | 3746.6641 | 168.9802 | 3785.2273 | 3743.0737 | 3642.4895 | 3538.2996 | 0 | 1080.5968
2030-10-12 | 5 | 0 | 0 | 0 | 266.4163 | 266.4163 | 3777.1387 | 1812.9685 | 2306.3411 | 3743.0737 | 3642.4895 | 3538.2996 | 0 | -1080.5968
2030-10-12 | 6 | 153.4624 | 153.4624 | 0 | 0 | 0 | 3777.1387 | 3625.937 | 3785.2273 | 3743.0737 | 3642.4895 | 3538.2996 | 0 | -1080.5968
2030-10-12 | 7 | 153.4624 | 153.4624 | 0 | 235.2437 | 199.8963 | 3777.1387 | 3302.166 | 3785.2273 | 3743.0737 | 3642.4895 | 3538.2996 | 0 | -1080.5968
2030-10-12 | 8 | 153.4624 | 153.4624 | 0 | 0 | 0 | 3777.1387 | 3145.0713 | 3785.2273 | 3743.0737 | 3642.4895 | 3538.2996 | 0 | -1080.5968
2030-10-12 | 9 | 153.4624 | 153.4624 | 0 | 0 | 0 | 3777.1387 | 3625.937 | 3785.2273 | 3743.0737 | 3642.4895 | 3538.2996 | 0 | -1080.5968
2030-10-12 | 10 | 153.4624 | 153.4624 | 0 | 133.2642 | 133.2642 | 3777.1387 | 3625.937 | 3785.2273 | 3743.0737 | 3642.4895 | 3538.2996 | 0 | -1080.5968
2030-10-12 | 11 | 153.4624 | 153.4624 | 0 | 0 | 0 | 3777.1387 | 3625.937 | 3785.2273 | 3743.0737 | 3642.4895 | 3538.3005 | 0 | -1080.5968
2030-10-12 | 12 | 153.4624 | 153.4624 | 0 | 199.8963 | 199.8963 | 3777.1387 | 3625.937 | 3785.2273 | 3743.0737 | 3642.4895 | 2806.6553 | 0 | -1080.5968
2030-10-12 | 13 | 0 | 0 | 300.3667 | 266.4163 | 202.9186 | 3777.1387 | 3625.937 | 3785.2273 | 3743.0737 | 3642.4895 | 611.9225 | 0 | -1080.5968
2030-10-12 | 14 | 153.4624 | 153.4624 | 189.4362 | 237.2282 | 199.7842 | 3777.1387 | 2983.6179 | 3785.2273 | 3743.0737 | 3642.4895 | -686.6842 | 0 | -1080.5968
2030-10-12 | 15 | 153.4624 | 153.4624 | 145.715 | 133.1521 | 199.2881 | 3777.1387 | 1554.4889 | 3785.2273 | 3743.0737 | 3642.4895 | 1026.765 | 0 | -1080.5968
2030-10-12 | 16 | 153.4624 | 153.4624 | 167.2024 | 66.5199 | 66.5199 | 3777.1387 | 776.6889 | 3785.2273 | 3743.0737 | 3642.4895 | 221.0156 | 0 | -1080.5968
2030-10-12 | 17 | 153.4624 | 153.4624 | 132.691 | 266.4163 | 266.4163 | 3777.1387 | 168.9807 | 3785.2273 | 3743.0737 | 3642.4895 | -1447.5417 | 0 | -1080.5968
2030-10-12 | 18 | 153.4624 | 153.4624 | 0 | 266.4163 | 266.4163 | 3777.1387 | 166.9237 | 3785.2273 | 3743.0737 | 3642.4895 | -1769.1508 | 0 | 1080.5968
2030-10-12 | 19 | 153.4624 | 153.4624 | 0 | 266.4163 | 266.4163 | 3777.1387 | 230.9864 | 3785.2273 | 3743.0737 | 3642.4895 | -1794.2513 | 0 | -1080.5968
2030-10-12 | 20 | 0 | 0 | 577.1075 | 0 | 0 | 3777.1387 | 413.0927 | 3785.2273 | 3743.0737 | 3642.4895 | -605.2578 | 0 | -1080.5968
2030-10-12 | 21 | 0 | 0 | 0 | 0 | 0 | 3773.1287 | 398.7144 | 3785.2273 | 3743.0737 | 3642.4895 | -499.9747 | 0 | -1080.5968
2030-10-12 | 22 | 0 | 0 | 310.6801 | 0 | 0 | 3777.1387 | 805.5794 | 3785.2273 | 3743.0737 | 3642.4895 | -125.297 | 0 | -1080.5968
2030-10-12 | 23 | 0 | 0 | 89.5971 | 240.5216 | 199.7842 | 3777.1387 | 1812.9685 | 3785.2273 | 3743.0737 | 3642.4895 | 221.0142 | 0 | -1080.5968
2030-10-12 | 24 | 0 | 0 | 0 | 266.4163 | 266.4163 | 3706.2295 | 1639.4153 | 3785.2273 | 3743.0737 | 3642.4895 | 244.4746 | 0 | -1080.5968
2030-10-13 | 1 | 0 | 0 | 0 | 266.4163 | 266.4163 | 3777.1387 | 1511.0033 | 3785.2273 | 3743.0737 | 3642.4895 | 1205.9073 | 0 | -1080.5968
2030-10-13 | 2 | 0 | 0 | 0 | 266.4163 | 266.4163 | 3753.5679 | 230.9847 | 1892.6136 | 3743.0737 | 3642.4895 | 3538.2996 | 0 | -1080.5968
2030-10-13 | 3 | 0 | 0 | 0 | 266.4163 | 266.4163 | 3056.0217 | 213.2913 | 425.583 | 3743.0737 | 3642.4895 | 3538.2996 | 0 | -1080.5968
2030-10-13 | 4 | 0 | 0 | 0 | 266.4163 | 266.4163 | 3027.8218 | 780.3035 | 814.4646 | 3743.0737 | 3642.4895 | 3538.2996 | 0 | -1080.5968
2030-10-13 | 5 | 0 | 0 | 0 | 266.4163 | 266.4163 | 2716.1846 | 1615.1133 | 1293.936 | 3743.0737 | 3642.4895 | 3538.2996 | 0 | -1080.5968
2030-10-13 | 6 | 0 | 0 | 0 | 266.4163 | 266.4163 | 2621.7183 | 3625.937 | 2257.8452 | 3743.0737 | 3642.4895 | 2922.9543 | 0 | -1080.5968
2030-10-13 | 7 | 0 | 0 | 0 | 266.4163 | 266.4163 | 3777.1387 | 3625.937 | 3461.7473 | 3743.0737 | 3642.4895 | 3026.8088 | 0 | -1080.5968
2030-10-13 | 8 | 0 | 0 | 0 | 266.4163 | 266.4163 | 3753.7373 | 3625.937 | 3785.2273 | 3743.0737 | 3642.4895 | 3538.2996 | 0 | -1080.5968
2030-10-13 | 9 | 0 | 0 | 0 | 266.4163 | 266.4163 | 3450.0422 | 3625.936 | 3785.2273 | 3743.0737 | 3642.4895 | 1414.4081 | 0 | -1080.5968
2030-10-13 | 10 | 0 | 0 | 0 | 199.8963 | 139.8937 | 3777.1387 | 3461.9883 | 3785.2273 | 3743.0737 | 3642.4895 | 1689.5076 | 0 | -1080.5968
2030-10-13 | 11 | 0 | 0 | 0 | 178.4042 | 199.7842 | 3777.1387 | 2367.6711 | 3785.2273 | 3743.0737 | 3642.4895 | 1895.6592 | 0 | -1080.5968
2030-10-13 | 12 | 0 | 0 | 0 | 266.4163 | 230.9557 | 3777.1387 | 230.9893 | 3785.2273 | 3743.0737 | 3642.4895 | 2222.7622 | 0 | -1080.5968
2030-10-13 | 13 | 0 | 0 | 0 | 133.152 | 132.2339 | 3777.1387 | 674.4353 | 3785.2273 | 3743.0737 | 3642.4895 | 2430.2957 | 0 | -1080.5968
2030-10-13 | 14 | 0 | 0 | 0 | 212.1927 | 199.8963 | 3777.1387 | 230.9903 | 3785.2273 | 3743.0737 | 3642.4895 | 3271.4502 | 0 | -1080.5968
2030-10-13 | 15 | 0 | 0 | 0 | 266.4163 | 266.4163 | 3777.1387 | 1477.0206 | 3785.2273 | 3743.0737 | 3642.4895 | 2598.9043 | 0 | -1080.5968
2030-10-13 | 16 | 0 | 0 | 0 | 266.4163 | 266.4163 | 2787.3892 | 213.9519 | 3785.2273 | 3743.0737 | 3642.4895 | -627.9417 | 0 | -1080.5968
2030-10-13 | 17 | 153.4624 | 153.4624 | 0 | 266.4163 | 266.4163 | 3404.5706 | 166.866 | 3785.2273 | 3743.0737 | 3642.4895 | -3538.2996 | 0 | -1080.5968
2030-10-13 | 18 | 153.4624 | 153.4624 | 0 | 266.4163 | 266.4163 | 3349.7837 | 166.9193 | 3785.2273 | 3743.0737 | 3642.4895 | -3095.7058 | 0 | -1080.5968
2030-10-13 | 19 | 153.4624 | 153.4624 | 366.1433 | 266.4163 | 266.4163 | 3052.0112 | 166.9222 | 3785.2273 | 3743.0737 | 3642.4895 | -1422.022 | 0 | -1080.5968
2030-10-13 | 20 | 153.4624 | 153.4624 | 555.0116 | 0 | 0 | 3161.4827 | 168.9824 | 3785.2273 | 3743.0737 | 3642.4895 | -414.796 | 0 | -1080.5968
2030-10-13 | 21 | 153.4624 | 153.4624 | 467.4725 | 66.5199 | 79.2546 | 3352.1746 | 168.9821 | 3785.2273 | 3743.0737 | 3642.4895 | -1651.3756 | 0 | -1080.5968
2030-10-13 | 22 | 153.4624 | 153.4624 | 412.2705 | 0 | 0 | 3535.2793 | 168.9801 | 3785.2273 | 3743.0737 | 3642.4895 | -3021.6797 | 0 | -1080.5968
2030-10-13 | 23 | 0 | 0 | 0 | 0 | 0 | 3777.1387 | 220.2453 | 3785.2273 | 3743.0737 | 3642.4895 | -2964.1277 | 0 | -1080.5968
2030-10-13 | 24 | 0 | 0 | 0 | 266.4163 | 266.4163 | 3777.1387 | 166.9219 | 3785.2273 | 3743.0737 | 3642.4895 | -1151.522 | 0 | -1080.5968
2030-10-14 | 1 | 0 | 0 | 0 | 266.4163 | 266.4163 | 1971.5045 | 230.983 | 2635.7136 | 3743.0737 | 3642.4895 | 1639.4131 | 0 | -1080.5968
2030-10-14 | 2 | 0 | 0 | 0 | 266.4163 | 266.4163 | 3487.9082 | 230.987 | 1477.1238 | 3743.0737 | 3642.4895 | 3538.2996 | 0 | -1080.5968
2030-10-14 | 3 | 0 | 0 | 0 | 266.4163 | 266.4163 | 3777.1387 | 333.9492 | 1206.2373 | 2746.7644 | 3642.4895 | 3538.2983 | 0 | -1080.5968
2030-10-14 | 4 | 0 | 0 | 0 | 266.4163 | 266.4163 | 3682.9727 | 230.9845 | 1237.5874 | 3743.0737 | 3642.4895 | 3538.2983 | 0 | -4.53e-06
2030-10-14 | 5 | 0 | 0 | 0 | 266.4163 | 266.4163 | 2609.3523 | 333.9514 | 1892.6136 | 3743.0737 | 3642.4895 | 3538.2996 | 0 | -4.53e-06
2030-10-14 | 6 | 0 | 0 | 0 | 266.4163 | 266.4163 | 2708.1184 | 3625.937 | 3785.2273 | 3743.0737 | 3642.4895 | 3538.2996 | 0 | -1080.5968
2030-10-14 | 7 | 0 | 0 | 0 | 66.6321 | 39.5461 | 1857.3982 | 169.7263 | 3785.2273 | 3743.0737 | 3642.4895 | 300.2724 | 0 | 1080.5968
2030-10-14 | 8 | 153.4624 | 153.4624 | 0 | 133.2642 | 133.2642 | 3446.3142 | 3625.937 | 2433.7495 | 3743.0737 | 3642.4895 | 2318.6641 | 0 | -1080.5968
2030-10-14 | 9 | 153.4624 | 153.4624 | 0 | 66.6321 | 66.6321 | 3777.1387 | 1812.9685 | 919.3442 | 3743.0737 | 3642.4895 | 3538.2996 | 0 | -1080.5968
2030-10-14 | 10 | 153.4624 | 153.4624 | 0 | 0 | 60.3131 | 3777.1387 | 1886.9692 | -142.9075 | 3743.0737 | 3642.4895 | 2629.6501 | 0 | -1080.5968
2030-10-14 | 11 | 153.4624 | 153.4624 | 0 | 199.8963 | 160.0822 | 3777.1387 | 1917.016 | 2424.0977 | 3743.0737 | 3642.4895 | 265.2455 | 0 | -1080.5968
2030-10-14 | 12 | 153.4624 | 153.4624 | 0 | 141.1715 | 199.8963 | 3777.1387 | 213.9527 | 3785.2273 | 3743.0737 | 3642.4895 | 149.2978 | 0 | -1080.5968
2030-10-14 | 13 | 289.4035 | 306.9248 | 0 | 199.8963 | 199.8963 | 3777.1387 | 213.9518 | -2.7895e-05 | 551.6544 | 3642.4895 | 170.5865 | 0 | -1080.5968
2030-10-14 | 14 | 460.3872 | 460.3872 | 0 | 190.8128 | 133.2642 | 2759.8999 | 213.9524 | -2.7895e-05 | 4.53e-05 | 1821.2448 | 265.2463 | 0 | -1080.5968
2030-10-14 | 15 | 460.3872 | 460.3872 | 0 | 199.8963 | 199.8963 | 1992.1969 | 213.9525 | -2.7895e-05 | 4.53e-05 | 2309.3794 | 265.2481 | 123.7957 | -1080.5968
2030-10-14 | 16 | 460.3872 | 460.3872 | 0 | 199.8963 | 199.8963 | 1888.5693 | 213.9525 | 1892.6136 | 359.1756 | 0.00097203 | -1747.101 | 407.194 | -1080.5968
2030-10-14 | 17 | 460.3872 | 460.3872 | 0 | 199.8963 | 199.8963 | 1888.5693 | 166.9224 | 1892.6136 | 1285.8004 | 106.2927 | -511.5944 | 0 | -1080.5968
2030-10-14 | 18 | 460.3872 | 460.3872 | 116.4519 | 199.8963 | 199.8963 | 1888.5693 | 166.9225 | 1892.6136 | 1871.5369 | 939.9116 | 221.0141 | 0 | -1080.5968
2030-10-14 | 19 | 460.3872 | 460.3872 | 0 | 199.8963 | 199.8963 | 3437.781 | 215.9531 | 1892.6136 | 1871.5369 | 2047.8423 | 1769.1498 | 138.1016 | -1080.5968
2030-10-14 | 20 | 153.4624 | 153.4624 | 72.9818 | 0 | 0 | 3777.1387 | 215.9523 | -81.4944 | 1871.5369 | 901.5276 | 3538.2996 | 123.5752 | -1080.5968
2030-10-14 | 21 | 153.4624 | 153.4624 | 0 | 0 | 0 | 3777.1387 | 215.9506 | 638.6548 | 1871.5369 | -1808.7157 | 1769.1498 | 205.7722 | -1080.5968
2030-10-14 | 22 | 153.4624 | 153.4624 | 0 | 0 | 0 | 3777.1387 | 215.9511 | -1450.0618 | 258.2428 | 1821.2448 | 768.1024 | 0 | -1080.5968
2030-10-14 | 23 | 153.4624 | 153.4624 | 0 | 0 | 0 | 3777.1387 | 215.9527 | 64.3418 | 869.0633 | -2997.1606 | 2583.1104 | 0 | -1080.5968
2030-10-14 | 24 | 153.4624 | 153.4624 | 0 | 0 | 0 | 3777.1387 | 166.9224 | -538.9027 | 0 | -1821.2448 | 1769.1498 | 0 | -1080.5968
2030-10-15 | 1 | 153.4624 | 153.4624 | 0 | 0 | 0 | 3777.1387 | 1127.933 | -854.2657 | -1430.545 | -1821.2457 | 3538.2996 | 0 | -1080.5968
2030-10-15 | 2 | 153.4624 | 153.4624 | 0 | 0 | 0 | 3777.1387 | 3625.937 | -1384.342 | -1272.7336 | 0 | 3538.2996 | 0 | -1080.5968
2030-10-15 | 3 | 153.4624 | 153.4624 | 0 | 0 | 0 | 3777.1387 | 3625.937 | -1497.2313 | 3562.0046 | 3642.4895 | 3538.2996 | 0 | -1080.5968
2030-10-15 | 4 | 153.4624 | 153.4624 | 0 | 0 | 0 | 3777.1387 | 3625.937 | 290.6518 | 3743.0737 | 3642.4895 | 3538.2996 | 0 | -1080.5968
2030-10-15 | 5 | 460.3872 | 460.3872 | 0 | 66.6321 | 37.5196 | 3777.1387 | 3625.937 | 2241.4714 | 3743.0737 | 3642.4895 | 3538.2996 | 0 | -1080.5968
2030-10-15 | 6 | 306.9248 | 375.2429 | 0 | 199.8963 | 199.8963 | 3777.1387 | 3625.937 | 3785.2273 | 3743.0737 | 3642.4895 | 3538.2996 | 0 | -1080.5968
2030-10-15 | 7 | 306.9248 | 364.3587 | 0 | 133.2642 | 133.2642 | 3777.1387 | 3625.937 | 3575.731 | 3743.0737 | 3642.4895 | 3538.2996 | 0 | -1080.5968
2030-10-15 | 8 | 379.2566 | 306.9248 | 0 | 66.6321 | 66.6321 | 3777.1387 | 3625.937 | 1892.6136 | 3743.0737 | 3642.4895 | 3538.2996 | 0 | -1080.5968
2030-10-15 | 9 | 460.3872 | 460.3872 | 0 | 66.6321 | 6.7112 | 3777.1387 | 3625.937 | 1088.063 | 3743.0737 | 3642.4895 | 3538.2996 | 0 | -1080.5968
2030-10-15 | 10 | 153.4624 | 153.4624 | 0 | 199.8963 | 146.8245 | 3777.1387 | 3625.937 | 1691.4237 | 3743.0737 | 3165.8035 | 3538.2996 | 0 | -1080.5968
2030-10-15 | 11 | 153.4624 | 251.4305 | 0 | 199.8963 | 199.8963 | 3777.1387 | 3625.937 | 2103.2317 | 3743.0737 | 2496.1755 | 839.916 | 0 | -1080.5968
2030-10-15 | 12 | 306.9248 | 211.4371 | 0 | 199.8963 | 199.8963 | 3777.1387 | 227.7862 | 2136.9565 | 3743.0737 | 2194.2312 | 2290.502 | 0 | -1080.5968
2030-10-15 | 13 | 460.3872 | 460.3872 | 0 | 48.9973 | 66.6321 | 3777.1387 | 249.3838 | 1403.9933 | 3743.0737 | 1092.6609 | 3538.2996 | 0 | -1080.5968
2030-10-15 | 14 | 460.3872 | 460.3872 | 484.8498 | 69.8298 | 66.6321 | 3777.1387 | 215.952 | 803.7581 | 3743.0737 | -4.53e-06 | 1840.9445 | 0 | -1080.5968
2030-10-15 | 15 | 460.3872 | 344.7444 | 323.2332 | 110.7811 | 66.6321 | 3777.1387 | 215.9518 | 1892.6136 | 2526.4827 | 55.338 | 265.2444 | 0 | -1080.5968
2030-10-15 | 16 | 460.3872 | 460.3872 | 502.4045 | 199.8963 | 199.8963 | 3777.1387 | 213.9524 | -75.9079 | 1506.6918 | -4.53e-06 | 687.0799 | 0 | -1080.5968
2030-10-15 | 17 | 460.3872 | 460.3872 | 646.4664 | 199.8963 | 199.8963 | 3777.1387 | 213.9523 | 748.9319 | 1871.5369 | -2474.5896 | 127.5709 | 0 | -1080.5968
2030-10-15 | 18 | 153.4624 | 153.4624 | 646.4664 | 66.6321 | 66.6321 | 3777.1387 | 215.9534 | -113.4092 | 1871.5369 | -1821.2457 | 559.1407 | 0 | -1080.5968
2030-10-15 | 19 | 153.4624 | 153.4624 | 646.4664 | 0 | 0 | 3777.1387 | 168.9812 | 930.3919 | 1871.5369 | -1821.2448 | 1769.1498 | 0 | -1080.5968
2030-10-15 | 20 | 167.4287 | 306.9248 | 484.8498 | 133.2642 | 133.2642 | 3777.1387 | 215.9519 | 1892.6136 | 1871.5369 | -1918.1621 | 1994.1965 | 0 | -1080.5968
2030-10-15 | 21 | 460.3872 | 460.3872 | 323.2332 | 199.8963 | 200.9057 | 3777.1387 | 215.9544 | -11.4768 | 1871.5369 | 1821.2448 | 3538.2996 | 0 | -1080.5968
2030-10-15 | 22 | 460.3872 | 460.3872 | 484.8498 | 199.8963 | 199.8963 | 3777.1387 | 215.9524 | -663.9598 | 1842.4337 | 1161.1505 | 1296.5359 | 0 | -1080.5968
2030-10-15 | 23 | 153.4624 | 153.4624 | 0 | 0 | 0 | 3777.1387 | 215.9522 | -437.3604 | 3275.8933 | -28.5788 | 3429.873 | 0 | -1080.5968
2030-10-15 | 24 | 153.4624 | 153.4624 | 0 | 0 | 0 | 3777.1387 | 2079.5427 | -175.0974 | 3743.0737 | 234.4816 | 3538.2996 | 0 | -1080.5968
2030-10-16 | 1 | 153.4624 | 153.4624 | 0 | 0 | 0 | 3777.1387 | 2327.0283 | -47.237 | 3743.0737 | 3642.4895 | 3538.2996 | 0 | -1080.5968
2030-10-16 | 2 | 153.4624 | 153.4624 | 0 | 133.2642 | 133.2642 | 3777.1387 | 3625.937 | 3785.2273 | 3743.0737 | 3642.4895 | 3538.2996 | 0 | -1080.5968
2030-10-16 | 3 | 153.4624 | 153.4624 | 0 | 0 | 0 | 3777.1387 | 3625.937 | 3785.2273 | 3743.0737 | 3642.4895 | 3538.2996 | 0 | -511.1715
2030-10-16 | 4 | 153.4624 | 153.4624 | 0 | 0 | 0 | 3777.1387 | 3625.937 | 3785.2273 | 3743.0737 | 3642.4895 | 3538.2996 | 0 | -1080.5968
2030-10-16 | 5 | 153.4624 | 153.4624 | 0 | 0 | 0 | 3777.1387 | 3625.937 | 3785.2273 | 3743.0737 | 3642.4895 | 3538.2996 | 0 | -4.53e-06
2030-10-16 | 6 | 153.4624 | 153.4624 | 0 | 141.6879 | 199.8963 | 3777.1387 | 3625.937 | 3785.2273 | 3743.0737 | 3642.4895 | 3538.2996 | 0 | -1080.5968
2030-10-16 | 7 | 306.9248 | 157.7756 | 0 | 66.6321 | 66.6321 | 3777.1387 | 3625.937 | 3142.4629 | 3743.0737 | 3642.4895 | 3538.2996 | 0 | -1080.5968
2030-10-16 | 8 | 311.9505 | 460.3872 | 0 | 133.2642 | 133.2642 | 3777.1387 | 2364.2485 | 2317.3848 | 3743.0737 | 3215.8516 | 3538.2996 | 0 | -1080.5968
2030-10-16 | 9 | 460.3872 | 417.4785 | 0 | 133.2642 | 133.2642 | 3777.1387 | 2871.155 | 2529.5317 | 3743.0737 | 350.6328 | 3538.2996 | 0 | -1080.5968
2030-10-16 | 10 | 460.3872 | 424.3333 | 0 | 133.2642 | 133.2642 | 3777.1387 | 2820.0486 | 2686.2871 | 3743.0737 | 2128.3022 | 3538.2996 | 0 | -1080.5968
2030-10-16 | 11 | 306.9248 | 186.5165 | 0 | 133.2642 | 133.2642 | 3777.1387 | 3188.8494 | 3519.0525 | 3743.0737 | 3604.8982 | 3538.2996 | 0 | -1080.5968
2030-10-16 | 12 | 306.9248 | 183.071 | 0 | 199.8963 | 199.8963 | 3777.1387 | 3119.7959 | 3785.2273 | 3743.0737 | 3642.4895 | 3538.2996 | 0 | -1080.5968
2030-10-16 | 13 | 153.4624 | 153.4624 | 0 | 0 | 0 | 3777.1387 | 3625.937 | 3555.4175 | 3743.0737 | 3642.4895 | 3538.2996 | 0 | -1080.5968
2030-10-16 | 14 | 153.4624 | 153.4624 | 0 | 140.3105 | 133.2642 | 3777.1387 | 3625.937 | 3785.2273 | 3743.0737 | 3642.4895 | 3538.2996 | 0 | -1080.5968
2030-10-16 | 15 | 306.9248 | 298.8875 | 0 | 199.8963 | 199.8963 | 3777.1387 | 3625.937 | 3785.2273 | 3743.0737 | 3642.4895 | 3538.2996 | 0 | -1080.5968
2030-10-16 | 16 | 174.9908 | 153.4624 | 0 | 266.4163 | 266.4163 | 3777.1387 | 3625.937 | 3785.2273 | 3743.0737 | 3642.4895 | 3538.2996 | 220.8999 | 1080.5968
2030-10-16 | 17 | 153.4624 | 171.5226 | 0 | 199.8963 | 199.8963 | 3777.1387 | 1418.98 | 3785.2273 | 3743.0737 | 3642.4895 | 3538.2996 | 0 | -1080.5968
2030-10-16 | 18 | 153.4624 | 294.6956 | 0 | 199.8963 | 199.8963 | 3777.1387 | 374.3495 | 3137.907 | 3743.0737 | 3642.4895 | 3538.2996 | 0 | -1080.5968
2030-10-16 | 19 | 153.4624 | 153.4624 | 0 | 113.0005 | 133.2642 | 3777.1387 | 1522.4117 | 3019.4585 | 3743.0737 | 3642.4895 | 3538.2996 | 0 | -1080.5968
2030-10-16 | 20 | 153.4624 | 153.4624 | 0 | 133.2642 | 133.2642 | 3777.1387 | 3332.7637 | 2914.7246 | 3743.0737 | 3642.4895 | 3538.3005 | 0 | -1080.5968
2030-10-16 | 21 | 153.4624 | 153.4624 | 0 | 113.3918 | 66.6321 | 3777.1387 | 3329.4839 | 2535.7322 | 3743.0737 | 3642.4895 | 3538.2996 | 0 | -1080.5968
2030-10-16 | 22 | 153.4624 | 153.4624 | 0 | 0 | 0 | 3777.1387 | 1552.0172 | 1780.174 | 3743.0737 | 3642.4895 | 3538.2996 | 0 | -1080.5968
2030-10-16 | 23 | 153.4624 | 153.4624 | 0 | 0 | 0 | 3777.1387 | 2257.1167 | 1122.1106 | 2240.321 | 3642.4895 | 3538.2996 | 0 | -1080.5968
2030-10-16 | 24 | 153.4624 | 153.4624 | 0 | 0 | 0 | 3777.1387 | 1502.5217 | 1113.0972 | 1164.1292 | 3642.4895 | 3538.2996 | 0 | -1080.5968
2030-10-17 | 1 | 153.4624 | 153.4624 | 0 | 0 | 0 | 3239.8303 | 230.987 | 1791.6251 | 2214.4246 | 3642.4895 | 2300.7561 | 0 | -1080.5968
2030-10-17 | 2 | 153.4624 | 9.7706 | 0 | 0 | 0 | 2180.5417 | 477.9431 | 2931.113 | 3743.0737 | 3642.4895 | 3538.2996 | 0 | -1080.5968
2030-10-17 | 3 | 0 | 0 | 0 | 0 | 0 | 2419.9348 | 1812.9685 | 2541.8174 | 3743.0737 | 3642.4895 | 3538.2996 | 0 | -4.53e-06
2030-10-17 | 4 | 153.4624 | 153.4624 | 0 | 0 | 0 | 2623.6328 | 1453.0543 | 2481.9653 | 3743.0737 | 3642.4895 | 3538.2996 | 0 | 540.2984
2030-10-17 | 5 | 306.9248 | 383.3044 | 0 | 266.4163 | 266.4163 | 2955.9868 | 215.9522 | 1968.9041 | 2858.6841 | 3642.4895 | 2964.6799 | 0 | -1080.5968
2030-10-17 | 6 | 460.3872 | 460.3872 | 0 | 199.8963 | 161.0858 | 3777.1387 | 230.9853 | 1111.9415 | 4.53e-05 | 3093.4014 | 3538.2996 | 0 | -1080.5968
2030-10-17 | 7 | 460.3872 | 460.3872 | 0 | 133.2642 | 199.4614 | 3777.1387 | 213.9524 | 192.3578 | -2209.0405 | 3642.4895 | 3404.9929 | 0 | -1080.5968
2030-10-17 | 8 | 460.3872 | 460.3872 | 0 | 105.7861 | 133.2642 | 3777.1387 | 213.9518 | -0.0010045 | -2832.646 | 3404.1628 | 3403.4766 | 46.6256 | -1080.5968
2030-10-17 | 9 | 460.3872 | 460.3872 | 0 | 258.0042 | 199.8963 | 3777.1387 | 235.6825 | -93.689 | -3019.2053 | 3001.3845 | 2575.9509 | 609.1296 | -1080.5968
2030-10-17 | 10 | 460.3872 | 460.3872 | 0 | 199.8963 | 187.1497 | 3420.4788 | 1555.4023 | -2.7895e-05 | -2099.8257 | 2753.8787 | 3538.2996 | 485.2712 | -1080.5968
2030-10-17 | 11 | 460.3872 | 460.3872 | 0 | 133.2642 | 115.863 | 3777.1387 | 2891.7903 | 237.2585 | -2710.9253 | 3642.4895 | 3538.2996 | 485.2712 | -1080.5968
2030-10-17 | 12 | 460.3872 | 460.3872 | 0 | 199.8963 | 179.6907 | 3777.1387 | 2756.1711 | 543.525 | -1274.0868 | 3642.4895 | 3538.2996 | 473.0064 | -1080.5968
2030-10-17 | 13 | 460.3872 | 460.3872 | 0 | 199.8963 | 199.8963 | 3777.1387 | 215.9514 | 428.5036 | -33.4943 | 2152.3262 | 2050.686 | 485.2712 | -1080.5968
2030-10-17 | 14 | 460.3872 | 460.3872 | 0 | 199.8963 | 199.8963 | 3085.0833 | 215.9524 | 1654.9263 | 1353.6605 | 3642.4895 | 1815.6259 | 485.2712 | -1080.5968
2030-10-17 | 15 | 460.3872 | 460.3872 | 0 | 199.8963 | 199.8963 | 3248.3135 | 215.9522 | 3692.1541 | 3594.1558 | 3642.4895 | 2081.2859 | 485.2712 | -1080.5968
2030-10-17 | 16 | 460.3872 | 460.3872 | 0 | 266.4163 | 266.4163 | 3606.8184 | 213.9513 | 3785.2273 | 3203.2095 | 3642.4895 | 265.2458 | 485.2712 | -1080.5968
2030-10-17 | 17 | 460.3872 | 460.3872 | 0 | 199.8963 | 199.8963 | 3724.4956 | 213.9507 | 3785.2273 | 2113.7322 | 3642.4895 | 265.2476 | 194.1398 | -1080.5968
2030-10-17 | 18 | 460.3872 | 460.3872 | 0 | 199.8963 | 199.8963 | 3357.4109 | 213.9511 | 3723.6008 | 3431.0513 | 3642.4895 | -5.9605e-05 | 208.6463 | -1080.5968
2030-10-17 | 19 | 460.3872 | 460.3872 | 0 | 266.4163 | 266.4163 | 3614.9558 | 215.9516 | 3785.2273 | 3326.6875 | 3642.4895 | 265.2463 | 323.5141 | -1080.5968
2030-10-17 | 20 | 460.3872 | 460.3872 | 0 | 266.4163 | 266.4163 | 3777.1387 | 215.9524 | 3785.2273 | 3590.5991 | 3642.4895 | 265.2474 | 269.4955 | -1080.5968
2030-10-17 | 21 | 460.3872 | 460.3872 | 0 | 266.4163 | 266.4163 | 3777.1387 | 215.9517 | 3785.2273 | 2245.8689 | 3642.4895 | 265.2463 | 0 | -1080.5968
2030-10-17 | 22 | 460.3872 | 460.3872 | 0 | 266.4163 | 266.4163 | 3777.1387 | 215.9519 | 3785.2273 | 1777.0896 | 3642.4895 | 265.2477 | 0 | -1080.5968
2030-10-17 | 23 | 460.3872 | 460.3872 | 323.2332 | 133.2642 | 133.2642 | 3777.1387 | 215.9511 | 3785.2273 | 409.2372 | 3642.4895 | 2429.2117 | 0 | -1080.5968
2030-10-17 | 24 | 460.3872 | 460.3872 | 150.0798 | 52.3902 | 0 | 3777.1387 | 168.9823 | 2936.5271 | 98.6121 | 3642.4895 | 3538.2996 | 0 | -1080.5968
2030-10-18 | 1 | 460.3872 | 460.3872 | 0 | 41.3724 | 0 | 3777.1387 | 168.9832 | 2478.0046 | 2288.2483 | 3642.4895 | 3538.2996 | 0 | -1080.5968
2030-10-18 | 2 | 153.4624 | 153.4624 | 0 | 66.6321 | 4.5253 | 3777.1387 | 3625.937 | 3785.2273 | 3743.0737 | 3642.4895 | 3538.2996 | 0 | -1010.2114
2030-10-18 | 3 | 153.4624 | 153.4624 | 0 | 0 | 0 | 3777.1387 | 3625.937 | 3785.2273 | 3743.0728 | 3642.4895 | 3538.2996 | 0 | -1080.5968
2030-10-18 | 4 | 153.4624 | 153.4624 | 0 | 0 | 0 | 3777.1387 | 3625.937 | 3785.2273 | 3743.0737 | 3642.4895 | 3538.2996 | 0 | -1080.5968
2030-10-18 | 5 | 153.4624 | 153.4624 | 0 | 0 | 0 | 3777.1387 | 3625.937 | 3785.2273 | 3743.0737 | 3642.4895 | 3538.2996 | 0 | -1080.5968
2030-10-18 | 6 | 153.4624 | 153.4624 | 0 | 23.4111 | 0 | 3777.1387 | 3625.937 | 3785.2273 | 3743.0737 | 3642.4895 | 3538.2996 | 0 | -1080.5968
2030-10-18 | 7 | 153.4624 | 153.4624 | 0 | 133.2642 | 149.5674 | 3777.1387 | 3625.937 | 3785.2273 | 3743.0737 | 3642.4895 | 3538.2996 | 0 | -1080.5968
2030-10-18 | 8 | 306.9248 | 213.2309 | 0 | 199.8963 | 199.8963 | 3777.1387 | 3625.937 | 3785.2273 | 3743.0737 | 3642.4895 | 3538.2996 | 0 | -1080.5968
2030-10-18 | 9 | 153.4624 | 153.4624 | 0 | 133.2642 | 83.8669 | 3777.1387 | 3625.937 | 3785.2273 | 3743.0737 | 3642.4895 | 3538.2996 | 162.5652 | -1080.5968
2030-10-18 | 10 | 153.4624 | 153.4624 | 0 | 66.6321 | 10.2851 | 3777.1387 | 3625.937 | 3785.2273 | 3743.0737 | 3642.4895 | 3538.2996 | 0 | -1080.5968
2030-10-18 | 11 | 153.4624 | 153.4624 | 0 | 133.2642 | 133.2642 | 3777.1387 | 3625.937 | 3785.2273 | 3743.0737 | 3642.4895 | 3538.2996 | 0 | -1080.5968
2030-10-18 | 12 | 153.4624 | 153.4624 | 0 | 14.5919 | 66.6321 | 3777.1387 | 3625.937 | 2935.853 | 3743.0737 | 3642.4895 | 3538.2996 | 0 | -1080.5968
2030-10-18 | 13 | 449.1387 | 460.3872 | 0 | 199.8963 | 199.8963 | 3777.1387 | 3625.937 | 3785.2273 | 3743.0737 | 3642.4895 | 3538.2996 | 0 | -1080.5968
2030-10-18 | 14 | 460.3872 | 460.3872 | 0 | 199.8963 | 199.8963 | 3777.1387 | 3625.937 | 3785.2273 | 3743.0737 | 3642.4895 | 3538.2996 | 0 | -1080.5968
2030-10-18 | 15 | 460.3872 | 460.3872 | 0 | 199.8963 | 199.8963 | 3777.1387 | 3625.937 | 3785.2273 | 3743.0737 | 3067.9355 | 3538.2996 | 0 | -1080.5968
2030-10-18 | 16 | 460.3872 | 460.3872 | 0 | 199.8963 | 199.8963 | 3777.1387 | 2371.6536 | 1892.6136 | 1019.3558 | 0.00097203 | 3538.2996 | 0 | -1080.5968
2030-10-18 | 17 | 460.3872 | 460.3872 | 0 | 199.8963 | 199.8963 | 1888.5693 | 879.0797 | 1892.6136 | 1871.5369 | 1629.1277 | 1769.1498 | 0 | -1080.5968
2030-10-18 | 18 | 460.3872 | 460.3872 | 0 | 199.8963 | 199.8963 | 1888.5693 | 215.9525 | 1892.6136 | 963.7562 | 1821.2448 | 528.9642 | 0 | -1080.5968
2030-10-18 | 19 | 460.3872 | 460.3872 | 0 | 199.8963 | 199.8963 | 1888.5693 | 215.9534 | 1892.6136 | 1801.6323 | -4.53e-06 | 2100.4597 | 0 | -1080.5968
2030-10-18 | 20 | 460.3872 | 460.3872 | 0 | 266.4163 | 266.4163 | 1888.5693 | 215.9533 | 1892.6136 | 1871.5369 | 274.6354 | 842.739 | 0 | -1080.5968
2030-10-18 | 21 | 460.3872 | 460.3872 | 0 | 199.8963 | 199.8963 | 1888.5693 | 213.9522 | 1892.6136 | 1111.5618 | -4.53e-06 | 265.2477 | 0 | -1080.5968
2030-10-18 | 22 | 153.4624 | 153.4624 | 0 | 0 | 0 | 3777.1387 | 213.9518 | -1351.2267 | -883.812 | -4.53e-06 | 265.2463 | 485.2712 | -1080.5968
2030-10-18 | 23 | 153.4624 | 153.4624 | 0 | 66.6321 | 66.6321 | 1888.5693 | 166.9223 | -1973.2772 | -567.864 | 1821.2448 | 1191.0125 | 0 | -1080.5968
2030-10-18 | 24 | 153.4624 | 153.4624 | 0 | 66.6321 | 2.5655 | 2491.0581 | 166.9224 | -934.715 | 0 | 0 | 116.6029 | 0 | -1080.5968
2030-10-19 | 1 | 153.4624 | 153.4624 | 0 | 0 | 0 | 3777.1387 | 168.981 | -1309.0121 | -1037.5081 | 0 | 1810.2756 | 0 | -1080.5968
2030-10-19 | 2 | 153.4624 | 153.4624 | 0 | 0 | 0 | 3777.1387 | 168.9812 | -529.1513 | 1074.3651 | 0 | 3538.2996 | 0 | -1080.5968
2030-10-19 | 3 | 153.4624 | 153.4624 | 0 | 0 | 0 | 3777.1387 | 168.981 | -398.8245 | -1416.4647 | 0 | 3538.2996 | 0 | -1080.5968
2030-10-19 | 4 | 153.4624 | 153.4624 | 141.6711 | 0 | 0 | 3777.1387 | 166.9223 | 320.5966 | -1634.3823 | -492.594 | 1548.0391 | 0 | -1080.5968
2030-10-19 | 5 | 153.4624 | 153.4624 | 0 | 0 | 0 | 2910.9307 | 213.9536 | 1290.7865 | -1751.1576 | -4.53e-06 | 1677.9681 | 0 | -1080.5968
2030-10-19 | 6 | 460.3872 | 460.3872 | 0 | 199.8963 | 185.1618 | 3777.1387 | 166.9227 | 630.4568 | -845.4735 | 3642.4895 | 1769.1498 | 0 | -1080.5968
2030-10-19 | 7 | 460.3872 | 460.3872 | 0 | 66.6321 | 102.4825 | 3777.1387 | 213.9523 | 354.4204 | -1181.9115 | 3642.4895 | 2092.2908 | 0 | -1080.5968
2030-10-19 | 8 | 460.3872 | 460.3872 | 0 | 58.2053 | 0 | 3777.1387 | 213.9523 | 705.0586 | -2203.1321 | 1821.2448 | 1355.7126 | 0 | -1080.5968
2030-10-19 | 9 | 460.3872 | 460.3872 | 0 | 66.6321 | 106.0641 | 1888.5693 | 203.2521 | 422.8537 | -792.9738 | 2162.554 | 265.2484 | 0 | -1080.5968
2030-10-19 | 10 | 460.3872 | 460.3872 | 0 | 133.2642 | 133.2642 | 2516.1079 | 213.9523 | 293.5258 | -1871.5359 | 1821.2448 | 1194.4417 | 274.3678 | -1080.5968
2030-10-19 | 11 | 460.3872 | 460.3872 | 29.4116 | 199.8963 | 199.8963 | 1888.5693 | 213.9528 | 316.5968 | 1205.9384 | 1821.2448 | 243.7206 | 323.5141 | -1080.5968
2030-10-19 | 12 | 460.3872 | 460.3872 | 0 | 133.2642 | 112.2941 | 2114.0955 | 215.9513 | 596.926 | 1110.9253 | 1821.2448 | 3024.3745 | 323.6603 | -1080.5968
2030-10-19 | 13 | 460.3872 | 460.3872 | 0 | 199.8963 | 199.8963 | 1888.5693 | 213.952 | 848.8514 | 1871.5369 | 1821.2448 | 265.2463 | 458.6757 | -1080.5968
2030-10-19 | 14 | 460.3872 | 460.3872 | 0 | 199.8963 | 199.8963 | 1888.5693 | 213.952 | 970.1804 | 889.6387 | 1821.2448 | 265.2463 | 0 | -1080.5968
2030-10-19 | 15 | 460.3872 | 460.3872 | 0 | 199.8963 | 199.8963 | 1888.5693 | 213.9529 | 1054.7257 | 1668.1129 | 1821.2448 | 265.2469 | 0 | -1080.5968
2030-10-19 | 16 | 460.3872 | 460.3872 | 0 | 133.2642 | 196.1723 | 1888.5693 | 213.9534 | 606.3483 | -1552.0764 | 1632.7686 | 265.247 | 0 | -1080.5968
2030-10-19 | 17 | 460.3872 | 460.3872 | 0 | 266.4163 | 266.4163 | 1888.5693 | 166.9223 | 1891.4131 | 1871.5369 | -1488.5443 | 221.0137 | 0 | -1080.5968
2030-10-19 | 18 | 460.3872 | 460.3872 | 0 | 199.8963 | 199.8963 | 1888.5693 | 213.9516 | 1892.6136 | 1871.5369 | 346.8296 | 265.2469 | 58.7174 | -1080.5968
2030-10-19 | 19 | 460.3872 | 460.3872 | 0 | 199.8963 | 199.8963 | 3777.1387 | 213.9528 | 1892.6136 | 1871.5369 | 485.8656 | 265.2464 | 485.2712 | -1080.5968
2030-10-19 | 20 | 460.3872 | 460.3872 | 0 | 207.186 | 266.4163 | 3555.4084 | 213.9517 | 1219.911 | 1871.5369 | 1821.2448 | 265.246 | 607.9775 | -1080.5968
2030-10-19 | 21 | 460.3872 | 460.3872 | 0 | 212.6966 | 266.4163 | 1888.5693 | 213.9544 | 1892.6136 | 1871.5369 | 1821.2448 | 265.2471 | 408.0056 | -1080.5968
2030-10-19 | 22 | 460.3872 | 460.3872 | 0 | 199.8963 | 199.8963 | 1888.5693 | 166.9226 | 528.9352 | 0 | 1821.2448 | 221.0142 | 0 | -1080.5968
2030-10-19 | 23 | 460.3872 | 460.3872 | 0 | 199.8963 | 199.8963 | 1888.5693 | 0 | 413.0383 | 0 | -358.0813 | 0 | 0 | -1080.5968
2030-10-19 | 24 | 153.4624 | 153.4624 | 0 | 66.6321 | 66.6321 | 1888.5693 | 0 | 957.139 | 0 | -672.0494 | 0 | 0 | -1080.5968
2030-10-20 | 1 | 153.4624 | 153.4624 | 0 | 0 | 0 | 1888.5693 | 0 | -302.0137 | 0 | -796.341 | 221.0139 | 0 | -1080.5968
2030-10-20 | 2 | 153.4624 | 153.4624 | 0 | 0 | 0 | 2632.7544 | 166.9223 | -1334.6765 | 0 | 0 | 660.5686 | 0 | -1080.5968
2030-10-20 | 3 | 153.4624 | 153.4624 | 0 | 0 | 0 | 3604.9766 | 168.9814 | -1284.3033 | -449.19 | -708.6656 | 2018.0105 | 0 | -1080.5968
2030-10-20 | 4 | 153.4624 | 153.4624 | 0 | 0 | 0 | 2789.9478 | 168.9816 | -1755.7577 | 112.2169 | 0 | 3538.2996 | 0 | -1080.5968
2030-10-20 | 5 | 153.4624 | 153.4624 | 0 | 0 | 0 | 3777.1387 | 468.492 | -1726.6796 | 1360.048 | 1525.1547 | 3538.2996 | 0 | -1080.5968
2030-10-20 | 6 | 153.4624 | 153.4624 | 0 | 0 | 0 | 3777.1387 | 3619.2263 | -1099.592 | 3743.0737 | 3642.4895 | 3538.2996 | 0 | -1080.5968
2030-10-20 | 7 | 153.4624 | 153.4624 | 0 | 0 | 0 | 3777.1387 | 3625.937 | -1338.0211 | 3743.0737 | 3642.4895 | 3538.2996 | 0 | -1080.5968
2030-10-20 | 8 | 153.4624 | 153.4624 | 0 | 0 | 0 | 3777.1387 | 3625.937 | 190.1435 | 3743.0737 | 3642.4895 | 3538.2996 | 0 | -1080.5968
2030-10-20 | 9 | 153.4624 | 153.4624 | 0 | 0 | 0 | 3777.1387 | 3625.937 | 6.821 | 3743.0737 | 3642.4895 | 3538.2996 | 0 | -1080.5968
2030-10-20 | 10 | 153.4624 | 153.4624 | 0 | 0 | 0 | 3777.1387 | 3625.937 | 667.0297 | 3743.0737 | 3642.4895 | 3538.2996 | 0 | -1080.5968
2030-10-20 | 11 | 153.4624 | 153.4624 | 0 | 0 | 0 | 3777.1387 | 3625.937 | 664.7977 | 3743.0737 | 3642.4895 | 3538.2996 | 0 | -1080.5968
2030-10-20 | 12 | 153.4624 | 153.4624 | 0 | 199.8963 | 199.8963 | 3777.1387 | 3625.937 | 3785.2273 | 3743.0737 | 3642.4895 | 3538.2996 | 0 | -1080.5968
2030-10-20 | 13 | 460.3872 | 448.2798 | 0 | 199.8963 | 199.8963 | 3777.1387 | 3625.937 | 3785.2273 | 3743.0737 | 3642.4895 | 3538.2996 | 0 | -1080.5968
2030-10-20 | 14 | 460.3872 | 460.3872 | 0 | 199.8963 | 199.8963 | 3777.1387 | 3625.937 | 3785.2273 | 3077.063 | 1821.2448 | 3538.2996 | 0 | -1080.5968
2030-10-20 | 15 | 460.3872 | 460.3872 | 0 | 199.8963 | 199.8963 | 3777.1387 | 2962.6941 | 3511.2803 | 1871.5369 | 961.8999 | 3538.2996 | 0 | -1080.5968
2030-10-20 | 16 | 460.3872 | 460.3872 | 0 | 199.8963 | 199.8963 | 1888.5693 | 215.9522 | 1892.6136 | 1871.5369 | 1571.876 | 1892.2277 | 0 | -1080.5968
2030-10-20 | 17 | 460.3872 | 460.3872 | 0 | 199.8963 | 199.8963 | 1888.5693 | 213.9534 | 1892.6136 | 1871.5369 | -4.53e-06 | 265.2463 | 0 | -1080.5968
2030-10-20 | 18 | 460.3872 | 460.3872 | 58.4056 | 199.8963 | 199.8963 | 1888.5693 | 213.9523 | 1892.6136 | 937.4069 | 1568.8865 | 265.2458 | 0 | -1080.5968
2030-10-20 | 19 | 460.3872 | 460.3872 | 0 | 199.8963 | 199.8963 | 3421.8884 | 633.1167 | 1892.6136 | 1871.5369 | -0.00098109 | 3538.2996 | 0 | -1080.5968
2030-10-20 | 20 | 460.3872 | 460.3872 | 0 | 199.8963 | 199.8963 | 2826.4221 | 2077.3899 | 1892.6136 | 1871.5369 | 1100.9148 | 3538.2996 | 0 | -1080.5968
2030-10-20 | 21 | 460.3872 | 460.3872 | 0 | 199.8963 | 199.8963 | 3200.6665 | 1422.9215 | 1892.6136 | 1871.5369 | 300.2307 | 3538.2996 | 0 | -1080.5968
2030-10-20 | 22 | 460.3872 | 460.3872 | 16.9326 | 199.8963 | 223.8565 | 2381.377 | 911.309 | 1892.6136 | 1871.5369 | 454.8727 | 3538.2996 | 0 | -1080.5968
2030-10-20 | 23 | 153.4624 | 153.4624 | 0 | 0 | 0 | 3777.1387 | 1045.6426 | 148.6805 | 1424.467 | 0 | 3538.2996 | 0 | -1080.5968
2030-10-20 | 24 | 153.4624 | 153.4624 | 0 | 0 | 0 | 3777.1387 | 295.3407 | 528.618 | 1241.7012 | 36.2879 | 3538.2996 | 0 | -1080.5968
2030-10-21 | 1 | 153.4624 | 153.4624 | 0 | 0 | 0 | 3777.1387 | 168.9813 | -260.1796 | 184.4382 | 197.3072 | 1114.7015 | 0 | -1080.5968
2030-10-21 | 2 | 153.4624 | 153.4624 | 0 | 0 | 0 | 3777.1387 | 2735.4443 | 519.3054 | 2278.1597 | 3642.4895 | 3538.2996 | 0 | -1080.5968
2030-10-21 | 3 | 153.4624 | 153.4624 | 0 | 0 | 0 | 3777.1387 | 2753.748 | 1098.4998 | 2500.4314 | 3642.4895 | 3538.2996 | 0 | -1080.5968
2030-10-21 | 4 | 0 | 0 | 0 | 0 | 0 | 3777.1387 | 1878.7839 | 895.3271 | 3743.0737 | 2462.2214 | 3538.2996 | 0 | -1080.5968
2030-10-21 | 5 | 0 | 0 | 0 | 0 | 0 | 3777.1387 | 3625.937 | 919.6013 | 3567.5737 | 3642.4895 | 3538.2996 | 0 | -1080.5968
2030-10-21 | 6 | 0 | 0 | 0 | 0 | 0 | 3777.1387 | 3625.937 | 3785.2283 | 3743.0737 | 3642.4895 | 3538.2996 | 0 | -852.5093
2030-10-21 | 7 | 153.4624 | 153.4624 | 0 | 0 | 0 | 3777.1387 | 3625.937 | 3785.2273 | 3743.0737 | 3642.4895 | 3538.2996 | 0 | -1080.5968
2030-10-21 | 8 | 153.4624 | 153.4624 | 0 | 0 | 0 | 3777.1387 | 3625.937 | 3785.2273 | 3743.0737 | 3642.4895 | 3538.2996 | 0 | -735.3734
2030-10-21 | 9 | 153.4624 | 153.4624 | 0 | 0 | 0 | 3777.1387 | 3625.937 | 3785.2273 | 3743.0737 | 3642.4895 | 3538.2996 | 0 | -826.1089
2030-10-21 | 10 | 153.4624 | 153.4624 | 0 | 0 | 0 | 3777.1387 | 3625.937 | 3785.2273 | 3743.0737 | 3642.4895 | 3538.2996 | 0 | -906.5482
2030-10-21 | 11 | 153.4624 | 153.4624 | 0 | 0 | 0 | 3777.1387 | 3625.937 | 3785.2273 | 3743.0737 | 3642.4895 | 3538.2996 | 0 | -950.2497
2030-10-21 | 12 | 460.3872 | 460.3872 | 0 | 266.4163 | 266.4163 | 3777.1387 | 3625.937 | 3785.2273 | 3743.0737 | 3642.4895 | 3538.2996 | 0 | -999.3312
2030-10-21 | 13 | 460.3872 | 460.3872 | 0 | 266.4163 | 266.4163 | 3777.1387 | 3625.937 | 3785.2273 | 3743.0737 | 3642.4895 | 3538.2996 | 0 | -902.1862
2030-10-21 | 14 | 460.3872 | 394.9689 | 0 | 266.4163 | 226.368 | 3777.1387 | 3625.937 | 3785.2273 | 3743.0737 | 3642.4895 | 3538.2996 | 0 | -1023.3052
2030-10-21 | 15 | 153.4624 | 153.4624 | 0 | 199.8963 | 199.8963 | 3777.1387 | 3625.937 | 3785.2273 | 3743.0737 | 3642.4895 | 3538.2996 | 0 | -1080.5968
2030-10-21 | 16 | 153.4624 | 153.4624 | 0 | 199.8963 | 199.8963 | 3777.1387 | 3625.937 | 3785.2273 | 3743.0737 | 3642.4895 | 3538.2996 | 0 | -1080.5968
2030-10-21 | 17 | 153.4624 | 153.4624 | 0 | 199.8963 | 199.8963 | 3777.1387 | 3625.937 | 3785.2273 | 3743.0737 | 3642.4895 | 3538.2996 | 0 | -1080.5968
2030-10-21 | 18 | 153.4624 | 153.4624 | 0 | 66.6321 | 100.1324 | 3777.1387 | 3625.937 | 3785.2273 | 3743.0737 | 3642.4895 | 3538.2996 | 485.2712 | -1080.5968
2030-10-21 | 19 | 460.3872 | 460.3872 | 0 | 199.8963 | 199.8963 | 3777.1387 | 3625.937 | 3785.2273 | 3743.0737 | 3642.4895 | 3538.2996 | 0 | -1080.5968
2030-10-21 | 20 | 460.3872 | 460.3872 | 0 | 230.7432 | 199.8963 | 3777.1387 | 3625.937 | 3785.2273 | 3743.0737 | 3642.4895 | 3538.2996 | 105.2064 | -1080.5968
2030-10-21 | 21 | 460.3872 | 447.2655 | 0 | 199.8963 | 199.8963 | 3777.1387 | 3625.937 | 3625.0112 | 3743.0737 | 2912.4321 | 3538.2996 | 195.0894 | -1080.5968
2030-10-21 | 22 | 153.4624 | 153.4624 | 0 | 199.8963 | 199.8963 | 3777.1387 | 3625.937 | 818.4561 | 3743.0737 | 3642.4895 | 3538.2996 | 0 | -1080.5968
2030-10-21 | 23 | 153.4624 | 153.4624 | 0 | 133.2642 | 96.7791 | 3777.1387 | 3625.937 | 2170.311 | 3743.0737 | 3642.4895 | 3538.2996 | 0 | -1080.5968
2030-10-21 | 24 | 153.4624 | 153.4624 | 0 | 0 | 0 | 3777.1387 | 3625.937 | -2.7895e-05 | 3743.0737 | 3642.4895 | 3538.2996 | 0 | -1080.5968
2030-10-22 | 1 | 153.4624 | 153.4624 | 0 | 0 | 0 | 3777.1387 | 3355.9741 | -1398.8745 | 2898.176 | 3642.4895 | 3538.2996 | 0 | -1080.5968
2030-10-22 | 2 | 153.4624 | 153.4624 | 0 | 0 | 0 | 3777.1387 | 1285.9194 | -1443.4521 | 1871.5369 | 3642.4895 | 3538.2996 | 0 | -1080.5968
2030-10-22 | 3 | 153.4624 | 153.4624 | 0 | 0 | 0 | 3777.1387 | 168.9813 | -714.5826 | 1871.5369 | 3095.4685 | 1800.6002 | 0 | -1080.5968
2030-10-22 | 4 | 153.4624 | 153.4624 | 0 | 0 | 0 | 3777.1387 | 168.9809 | -556.1724 | 1871.5369 | 3642.4895 | 1769.1498 | 0 | -1080.5968
2030-10-22 | 5 | 153.4624 | 153.4624 | 0 | 0 | 0 | 3777.1387 | 346.3008 | 461.7281 | 3743.0737 | 3642.4895 | 3515.9995 | 0 | -1080.5968
2030-10-22 | 6 | 153.4624 | 153.4624 | 0 | 0 | 0 | 3777.1387 | 2164.2336 | 485.279 | 3743.0737 | 3642.4895 | 3538.2996 | 240.898 | -1080.5968
2030-10-22 | 7 | 153.4624 | 153.4624 | 0 | 0 | 0 | 3777.1387 | 1812.9685 | 314.2677 | 3743.0737 | 3642.4895 | 2154.3877 | 0 | -1080.5968
2030-10-22 | 8 | 153.4624 | 153.4624 | 0 | 0 | 0 | 3777.1387 | 230.9869 | -789.5045 | 1239.5717 | 3642.4895 | 2842.1218 | 0 | -1080.5968
2030-10-22 | 9 | 153.4624 | 153.4624 | 0 | 133.2642 | 71.6054 | 3777.1387 | 215.9518 | -551.922 | 454.5126 | 1821.2448 | 854.6596 | 161.5271 | -1080.5968
2030-10-22 | 10 | 153.4624 | 153.4624 | 0 | 0 | 0 | 3777.1387 | 215.9544 | -595.5062 | 695.205 | 1821.2448 | 1769.1498 | 0 | -1080.5968
2030-10-22 | 11 | 153.4624 | 153.4624 | 0 | 0 | 0 | 3777.1387 | 511.7058 | -351.264 | 1871.5369 | 1997.6821 | 3538.2996 | 0 | -1080.5968
2030-10-22 | 12 | 153.4624 | 153.4624 | 0 | 0 | 0 | 3777.1387 | 215.9536 | -391.0968 | 2276.5117 | 3642.4895 | 1064.2721 | 138.4192 | -1080.5968
2030-10-22 | 13 | 306.9248 | 307.0493 | 0 | 199.8963 | 199.8963 | 3777.1387 | 213.9538 | -2.7895e-05 | 1871.5369 | 1961.0994 | 265.2473 | 485.2712 | -1080.5968
2030-10-22 | 14 | 338.5836 | 306.9248 | 0 | 199.8963 | 199.8963 | 3777.1387 | 213.9522 | -2.7895e-05 | 1564.3844 | 3089.9143 | 265.247 | 396.3045 | -1080.5968
2030-10-22 | 15 | 306.9248 | 314.4723 | 0 | 199.8963 | 199.8963 | 3777.1387 | 213.9535 | -2.7895e-05 | 3398.4124 | 3642.4895 | 265.2473 | 323.5141 | -1080.5968
2030-10-22 | 16 | 306.9248 | 355.4972 | 0 | 199.8963 | 199.8963 | 3777.1387 | 1.6451e-05 | -2.7895e-05 | 897.7151 | 3642.4895 | -303.0467 | 398.9445 | -1080.5968
2030-10-22 | 17 | 435.1217 | 460.3872 | 0 | 133.2642 | 133.2642 | 3777.1387 | 1.6451e-05 | 158.2211 | 3100.6003 | 3642.4895 | -1117.3379 | 485.2712 | -1080.5968
2030-10-22 | 18 | 153.4624 | 153.4624 | 0 | 199.8963 | 199.8963 | 3751.8301 | 213.9516 | 3623.9648 | 3743.0737 | 3642.4895 | 265.2452 | 276.6819 | -1080.5968
2030-10-22 | 19 | 153.4624 | 153.4624 | 0 | 133.2642 | 133.2642 | 3274.5676 | 1958.5817 | 3785.2273 | 3743.0737 | 3642.4895 | 265.2463 | 172.7086 | -1080.5968
2030-10-22 | 20 | 206.8785 | 153.4624 | 0 | 199.8963 | 199.8963 | 3183.2087 | 2620.7927 | 3785.2273 | 3743.0737 | 3642.4895 | 728.0606 | 485.2712 | -1080.5968
2030-10-22 | 21 | 153.4624 | 153.4624 | 0 | 0 | 0 | 3649.8862 | 215.9518 | 1952.8826 | 3743.0737 | 3642.4895 | 1572.7562 | 485.2712 | -1080.5968
2030-10-22 | 22 | 153.4624 | 153.4624 | 0 | 0 | 0 | 3777.1387 | 358.647 | 1920.075 | 3743.0737 | 3642.4895 | 265.246 | 485.2712 | -1080.5968
2030-10-22 | 23 | 153.4624 | 153.4624 | 0 | 0 | 0 | 3777.1387 | 230.9886 | 1553.8741 | 2908.7051 | 3642.4895 | 1364.5564 | 323.5141 | -1080.5968
2030-10-22 | 24 | 153.4624 | 153.4624 | 1.1915 | 0 | 0 | 3692.7437 | 168.9811 | 180.9524 | 1298.382 | 3642.4895 | 221.0151 | 0 | -1080.5968
2030-10-23 | 1 | 153.4624 | 153.4624 | 0 | 0 | 0 | 3288.6865 | 166.9222 | -1567.334 | -1252.4882 | 3642.4895 | 1769.1498 | 0 | -1080.5968
2030-10-23 | 2 | 153.4624 | 153.4624 | 0 | 0 | 0 | 3777.1387 | 172.5863 | -2046.1095 | -2324.9187 | 2811.7786 | 2099.7998 | 0 | -1080.5968
2030-10-23 | 3 | 153.4624 | 153.4624 | 0 | 0 | 0 | 3434.4167 | 166.9222 | -2139.2227 | -2644.9519 | 3642.4895 | 3091.7095 | 0 | -1080.5968
2030-10-23 | 4 | 153.4624 | 153.4624 | 0 | 0 | 0 | 3637.7595 | 571.8618 | -1730.5956 | -1752.214 | 2147.6541 | 3538.2996 | 0 | -1080.5968
2030-10-23 | 5 | 153.4624 | 153.4624 | 0 | 0 | 0 | 3777.1387 | 1540.6329 | -2781.053 | -2226.1594 | 3642.4895 | 3538.2996 | 0 | -1080.5968
2030-10-23 | 6 | 153.4624 | 153.4624 | 0 | 0 | 0 | 3777.1387 | 1812.9685 | -2772.5513 | -9.0227 | 3642.4895 | 3538.2996 | 0 | -1080.5968
2030-10-23 | 7 | 153.4624 | 153.4624 | 0 | 0 | 0 | 3777.1387 | 3625.937 | -2967.7312 | 468.8896 | 3642.4895 | 3538.2996 | 408.4823 | -1080.5968
2030-10-23 | 8 | 153.4624 | 153.4624 | 0 | 0 | 0 | 3777.1387 | 3625.937 | -2206.2708 | 3059.3389 | 3642.4895 | 3538.2996 | 647.0283 | -1080.5968
2030-10-23 | 9 | 153.4624 | 153.4624 | 0 | 0 | 0 | 3777.1387 | 2631.7878 | -2623.071 | 3681.9053 | 1821.2448 | 3538.2996 | 428.197 | -1080.5968
2030-10-23 | 10 | 153.4624 | 153.4624 | 0 | 0 | 0 | 3777.1387 | 3625.937 | -2866.1167 | 3743.0737 | 3642.4895 | 3538.2996 | 485.2712 | -1080.5968
2030-10-23 | 11 | 153.4624 | 153.4624 | 0 | 0 | 0 | 3777.1387 | 3625.937 | -1188.2306 | 3743.0737 | 3642.4895 | 3538.2996 | 485.2712 | -1080.5968
2030-10-23 | 12 | 153.4624 | 153.4624 | 0 | 0 | 0 | 3777.1387 | 3625.937 | 1126.3456 | 3743.0737 | 3642.4895 | 3538.2996 | 91.7817 | -1080.5968
2030-10-23 | 13 | 153.4624 | 153.4624 | 0 | 0 | 0 | 3777.1387 | 3625.937 | -1213.1599 | 3743.0737 | 3642.4895 | 3538.2996 | 485.2712 | -1080.5968
2030-10-23 | 14 | 460.3872 | 460.3872 | 0 | 266.4163 | 266.4163 | 3777.1387 | 2826.2273 | -2.7895e-05 | 1871.5369 | 1252.6304 | 3538.2996 | 485.2712 | -1080.5968
2030-10-23 | 15 | 460.3872 | 460.3872 | 0 | 199.8963 | 199.8963 | 3777.1387 | 215.952 | -2.7895e-05 | 1471.9575 | -4.53e-06 | 3319.0261 | 485.2712 | -1080.5968
2030-10-23 | 16 | 460.3872 | 460.3872 | 0 | 199.8963 | 199.8963 | 3627.8706 | 215.9517 | -2.7895e-05 | 450.8378 | -4.53e-06 | 357.6868 | 485.2712 | -1080.5968
2030-10-23 | 17 | 460.3872 | 460.3872 | 137.7787 | 199.8963 | 199.8963 | 1888.5693 | 213.9523 | -2.7895e-05 | 4.53e-05 | 664.0344 | 265.2455 | 0 | -1080.5968
2030-10-23 | 18 | 460.3872 | 460.3872 | 240.6833 | 199.8963 | 199.8963 | 1888.5693 | 213.9527 | 1137.2472 | 4.53e-05 | -285.8389 | 265.2469 | 0 | -1080.5968
2030-10-23 | 19 | 460.3872 | 460.3872 | 484.8498 | 199.8963 | 199.8963 | 1888.5693 | 213.9518 | -281.8928 | 1871.5369 | 1044.4119 | 265.2471 | 0 | -1080.5968
2030-10-23 | 20 | 306.9248 | 221.232 | 646.4664 | 199.8963 | 199.8963 | 1888.5693 | 168.9818 | -974.2584 | 1274.2222 | 134.3328 | 1769.1498 | 0 | -1080.5968
2030-10-23 | 21 | 460.3872 | 460.3872 | 323.2332 | 199.8963 | 199.8963 | 3777.1387 | 166.9226 | -751.5327 | -42.5275 | -901.4218 | 265.2485 | 0 | -1080.5968
2030-10-23 | 22 | 153.4624 | 153.4624 | 0 | 133.2642 | 133.2642 | 3777.1387 | -407.568 | -22.6063 | 4.53e-05 | -3642.4885 | 216.951 | 485.2712 | -1080.5968
2030-10-23 | 23 | 153.4624 | 153.4624 | 0 | 0 | 0 | 2956.8816 | 213.9525 | -2145.04 | -3743.0737 | 1821.2448 | 265.2462 | 36.2648 | -1080.5968
2030-10-23 | 24 | 153.4624 | 153.4624 | 56.7285 | 0 | 0 | 1888.5693 | 166.9224 | -1761.9789 | -126.8832 | 1426.92 | 221.014 | 0 | -1080.5968
2030-10-24 | 1 | 153.4624 | 153.4624 | 0 | 0 | 0 | 2898.5996 | 166.9222 | -649.0209 | 0 | 1238.6776 | 1369.6047 | 0 | -1080.5968
2030-10-24 | 2 | 153.4624 | 153.4624 | 0 | 0 | 0 | 3745.8513 | 166.9222 | 751.0325 | -1871.5369 | 126.9576 | 2613.0754 | 0 | -1080.5968
2030-10-24 | 3 | 306.9248 | 280.6417 | 0 | 66.6321 | 26.518 | 3777.1387 | 1347.2417 | 521.5227 | -1230.431 | 1821.2448 | 3538.2996 | 0 | -1080.5968
2030-10-24 | 4 | 460.3872 | 460.3872 | 0 | 199.8963 | 207.9585 | 3777.1387 | 3625.937 | 616.9927 | -2030.8456 | 1821.2448 | 3538.2996 | 0 | -1080.5968
2030-10-24 | 5 | 460.3872 | 460.3872 | 0 | 266.4163 | 240.5976 | 3777.1387 | 3625.937 | 88.6623 | -2219.8125 | 3642.4895 | 3538.2996 | 0 | -1080.5968
2030-10-24 | 6 | 460.3872 | 460.3872 | 0 | 250.2639 | 199.8963 | 3777.1387 | 3625.937 | 278.1884 | -1584.0214 | 3642.4895 | 3538.2996 | 0 | -1080.5968
2030-10-24 | 7 | 460.3872 | 460.3872 | 0 | 266.4163 | 266.4163 | 3777.1387 | 2454.6125 | 530.8181 | -1093.6897 | 3642.4895 | 3538.2996 | 511.2826 | -1080.5968
2030-10-24 | 8 | 460.3872 | 460.3872 | 0 | 266.4163 | 266.4163 | 3777.1387 | 2383.2444 | 343.7505 | -1097.2582 | 3642.4895 | 3538.2996 | 647.0283 | -1080.5968
2030-10-24 | 9 | 460.3872 | 460.3872 | 0 | 266.4163 | 266.4163 | 3777.1387 | 3625.937 | 5.8722 | -952.8578 | 3623.8987 | 3538.2996 | 485.2712 | -1080.5968
2030-10-24 | 10 | 460.3872 | 460.3872 | 0 | 266.4163 | 266.4163 | 3777.1387 | 3625.937 | 1153.2679 | 2241.8093 | 1821.2448 | 3538.2996 | 485.2712 | -1080.5968
2030-10-24 | 11 | 460.3872 | 460.3872 | 0 | 199.8963 | 226.2043 | 3777.1387 | 3625.937 | 2201.5349 | 3743.0737 | 3220.8108 | 3538.2996 | 318.5387 | -1080.5968
2030-10-24 | 12 | 425.6838 | 460.3872 | 0 | 133.2642 | 109.1119 | 3777.1387 | 3625.937 | 3785.2273 | 3743.0737 | 3642.4895 | 3538.2996 | 433.8707 | -1080.5968
2030-10-24 | 13 | 460.3872 | 460.3872 | 0 | 135.1305 | 199.8963 | 3777.1387 | 3625.937 | 2609.4294 | 3743.0737 | 3642.4895 | 3538.2996 | 549.0184 | -1080.5968
2030-10-24 | 14 | 460.3872 | 460.3872 | 0 | 181.9664 | 199.8963 | 3777.1387 | 2350.6812 | 1988.236 | 3419.5063 | 3642.4895 | 3538.2996 | 567.2123 | -1080.5968
2030-10-24 | 15 | 460.3872 | 460.3872 | 0 | 199.8963 | 199.2113 | 3777.1387 | 3625.937 | 3785.2273 | 3743.0737 | 3642.4895 | 3538.2996 | 484.828 | -1080.5968
2030-10-24 | 16 | 460.3872 | 460.3872 | 0 | 133.2642 | 133.2642 | 3777.1387 | 215.9506 | 2099.0798 | 2893.6238 | 3642.4895 | 913.1558 | 599.2953 | -1080.5968
2030-10-24 | 17 | 460.3872 | 411.529 | 0 | 133.2642 | 185.503 | 2022.3832 | 213.9516 | 3785.2273 | 1871.5369 | 1130.0535 | 265.2463 | 566.5958 | -1080.5968
2030-10-24 | 18 | 415.4688 | 306.9248 | 0 | 199.8963 | 199.8963 | 3777.1387 | 213.9536 | 1892.6136 | 1871.5369 | 452.3134 | 265.2462 | 521.8937 | -1080.5968
2030-10-24 | 19 | 460.3872 | 460.3872 | 0 | 266.4163 | 266.4163 | 3777.1387 | 213.9536 | 1892.6136 | 1871.5369 | 1132.4635 | 265.2471 | 478.3447 | -1080.5968
2030-10-24 | 20 | 460.3872 | 460.3872 | 292.3061 | 266.4163 | 266.4163 | 1888.5693 | 166.9221 | 2399.7029 | 1871.5369 | 1821.2448 | 221.0132 | 0 | -1080.5968
2030-10-24 | 21 | 460.3872 | 460.3872 | 484.8498 | 266.4163 | 266.4163 | 1888.5693 | 166.9224 | 1892.6136 | 1871.5369 | -216.1919 | 43.4173 | 0 | -1080.5968
2030-10-24 | 22 | 460.3872 | 460.3872 | 0 | 199.8963 | 199.8963 | 2828.3662 | 166.9221 | 200.226 | 1871.5369 | -2735.1409 | 0 | 0 | -1080.5968
2030-10-24 | 23 | 460.3872 | 460.3872 | 458.3159 | 199.8963 | 199.8963 | 3369.0024 | 166.9224 | -1198.0308 | 0 | -413.7673 | 221.014 | 0 | -1080.5968
2030-10-24 | 24 | 153.4624 | 153.4624 | 31.917 | 95.0059 | 133.2642 | 3777.1387 | 166.9224 | -689.2183 | 0 | -1432.545 | 221.0143 | 0 | -1080.5968
2030-10-25 | 1 | 153.4624 | 153.4624 | 0 | 0 | 0 | 3777.1387 | 1243.0503 | -1729.4008 | 678.7924 | 0 | 3538.2996 | 0 | -1080.5968
2030-10-25 | 2 | 153.4624 | 153.4624 | 0 | 0 | 0 | 3777.1387 | 3625.937 | 2435.5371 | 3743.0737 | 3642.4895 | 3538.2996 | 0 | -1080.5968
2030-10-25 | 3 | 0 | 0 | 0 | 0 | 0 | 3777.1387 | 3625.937 | 3785.2273 | 3743.0737 | 3642.4895 | 3538.2996 | 0 | -1080.5968
2030-10-25 | 4 | 0 | 0 | 0 | 0 | 0 | 3777.1387 | 3625.937 | 3227.9399 | 3743.0737 | 3642.4895 | 3538.2996 | 0 | -1080.5968
2030-10-25 | 5 | 141.7317 | 0 | 0 | 0 | 0 | 3777.1387 | 3625.937 | 3785.2273 | 3743.0737 | 3642.4895 | 3538.2996 | 0 | -1080.5968
2030-10-25 | 6 | 153.4624 | 153.4624 | 0 | 0 | 0 | 3777.1387 | 3625.937 | 3785.2273 | 3743.0737 | 3642.4895 | 3538.2996 | 0 | -4.53e-06
2030-10-25 | 7 | 153.4624 | 153.4624 | 0 | 0 | 0 | 3777.1387 | 3625.937 | 3785.2273 | 3743.0737 | 3642.4895 | 3538.2996 | 0 | -1080.5968
2030-10-25 | 8 | 455.294 | 306.9248 | 0 | 199.8963 | 199.8963 | 3777.1387 | 3625.937 | 3785.2273 | 3743.0737 | 3642.4895 | 3538.2996 | 555.8394 | -1080.5968
2030-10-25 | 9 | 460.3872 | 460.3872 | 0 | 133.2642 | 110.6047 | 3777.1387 | 3625.937 | 3516.1233 | 3743.0737 | 3642.4895 | 3538.2996 | 627.5311 | -1080.5968
2030-10-25 | 10 | 460.3872 | 431.0005 | 0 | 133.2642 | 133.2642 | 3777.1387 | 3625.937 | 3319.7012 | 3743.0737 | 3642.4895 | 2871.0054 | 589.0016 | -1080.5968
2030-10-25 | 11 | 460.3872 | 410.5463 | 0 | 133.2642 | 133.2642 | 3777.1387 | 2740.03 | 3785.2273 | 3743.0737 | 3642.4895 | 1863.5493 | 492.867 | -1080.5968
2030-10-25 | 12 | 460.3872 | 460.3872 | 0 | 78.4229 | 133.2642 | 3777.1387 | 1814.7188 | 3785.2273 | 3743.0737 | 3642.4895 | 265.2463 | 551.084 | -1080.5968
2030-10-25 | 13 | 460.3872 | 460.3872 | 0 | 139.492 | 199.8963 | 3777.1387 | 2003.0101 | 3785.2273 | 3743.0737 | 3642.4895 | 1769.1498 | 137.8572 | -1080.5968
2030-10-25 | 14 | 460.3872 | 460.3872 | 0 | 81.9325 | 133.2642 | 3777.1387 | 3625.937 | 3785.2273 | 3743.0737 | 3642.4895 | 2228.6216 | 0 | -1080.5968
2030-10-25 | 15 | 460.3872 | 460.3872 | 0 | 66.6321 | 63.6836 | 3777.1387 | 3625.937 | 3785.2273 | 3743.0737 | 3642.4895 | 1948.6296 | 0 | -1080.5968
2030-10-25 | 16 | 460.3872 | 460.3872 | 0 | 266.4163 | 266.4163 | 3777.1387 | 215.9514 | 3785.2273 | 3743.0737 | 1949.4475 | 951.675 | 0 | -1080.5968
2030-10-25 | 17 | 460.3872 | 460.3872 | 461.759 | 266.4163 | 266.4163 | 3777.1387 | 215.9514 | 1892.6136 | 1871.5369 | -462.1927 | 1212.5223 | 0 | -1080.5968
2030-10-25 | 18 | 460.3872 | 460.3872 | 560.1197 | 199.8963 | 199.8963 | 3054.1108 | 166.9226 | 1892.6136 | 1871.5369 | -1296.5953 | 0 | 0 | -1080.5968
2030-10-25 | 19 | 460.3872 | 460.3872 | 646.4664 | 266.4163 | 266.4163 | 1888.5693 | 166.9224 | 1892.6136 | 1871.5369 | 324.388 | 221.0133 | 32.889 | -1080.5968
2030-10-25 | 20 | 460.3872 | 460.3872 | 646.4664 | 266.4163 | 266.4163 | 1888.5693 | 166.9224 | 1892.6136 | 1868.6449 | 0 | 221.0141 | 0 | -1080.5968
2030-10-25 | 21 | 460.3872 | 460.3872 | 534.5236 | 266.4163 | 266.4163 | 3608.512 | 166.9222 | 1892.6136 | 1871.5369 | -1821.2448 | -15.454 | 0 | -1029.0962
2030-10-25 | 22 | 460.3872 | 460.3872 | 323.2332 | 266.4163 | 228.817 | 3777.1387 | 166.9212 | 1892.6136 | 1871.5369 | -45.6349 | 221.0164 | 0 | -935.0535
2030-10-25 | 23 | 460.3872 | 460.3872 | 153.2358 | 199.8963 | 199.8963 | 3777.1387 | 213.9538 | 1892.6136 | 1871.5369 | 1725.821 | 256.3044 | 0 | -1080.5968
2030-10-25 | 24 | 153.4624 | 153.4624 | 0 | 133.2642 | 133.2642 | 3777.1387 | 168.9819 | 0 | 3500.3411 | 1821.2448 | 3538.2996 | 0 | -1080.5968
2030-10-26 | 1 | 153.4624 | 153.4624 | 0 | 0 | 0 | 3777.1387 | 3625.937 | 1321.033 | 3743.0737 | 3642.4895 | 3538.2996 | 0 | -1080.5968
2030-10-26 | 2 | 0 | 3.6119 | 143.5296 | 0 | 0 | 3777.1387 | 3625.937 | 3785.2273 | 3743.0737 | 3642.4895 | 3538.2996 | 0 | -1080.5968
2030-10-26 | 3 | 103.0832 | 0 | 0 | 0 | 0 | 3777.1387 | 3625.937 | 3785.2273 | 3743.0737 | 3642.4895 | 3538.2996 | 0 | -1080.5968
2030-10-26 | 4 | 143.3013 | 0 | 0 | 0 | 0 | 3777.1387 | 3625.937 | 3785.2273 | 3743.0737 | 3642.4895 | 3538.2996 | 0 | -1080.5968
2030-10-26 | 5 | 153.4624 | 153.4624 | 0 | 0 | 0 | 3777.1387 | 3625.937 | 3785.2273 | 3743.0737 | 3642.4895 | 3538.2996 | 0 | -1080.5968
2030-10-26 | 6 | 153.4624 | 153.4624 | 0 | 0 | 0 | 3777.1387 | 3625.937 | 3785.2273 | 3743.0737 | 3642.4895 | 3538.2996 | 0 | -1080.5968
2030-10-26 | 7 | 153.4624 | 153.4624 | 0 | 0 | 0 | 3777.1387 | 3625.937 | 608.4438 | 3743.0737 | 3642.4895 | 3538.2996 | 0 | -1080.5968
2030-10-26 | 8 | 153.4624 | 153.4624 | 0 | 0 | 0 | 3777.1387 | 3625.937 | 257.2043 | 1871.5369 | 1391.5167 | 3538.2996 | 0 | -1080.5968
2030-10-26 | 9 | 153.4624 | 153.4624 | 0 | 133.2642 | 133.2642 | 3777.1387 | 2993.2307 | -2.7895e-05 | 2533.8992 | 692.9132 | 3538.2996 | 403.3574 | -1080.5968
2030-10-26 | 10 | 153.4624 | 153.4624 | 0 | 133.2642 | 133.2642 | 3777.1387 | 3625.937 | 132.3563 | 1871.5369 | 705.6589 | 3538.2996 | 451.7638 | -1080.5968
2030-10-26 | 11 | 153.4624 | 153.4624 | 0 | 133.2642 | 133.2642 | 3777.1387 | 3046.1152 | 572.1859 | 2051.0696 | -4.53e-06 | 3538.2996 | 470.9222 | -1080.5968
2030-10-26 | 12 | 153.4624 | 153.4624 | 0 | 133.2642 | 133.2642 | 3777.1387 | 2423.7026 | 518.9221 | 2169.0303 | -4.53e-06 | 3538.2996 | 394.9398 | -1080.5968
2030-10-26 | 13 | 153.4624 | 153.4624 | 0 | 133.2642 | 133.2642 | 3777.1387 | 215.9519 | 517.7533 | 2338.8899 | -4.53e-06 | 3538.2996 | 354.1425 | -1080.5968
2030-10-26 | 14 | 153.4624 | 153.4624 | 0 | 0 | 0 | 3777.1387 | 937.408 | 659.3202 | 1368.9825 | -4.53e-06 | 3538.2996 | 421.4817 | -1080.5968
2030-10-26 | 15 | 153.4624 | 153.4624 | 0 | 0 | 0 | 3777.1387 | 3625.937 | -2.7895e-05 | 290.5033 | 1105.9232 | 3538.2996 | 485.2712 | -1080.5968
2030-10-26 | 16 | 153.4624 | 153.4624 | 0 | 0 | 0 | 3777.1387 | 3625.937 | -210.6914 | -482.6318 | -4.53e-06 | 3538.2996 | 0 | -1080.5968
2030-10-26 | 17 | 153.4624 | 153.4624 | 0 | 0 | 0 | 3777.1387 | 3625.937 | -492.0323 | 1871.5369 | -4.53e-06 | 3538.2996 | 485.2712 | -1080.5968
2030-10-26 | 18 | 153.4624 | 153.4624 | 0 | 0 | 0 | 3777.1387 | 3625.937 | -602.0415 | 3743.0737 | 2504.0532 | 3538.2996 | 0 | -1080.5968
2030-10-26 | 19 | 153.4624 | 153.4624 | 0 | 0 | 0 | 3777.1387 | 3625.937 | 51.0217 | 3743.0737 | 3642.4895 | 3538.2996 | 209.8683 | -1080.5968
2030-10-26 | 20 | 153.4624 | 153.4624 | 0 | 0 | 0 | 3777.1387 | 3625.937 | 2249.0901 | 3743.0737 | 3642.4895 | 3538.2996 | 0 | -1080.5968
2030-10-26 | 21 | 153.4624 | 218.8368 | 0 | 95.2601 | 133.2642 | 3777.1387 | 3625.937 | 2048.3684 | 3743.0737 | 3642.4895 | 3538.2996 | 0 | -1080.5968
2030-10-26 | 22 | 202.7849 | 306.9248 | 0 | 133.2642 | 110.5133 | 3777.1387 | 3625.937 | 2145.9829 | 3743.0737 | 3642.4895 | 3538.2996 | 0 | -1080.5968
2030-10-26 | 23 | 459.0771 | 306.9248 | 0 | 66.6321 | 66.6321 | 3777.1387 | 3625.937 | 2210.4329 | 3743.0737 | 3642.4895 | 3538.2996 | 0 | -1080.5968
2030-10-26 | 24 | 306.9248 | 437.5902 | 0 | 66.6321 | 66.6321 | 3777.1387 | 3625.937 | 2361.4299 | 3743.0737 | 3642.4895 | 3538.2996 | 0 | -1080.5968
2030-10-27 | 1 | 153.4624 | 153.4624 | 0 | 0 | 0 | 3777.1387 | 3625.937 | 2947.4922 | 3743.0737 | 3642.4895 | 3538.2996 | 0 | -1080.5968
2030-10-27 | 2 | 153.4624 | 153.4624 | 0 | 0 | 0 | 3777.1387 | 3625.937 | -2.7895e-05 | 3743.0737 | 3642.4895 | 3538.2996 | 0 | -1080.5968
2030-10-27 | 3 | 153.4624 | 153.4624 | 0 | 0 | 0 | 3777.1387 | 3625.937 | 2837.1731 | 3743.0737 | 3642.4895 | 3538.2996 | 0 | -1080.5968
2030-10-27 | 4 | 153.4624 | 153.4624 | 0 | 0 | 0 | 3777.1387 | 3625.937 | 697.2758 | 3743.0737 | 3642.4895 | 3538.2996 | 0 | -1080.5968
2030-10-27 | 5 | 460.3872 | 460.3872 | 0 | 72.9008 | 66.6321 | 3777.1387 | 3625.937 | 3110.4875 | 3743.0737 | 3642.4895 | 3538.2996 | 0 | -1080.5968
2030-10-27 | 6 | 306.9248 | 335.0769 | 0 | 133.2642 | 133.2642 | 3777.1387 | 3625.937 | 3785.2273 | 3743.0737 | 3642.4895 | 3538.2996 | 0 | -1080.5968
2030-10-27 | 7 | 306.9248 | 160.4847 | 0 | 199.8963 | 199.8963 | 3777.1387 | 3625.937 | 3785.2273 | 3743.0737 | 3642.4895 | 3538.2996 | 0 | -1080.5968
2030-10-27 | 8 | 306.9248 | 306.9248 | 0 | 133.2642 | 112.5353 | 3777.1387 | 3625.937 | 3634.1443 | 3743.0737 | 3642.4895 | 3538.2996 | 0 | -1080.5968
2030-10-27 | 9 | 173.2566 | 153.4624 | 0 | 199.8963 | 199.8963 | 3777.1387 | 3625.937 | 3185.7883 | 3743.0737 | 3642.4895 | 3538.2996 | 0 | -1080.5968
2030-10-27 | 10 | 153.4624 | 278.9034 | 0 | 199.8963 | 199.8963 | 3777.1387 | 3625.937 | 2941.4966 | 3743.0737 | 3642.4895 | 3538.2996 | 0 | -1080.5968
2030-10-27 | 11 | 153.4624 | 270.9164 | 0 | 199.8963 | 199.8963 | 3777.1387 | 3625.937 | 3057.9746 | 3743.0737 | 3642.4895 | 3538.2996 | 0 | -1080.5968
2030-10-27 | 12 | 153.4624 | 211.7791 | 0 | 199.8963 | 199.8963 | 3777.1387 | 3625.937 | 3194.3323 | 3743.0737 | 3642.4895 | 3538.2996 | 0 | -1080.5968
2030-10-27 | 13 | 277.819 | 306.9248 | 0 | 199.8963 | 199.8963 | 3777.1387 | 3625.937 | 3079.0078 | 3743.0737 | 3642.4895 | 3538.2996 | 0 | 1080.5968
2030-10-27 | 14 | 269.5348 | 306.9248 | 0 | 199.8963 | 199.8963 | 3777.1387 | 3625.937 | 2616.614 | 3743.0737 | 3642.4895 | 3538.2996 | 125.4476 | -1080.5968
2030-10-27 | 15 | 233.0478 | 306.9248 | 0 | 199.8963 | 199.8963 | 3777.1387 | 3625.937 | 3785.2273 | 3743.0737 | 3642.4895 | 3538.2996 | 0 | -1080.5968
2030-10-27 | 16 | 306.9248 | 340.007 | 0 | 199.8963 | 199.8963 | 3777.1387 | 3625.937 | 3558.644 | 3743.0737 | 3642.4895 | 3538.2996 | 0 | 1080.5968
2030-10-27 | 17 | 460.3872 | 460.3872 | 0 | 199.8963 | 199.8963 | 3777.1387 | 3625.937 | 2641.0928 | 3743.0737 | 3642.4895 | 3538.2996 | 0 | -1080.5968
2030-10-27 | 18 | 460.3872 | 460.3872 | 0 | 226.8951 | 266.4163 | 3777.1387 | 3625.937 | 2612.9316 | 3743.0737 | 3642.4895 | 3538.2996 | 0 | -1080.5968
2030-10-27 | 19 | 460.3872 | 460.3872 | 0 | 199.8963 | 181.6164 | 3777.1387 | 3625.937 | 2705.1221 | 3743.0737 | 3642.4895 | 3538.2996 | 0 | -1080.5968
2030-10-27 | 20 | 460.3872 | 321.5239 | 0 | 74.3333 | 66.6321 | 3777.1387 | 3625.937 | 2418.1921 | 3743.0737 | 3642.4895 | 3538.2996 | 116.417 | -1080.5968
2030-10-27 | 21 | 153.4624 | 154.1154 | 0 | 133.2642 | 133.2642 | 3777.1387 | 3625.937 | 3785.2273 | 3743.0737 | 3642.4895 | 3538.2996 | 0 | -1080.5968
2030-10-27 | 22 | 153.4624 | 153.4624 | 0 | 0 | 0 | 3777.1387 | 3625.937 | 3785.2273 | 3743.0737 | 3642.4895 | 3538.2996 | 0 | -1080.5968
2030-10-27 | 23 | 153.4624 | 153.4624 | 0 | 0 | 0 | 3777.1387 | 3625.937 | 3785.2273 | 3743.0737 | 3642.4895 | 3538.2996 | 0 | -4.53e-06
2030-10-27 | 24 | 153.4624 | 54.5248 | 0 | 0 | 0 | 3777.1387 | 3625.936 | 2174.093 | 3743.0737 | 3642.4895 | 3538.2996 | 0 | 540.2984
2030-10-28 | 1 | 153.4624 | 153.4624 | 0 | 0 | 0 | 3777.1387 | 3625.9382 | 3274.74 | 3743.0737 | 3642.4895 | 3538.2996 | 0 | -1080.5968
2030-10-28 | 2 | 153.4624 | 153.4624 | 0 | 0 | 0 | 3777.1387 | 3625.937 | 3086.4126 | 3743.0737 | 3642.4895 | 3538.2996 | 0 | -1080.5968
2030-10-28 | 3 | 153.4624 | 153.4624 | 0 | 0 | 0 | 3777.1387 | 3625.937 | 2620.946 | 3743.0737 | 3642.4895 | 3538.2996 | 0 | -1080.5968
2030-10-28 | 4 | 153.4624 | 153.4624 | 0 | 0 | 0 | 3777.1387 | 3625.937 | 3785.2273 | 3743.0737 | 3642.4895 | 3538.2996 | 0 | -1080.5968
2030-10-28 | 5 | 153.4624 | 153.4624 | 0 | 266.4163 | 266.4163 | 3777.1387 | 3625.937 | 3785.2273 | 3743.0737 | 3642.4895 | 3538.2996 | 0 | 1080.5968
2030-10-28 | 6 | 153.4624 | 153.4624 | 0 | 66.6321 | 66.6321 | 3777.1387 | 3625.937 | 3785.2273 | 3743.0737 | 3642.4895 | 3538.2996 | 0 | -1080.5968
2030-10-28 | 7 | 153.4624 | 153.4624 | 0 | 133.2642 | 106.8161 | 3674.0918 | 3625.937 | 3785.2273 | 3743.0737 | 3642.4895 | 3538.2996 | 0 | -1080.5968
2030-10-28 | 8 | 153.4624 | 153.4624 | 0 | 17.5016 | 66.6321 | 3657.1392 | 3625.937 | 3785.2273 | 3743.0737 | 3642.4895 | 3538.2996 | 0 | -1080.5968
2030-10-28 | 9 | 153.4624 | 153.4624 | 0 | 0 | 0 | 3683.324 | 3625.937 | 3785.2273 | 3743.0737 | 3642.4895 | 3538.2996 | 0 | -1063.1432
2030-10-28 | 10 | 153.4624 | 153.4624 | 0 | 66.6321 | 66.6321 | 3777.1387 | 3625.937 | 3785.2273 | 3743.0737 | 3642.4895 | 3538.2996 | 0 | -867.2289
2030-10-28 | 11 | 153.4624 | 153.4624 | 51.2614 | 133.2642 | 133.2642 | 3504.4585 | 3625.937 | 3487.1279 | 3743.0737 | 3642.4895 | 3538.2996 | 0 | -733.6584
2030-10-28 | 12 | 153.4624 | 153.4624 | 98.8692 | 199.8963 | 199.8963 | 3663.6133 | 3625.937 | 3359.1951 | 3743.0737 | 3642.4895 | 2366.5945 | 0 | -719.7593
2030-10-28 | 13 | 153.4624 | 153.4624 | 82.9692 | 199.8963 | 199.8963 | 3672.8931 | 3625.937 | 2941.0789 | 3539.5806 | 3642.4895 | 2623.2122 | 0 | -705.7005
2030-10-28 | 14 | 153.4624 | 153.4624 | 80.6387 | 199.8963 | 199.8963 | 3453.1936 | 3625.937 | 2291.5012 | 3743.0737 | 3642.4895 | 3538.2996 | 0 | -860.5396
2030-10-28 | 15 | 153.4624 | 153.4624 | 66.3639 | 66.6321 | 66.6321 | 3667.1094 | 3625.937 | 1080.5791 | 3481.5493 | 3642.4895 | 3538.2996 | 0 | -885.5179
2030-10-28 | 16 | 153.4624 | 153.4624 | 90.6065 | 0 | 0 | 3543.9382 | 1775.589 | -755.5702 | 4.53e-05 | 3642.4895 | 3538.2996 | 0 | -932.2635
2030-10-28 | 17 | 153.4624 | 153.4624 | 52.9988 | 0 | 0 | 3777.1387 | 215.9536 | -615.9641 | -3097.1775 | 1877.569 | 1793.0969 | 0 | -940.4839
2030-10-28 | 18 | 153.4624 | 153.4624 | 569.5703 | 0 | 0 | 3242.6934 | 213.952 | -891.2493 | -3743.0737 | 2739.5874 | 265.2474 | 0 | -1080.5968
2030-10-28 | 19 | 153.4624 | 153.4624 | 485.2921 | 0 | 0 | 3708.0269 | 215.9534 | -273.7386 | -3405.052 | 1821.2448 | 2351.1404 | 0 | -1080.5968
2030-10-28 | 20 | 153.4624 | 153.4624 | 341.2393 | 0 | 0 | 3166.6101 | 215.9527 | -2.7895e-05 | -3568.8809 | 1301.6927 | 1930.7196 | 0 | -1080.5968
2030-10-28 | 21 | 153.4624 | 224.3496 | 646.4664 | 66.6321 | 66.6321 | 3703.0627 | 166.9224 | 508.4492 | -3490.6582 | 1821.2448 | 348.2996 | 0 | -1080.5968
2030-10-28 | 22 | 153.4624 | 153.4624 | 646.4664 | 58.5906 | 0 | 3204.9319 | 166.9224 | 678.975 | -3743.0737 | 1821.2448 | 1769.1498 | 0 | -984.4796
2030-10-28 | 23 | 153.4624 | 153.4624 | 358.6291 | 0 | 0 | 3143.3784 | 166.9223 | 135.7259 | -3743.0737 | 1821.2448 | 1769.1498 | 0 | -1080.5968
2030-10-28 | 24 | 153.4624 | 153.4624 | 0 | 0 | 0 | 3266.9458 | 166.9225 | -195.2508 | -3743.0737 | 1821.2448 | 1389.203 | 0 | -1080.5968
2030-10-29 | 1 | 153.4624 | 153.4624 | 0 | 0 | 0 | 3777.1387 | 166.9227 | -1851.9563 | -3743.0737 | 1985.0192 | 984.3621 | 0 | -1080.5968
2030-10-29 | 2 | 153.4624 | 153.4624 | 0 | 0 | 0 | 3777.1387 | 166.9225 | -2742.3171 | -3743.0737 | 3642.4895 | 607.798 | 0 | -1080.5968
2030-10-29 | 3 | 153.4624 | 153.4624 | 0 | 0 | 0 | 3777.1387 | 166.9231 | -2595.4814 | -3743.0737 | 3642.4895 | 1027.948 | 0 | -1080.5968
2030-10-29 | 4 | 153.4624 | 153.4624 | 0 | 0 | 0 | 3777.1387 | 166.9228 | -2726.7986 | -3685.4382 | 3598.1475 | 1769.1498 | 0 | -1080.5968
2030-10-29 | 5 | 153.4624 | 153.4624 | 0 | 0 | 0 | 3777.1387 | 500.9996 | -2661.3528 | -3743.0737 | 3642.4895 | 3538.2996 | 0 | -1080.5968
2030-10-29 | 6 | 153.4624 | 153.4624 | 0 | 0 | 0 | 3773.4646 | 2602.4365 | -832.9109 | -3189.4717 | 1842.9987 | 3538.2996 | 0 | -1080.5968
2030-10-29 | 7 | 153.4624 | 153.4624 | 0 | 0 | 0 | 3777.1387 | 3453.3555 | -761.7208 | -3743.0728 | 3642.4895 | 3538.2996 | 0 | -1080.5968
2030-10-29 | 8 | 153.4624 | 153.4624 | 0 | 0 | 0 | 3777.1387 | 3625.937 | -100.2994 | -2495.5557 | 3642.4895 | 3538.2996 | 359.9846 | -1080.5968
2030-10-29 | 9 | 153.4624 | 153.4624 | 0 | 66.6321 | 95.591 | 3777.1387 | 3625.937 | 275.7297 | -2177.1709 | 2974.6052 | 3538.2996 | 0 | -646.8987
2030-10-29 | 10 | 277.2153 | 153.4624 | 0 | 66.6321 | 125.9237 | 3777.1387 | 2938.7891 | 366.1119 | -1871.5369 | 2525.9797 | 3538.2996 | 0 | -593.1895
2030-10-29 | 11 | 153.4624 | 185.8941 | 0 | 0 | 0 | 3777.1387 | 943.7569 | 109.7721 | -1871.5358 | 3642.4895 | 3001.7742 | 0 | -568.6157
2030-10-29 | 12 | 153.4624 | 153.4624 | 0 | 0 | 0 | 3777.1387 | 1503.3824 | -19.9043 | -1871.5369 | 2091.5027 | 3538.2996 | 0 | -559.8403
2030-10-29 | 13 | 153.4624 | 153.4624 | 0 | 133.2642 | 75.0017 | 3777.1387 | 304.6845 | -2.7895e-05 | -1556.1283 | 2089.8286 | 3538.2996 | 0 | -512.7344
2030-10-29 | 14 | 460.3872 | 366.5935 | 20.6812 | 133.2642 | 160.1482 | 3777.1387 | 215.9508 | 335.0844 | -937.7685 | 2084.5681 | 2849.6025 | 0 | -505.8244
2030-10-29 | 15 | 460.3872 | 460.3872 | 14.0947 | 257.5155 | 199.8963 | 3777.1387 | 1343.8378 | 423.0693 | -966.1475 | 3642.4895 | 3538.2996 | 0 | -526.5287
2030-10-29 | 16 | 460.3872 | 460.3872 | 57.3014 | 199.8963 | 216.7056 | 3777.1387 | 3506.8767 | 841.384 | 7.3427 | 3642.4895 | 3538.2996 | 0 | -536.337
2030-10-29 | 17 | 460.3872 | 460.3872 | 646.4664 | 133.2642 | 174.0787 | 3777.1387 | 215.9523 | 243.5396 | 915.0071 | 1821.2448 | 721.4565 | 0 | -515.0698
2030-10-29 | 18 | 306.9248 | 403.5453 | 586.6015 | 199.8963 | 199.8963 | 3099.2778 | 215.9513 | -1050.192 | -897.026 | 2662.604 | 2679.0278 | 0 | -521.3056
2030-10-29 | 19 | 153.4624 | 153.4624 | 509.6862 | 199.8963 | 199.8963 | 3777.1387 | 917.0321 | -1029.0311 | 173.9943 | 1821.2448 | 3538.2996 | 0 | -535.3903
2030-10-29 | 20 | 153.4624 | 153.4624 | 117.4848 | 199.8963 | 199.8963 | 3777.1387 | 2083.5188 | -1167.1338 | 1955.6552 | 1821.2448 | 3538.2996 | 0 | -543.287
2030-10-29 | 21 | 153.4624 | 153.4624 | 0 | 199.8963 | 199.8963 | 3777.1387 | 3625.937 | -1102.075 | 2126.1208 | 3642.4895 | 3538.2996 | 0 | -559.4832
2030-10-29 | 22 | 153.4624 | 153.4624 | 0 | 133.2642 | 133.2642 | 3777.1387 | 3625.937 | -1701.8 | 1435.7886 | 1821.2448 | 3538.2996 | 0 | -769.277
2030-10-29 | 23 | 153.4624 | 153.4624 | 379.9703 | 0 | 0 | 3777.1387 | 2691.3081 | -2713.114 | 740.8759 | 2370.0068 | 3538.2996 | 0 | -1080.5968
2030-10-29 | 24 | 153.4624 | 153.4624 | 0 | 0 | 0 | 3777.1387 | 3625.937 | -2663.2158 | 2102.0652 | 3642.4895 | 3538.2996 | 0 | -1080.5968
2030-10-30 | 1 | 153.4624 | 153.4624 | 0 | 0 | 0 | 3777.1387 | 3625.937 | 0 | 3743.0737 | 3642.4895 | 3538.2996 | 0 | -1080.5968
2030-10-30 | 2 | 153.4624 | 153.4624 | 0 | 0 | 0 | 3777.1387 | 3625.937 | 3785.2273 | 3743.0737 | 3642.4895 | 3538.2996 | 0 | -1080.5968
2030-10-30 | 3 | 0 | 0 | 0 | 0 | 0 | 3777.1387 | 3625.937 | 213.1792 | 3743.0737 | 3642.4895 | 3538.2996 | 0 | -1080.5968
2030-10-30 | 4 | 0 | 0 | 0 | 0 | 0 | 3777.1387 | 3625.937 | 244.2001 | 1020.1517 | 3642.4895 | 3538.2996 | 0 | 1080.5968
2030-10-30 | 5 | 0 | 0 | 0 | 0 | 0 | 3777.1387 | 3625.937 | 1058.5671 | 3743.0737 | 3642.4895 | 3538.2996 | 0 | -1080.5968
2030-10-30 | 6 | 0 | 0 | 0 | 0 | 0 | 3742.8411 | 3625.937 | 2184.1174 | 3743.0737 | 3642.4895 | 3538.2996 | 0 | -1080.5968
2030-10-30 | 7 | 0 | 0 | 25.9576 | 0 | 0 | 3280.3542 | 3625.937 | 3263.1628 | 3743.0737 | 3642.4895 | 3538.2996 | 0 | -4.53e-06
2030-10-30 | 8 | 0 | 0 | 0 | 0 | 0 | 3646.0217 | 3625.937 | 3785.2273 | 3743.0737 | 3642.4895 | 3538.2996 | 0 | -1080.5968
2030-10-30 | 9 | 153.4624 | 153.4624 | 0 | 0 | 0 | 3777.1387 | 3625.937 | 3785.2273 | 3743.0737 | 3642.4895 | 3538.2996 | 83.5372 | -1080.5968
2030-10-30 | 10 | 153.4624 | 153.4624 | 0 | 0 | 0 | 3777.1387 | 3625.937 | 3785.2273 | 3743.0737 | 3642.4895 | 3538.2996 | 293.6874 | -1080.5968
2030-10-30 | 11 | 153.4624 | 153.4624 | 0 | 66.6321 | 42.4397 | 3777.1387 | 3625.937 | 3785.2273 | 3743.0737 | 3642.4895 | 3538.2996 | 0 | -626.9052
2030-10-30 | 12 | 153.4624 | 153.4624 | 0 | 0 | 51.1816 | 3777.1387 | 3625.9382 | 3785.2273 | 3743.0737 | 3642.4895 | 3538.2996 | 0 | -642.4027
2030-10-30 | 13 | 153.4624 | 153.4624 | 0 | 0 | 54.5986 | 3777.1387 | 3625.937 | 3785.2273 | 3743.0737 | 3642.4895 | 3538.2996 | 0 | -614.1524
2030-10-30 | 14 | 153.4624 | 153.4624 | 0 | 104.5774 | 66.6321 | 3777.1387 | 3625.937 | 3785.2273 | 3743.0737 | 3642.4895 | 3538.2996 | 0 | -592.6376
2030-10-30 | 15 | 153.4624 | 153.4624 | 0 | 199.8963 | 158.4064 | 3777.1387 | 3625.937 | 3785.2273 | 3743.0737 | 3642.4895 | 3538.2996 | 0 | -599.8024
2030-10-30 | 16 | 153.4624 | 153.4624 | 57.5274 | 133.2642 | 89.6821 | 3777.1399 | 3625.937 | 3785.2273 | 3743.0737 | 3642.4895 | 3538.2996 | 0 | -772.9855
2030-10-30 | 17 | 153.4624 | 153.4624 | 378.7245 | 0 | 0 | 3777.1387 | 3625.937 | 3785.2273 | 3743.0737 | 3642.4895 | 3538.2996 | 0 | -877.6032
2030-10-30 | 18 | 153.4624 | 153.4624 | 646.4664 | 0 | 0 | 3777.1387 | 3625.937 | 3785.2273 | 3743.0737 | 3642.4895 | 3538.2996 | 66.2068 | -1003.451
2030-10-30 | 19 | 153.4624 | 153.4624 | 234.7837 | 133.2642 | 133.2642 | 3777.1387 | 3625.937 | 3785.2273 | 3743.0737 | 3642.4895 | 3538.2996 | 0 | -1080.5968
2030-10-30 | 20 | 153.4624 | 153.4624 | 217.2217 | 0 | 3.0569 | 3520.1206 | 3625.937 | 3785.2273 | 3743.0737 | 3642.4895 | 3538.2996 | 0 | -1080.5968
2030-10-30 | 21 | 153.4624 | 153.4624 | 0 | 0 | 0 | 2881.4958 | 3625.937 | 3785.2273 | 3743.0737 | 3642.4895 | 3538.2996 | 0 | -1080.5968
2030-10-30 | 22 | 153.4624 | 153.4624 | 0 | 0 | 0 | 3027.531 | 3625.937 | 3785.2273 | 3743.0737 | 3642.4895 | 3538.2996 | 0 | -1080.5968
2030-10-30 | 23 | 153.4624 | 153.4624 | 0 | 0 | 0 | 3503.6931 | 3625.937 | 3785.2273 | 3743.0737 | 3642.4895 | 3538.2996 | 0 | -1080.5968
2030-10-30 | 24 | 0 | 0 | 0 | 0 | 0 | 3344.3904 | 3625.937 | 3785.2273 | 3743.0737 | 3642.4895 | 3538.2996 | 0 | -417.3417
2030-10-31 | 1 | 135.2056 | 153.4624 | 0 | 0 | 0 | 3124.4878 | 3625.937 | 3688.6426 | 3743.0737 | 3642.4895 | 3538.2996 | 0 | -695.4839
2030-10-31 | 2 | 0 | 85.9324 | 0 | 66.5199 | 85.2264 | 3444.1807 | 3625.937 | 1922.6006 | 3743.0737 | 3642.4895 | 3538.2996 | 0 | -1080.5968
2030-10-31 | 3 | 0 | 0 | 0 | 66.5199 | 109.8074 | 3532.8655 | 3625.937 | 1892.6147 | 3743.0737 | 3642.4895 | 3538.2996 | 0 | -1080.5968
2030-10-31 | 4 | 0 | 0 | 0 | 0 | 0 | 3638.751 | 3625.937 | 1892.6136 | 3743.0737 | 3642.4895 | 3538.2996 | 0 | -1080.5968
2030-10-31 | 5 | 0 | 0 | 0 | 66.5199 | 13.9334 | 2859.7373 | 3625.936 | 2690.7695 | -923.3396 | 3642.4895 | 3538.2996 | 0 | 540.2984
2030-10-31 | 6 | 0 | 0 | 0 | 0 | 0 | 3298.2251 | 3625.937 | 1892.6136 | 3743.0737 | 3642.4895 | 3538.2996 | 0 | -4.53e-06
2030-10-31 | 7 | 0 | 0 | 0 | 266.4163 | 260.1238 | 2519.2375 | 3625.937 | 3785.2273 | 3743.0737 | 3642.4895 | 3242.5015 | 0 | 1080.5968
2030-10-31 | 8 | 153.4624 | 153.4624 | 0 | 0 | 0 | 2499.5537 | 3625.937 | 3785.2273 | 3743.0737 | 3642.4895 | 3538.2996 | 290.9224 | -1080.5968
2030-10-31 | 9 | 153.4624 | 153.4624 | 0 | 0 | 0 | 3143.0928 | 3625.937 | 3785.2273 | 3743.0737 | 3642.4895 | 389.8611 | 526.1282 | -1080.5968
2030-10-31 | 10 | 153.4624 | 153.4624 | 0 | 66.6321 | 66.6321 | 3159.9451 | 3625.937 | 3785.2273 | 3743.0737 | 3642.4895 | 1451.6697 | 485.2712 | -1080.5968
2030-10-31 | 11 | 153.4624 | 153.4624 | 0 | 173.2641 | 133.2642 | 3777.1387 | 3625.937 | 3785.2273 | 3743.0737 | 3642.4895 | 1775.4745 | 181.1969 | -1080.5968
2030-10-31 | 12 | 306.9248 | 312.5637 | 0 | 133.2642 | 133.2642 | 3777.1387 | 3625.937 | 3785.2273 | 3743.0737 | 3642.4895 | 265.2474 | 0 | -1080.5968
2030-10-31 | 13 | 153.4624 | 153.4624 | 0 | 133.2642 | 90.7919 | 3777.1387 | 3625.937 | 3785.2273 | 3743.0737 | 3642.4895 | 3538.2996 | 0 | -1080.5968
2030-10-31 | 14 | 306.9248 | 311.7576 | 0 | 133.2642 | 133.2642 | 3777.1387 | 3625.937 | 3785.2273 | 3743.0737 | 3642.4895 | 3538.2996 | 0 | -1080.5968
2030-10-31 | 15 | 460.3872 | 436.4704 | 0 | 133.2642 | 133.2642 | 3777.1387 | 2025.8344 | 3785.2273 | 3743.0737 | 3642.4895 | 3538.2996 | 0 | -1080.5968
2030-10-31 | 16 | 460.3872 | 460.3872 | 0 | 157.4134 | 199.8963 | 3777.1387 | 1419.6229 | 3298.9646 | 3743.0737 | 3642.4895 | 1822.6666 | 485.2712 | -1080.5968
2030-10-31 | 17 | 306.9248 | 361.5289 | 0 | 100.0449 | 66.6321 | 3777.1387 | 215.9531 | 1834.4244 | 3743.0737 | 3642.4895 | 265.2462 | 647.0283 | -1080.5968
2030-10-31 | 18 | 153.4624 | 153.4624 | 0 | 67.8659 | 133.2642 | 3777.1387 | 213.9524 | 361.3265 | 1000.199 | 3642.4895 | 265.2474 | 647.0283 | -1080.5968
2030-10-31 | 19 | 306.9248 | 262.864 | 323.2332 | 199.8963 | 199.8963 | 3561.6685 | 168.9818 | 1369.1218 | 1871.5369 | 1821.2448 | 1769.1498 | 323.5141 | -1080.5968
2030-10-31 | 20 | 460.3872 | 460.3872 | 646.4664 | 78.2209 | 66.6321 | 1888.5693 | 166.9223 | 487.4107 | 1871.5369 | 3642.4895 | 1570.2622 | 0 | -1080.5968
2030-10-31 | 21 | 460.3872 | 324.1932 | 646.4664 | 133.2642 | 95.8477 | 1888.5693 | 166.9225 | 1892.6136 | 1871.5369 | 1821.2448 | 1769.1498 | 0 | -1080.5968
2030-10-31 | 22 | 380.7906 | 460.3872 | 260.9331 | 133.2642 | 133.2642 | 1888.5693 | 166.9225 | 1892.6136 | 275.8496 | 1821.2448 | 221.0147 | 0 | -1080.5968
2030-10-31 | 23 | 306.9248 | 424.3495 | 60.4496 | 199.8963 | 199.8963 | 0 | 166.9226 | 1892.6136 | 0 | 1544.1967 | 221.0139 | 0 | -1080.5968
2030-10-31 | 24 | 460.3872 | 451.3384 | 0 | 133.2642 | 133.2642 | 552.4399 | 0 | 1892.6136 | 0 | 314.9375 | 149.6147 | 0 | -1080.5968
2030-11-01 | 1 | 460.3872 | 357.0746 | 0 | 199.8963 | 199.8963 | 1888.5693 | 166.9225 | 1065.9897 | 0 | 1482.0671 | 221.0145 | 0 | -1080.5968
2030-11-01 | 2 | 460.3872 | 460.3872 | 0 | 133.2642 | 139.8414 | 1888.5693 | 166.9216 | 1135.3802 | -1829.1599 | 1821.2448 | 3458.3918 | 0 | -1080.5968
2030-11-01 | 3 | 460.3872 | 460.3872 | 0 | 92.0352 | 66.6321 | 1888.5693 | 168.9817 | 393.7482 | -2395.939 | 3642.4895 | 3538.2996 | 0 | -1080.5968
2030-11-01 | 4 | 306.9248 | 339.6628 | 0 | 0 | 0 | 2459.1279 | 168.9806 | 1075.7716 | 0 | 1821.2448 | 3538.2996 | 0 | -1080.5968
2030-11-01 | 5 | 306.9248 | 459.6206 | 0 | 0 | 0 | 3777.1387 | 168.9825 | 1239.9923 | 0 | 2008.4873 | 3538.2996 | 0 | -1080.5968
2030-11-01 | 6 | 460.3872 | 387.4598 | 0 | 0 | 0 | 3777.1387 | 168.9813 | 1398.5166 | 385.5425 | 1821.2448 | 3538.2996 | 0 | -1080.5968
2030-11-01 | 7 | 460.3872 | 460.3872 | 0 | 66.6321 | 53.1483 | 3186.0403 | 168.9813 | 1364.9958 | 1871.5369 | 3642.4895 | 3538.2996 | 0 | -1080.5968
2030-11-01 | 8 | 460.3872 | 460.3872 | 261.9681 | 199.8963 | 199.8963 | 1888.5693 | 168.9814 | 1061.7178 | 1871.5369 | 3642.4895 | 3538.2996 | 0 | -1080.5968
2030-11-01 | 9 | 460.3872 | 460.3872 | 484.8498 | 266.4163 | 266.4163 | 1888.5693 | 168.9818 | 1892.6136 | 1871.5369 | 2752.2837 | 387.8553 | 0 | -1080.5968
2030-11-01 | 10 | 460.3872 | 460.3872 | 323.2332 | 266.4163 | 266.4163 | 1888.5693 | 166.9223 | 1313.542 | 1729.7802 | 1821.2448 | 221.0134 | 0 | -1080.5968
2030-11-01 | 11 | 460.3872 | 460.3872 | 0 | 266.4163 | 266.4163 | 1888.5693 | 166.9225 | 1892.3132 | 1345.1931 | 1821.2448 | 0 | 323.5141 | -1080.5968
2030-11-01 | 12 | 460.3872 | 460.3872 | 0 | 266.4163 | 266.4163 | 1888.5693 | 0 | 1892.6136 | 1871.5369 | 1821.2448 | -681.8867 | 328.0375 | -1080.5968
2030-11-01 | 13 | 460.3872 | 460.3872 | 0 | 266.4163 | 266.4163 | 1888.5693 | 166.9224 | 1892.6136 | 1871.5369 | 1821.2448 | 221.0137 | 36.3106 | -1080.5968
2030-11-01 | 14 | 460.3872 | 460.3872 | 158.7294 | 266.4163 | 266.4163 | 1888.5693 | 213.9539 | 1892.6136 | 1871.5369 | 3339.113 | 265.2463 | 0 | -1080.5968
2030-11-01 | 15 | 460.3872 | 460.3872 | 0 | 266.4163 | 266.4163 | 1888.5693 | 213.953 | 1892.6136 | 1871.5369 | 3642.4895 | 265.2458 | 0 | -1080.5968
2030-11-01 | 16 | 460.3872 | 460.3872 | 0 | 266.4163 | 266.4163 | 1888.5693 | 166.9224 | 1892.6136 | 1871.5369 | 3642.4895 | 221.0136 | 0 | -1080.5968
2030-11-01 | 17 | 460.3872 | 460.3872 | 323.2332 | 266.4163 | 266.4163 | 1888.5693 | 166.9225 | 1887.6221 | 1871.5369 | 3124.8074 | 0 | 0 | -1080.5968
2030-11-01 | 18 | 460.3872 | 460.3872 | 349.769 | 266.4163 | 266.4163 | 1888.5693 | 166.9225 | 1357.7115 | 1871.5369 | 3642.4895 | -417.6881 | 0 | -1080.5968
2030-11-01 | 19 | 460.3872 | 460.3872 | 203.5535 | 266.4163 | 266.4163 | 1888.5693 | 166.9226 | 2014.1287 | 1871.5369 | 3642.4895 | 1769.1498 | 0 | -1080.5968
2030-11-01 | 20 | 460.3872 | 460.3872 | 0 | 266.4163 | 266.4163 | 1888.5693 | 166.9226 | 2019.2682 | 1871.5369 | 3642.4895 | 1521.4075 | 0 | -1080.5968
2030-11-01 | 21 | 460.3872 | 460.3872 | 646.4664 | 266.4163 | 266.4163 | 1888.5693 | 168.9809 | 2442.8262 | 1871.5369 | 3642.4895 | 1769.1498 | 143.9012 | -1080.5968
2030-11-01 | 22 | 460.3872 | 460.3872 | 238.5061 | 266.4163 | 266.4163 | 1888.5693 | 213.9516 | 2845.7322 | 1871.5369 | 3642.4895 | 1552.2147 | 0 | -1080.5968
2030-11-01 | 23 | 460.3872 | 460.3872 | 0 | 199.8963 | 199.8963 | 3647.0906 | 213.953 | 3341.8462 | 1871.5369 | 3642.4895 | 265.2469 | 0 | -1080.5968
2030-11-01 | 24 | 460.3872 | 460.3872 | 0 | 133.2642 | 133.2642 | 3777.1387 | 213.9534 | 3134.3862 | 2042.9962 | 3642.4895 | 265.2469 | 0 | -1080.5968
2030-11-02 | 1 | 460.3872 | 460.3872 | 0 | 73.6622 | 66.6321 | 3777.1387 | 215.9517 | 2771.854 | 2529.2971 | 3642.4895 | 878.2376 | 0 | -1080.5968
2030-11-02 | 2 | 460.3872 | 460.3872 | 0 | 49.3391 | 66.6321 | 3777.1387 | 1196.5372 | 2480.012 | 3743.0737 | 3642.4895 | 1769.1498 | 0 | -1080.5968
2030-11-02 | 3 | 460.3872 | 460.3872 | 0 | 53.2677 | 0 | 3777.1387 | 215.9514 | 2089.9392 | 3743.0737 | 3642.4895 | 2858.0103 | 25.3421 | -1080.5968
2030-11-02 | 4 | 460.3872 | 425.3643 | 0 | 0 | 0 | 3777.1387 | 213.952 | 952.7531 | 1445.923 | 3642.4895 | 400.1841 | 0 | -1080.5968
2030-11-02 | 5 | 460.3872 | 424.4006 | 0 | 0 | 0 | 2758.4092 | 213.9508 | 1062.2972 | 1871.5369 | 3642.4895 | 265.247 | 0 | -1080.5968
2030-11-02 | 6 | 460.3872 | 460.3872 | 0 | 133.2642 | 72.6507 | 1888.5693 | 168.9814 | 1048.4631 | -596.2744 | 3642.4895 | 3051.1299 | 0 | -1080.5968
2030-11-02 | 7 | 460.3872 | 460.3872 | 0 | 133.2642 | 104.3284 | 3261.1628 | 208.7085 | 1012.8932 | -570.711 | 3642.4895 | 1769.1498 | 0 | -1080.5968
2030-11-02 | 8 | 460.3872 | 460.3872 | 0 | 107.1636 | 66.6321 | 3777.1387 | 215.9544 | 1553.9594 | 1100.4193 | 3642.4895 | 1546.2382 | 0 | -1080.5968
2030-11-02 | 9 | 460.3872 | 409.6574 | 0 | 66.6321 | 66.6321 | 3777.1387 | 215.9531 | 2472.2515 | 3743.0737 | 3642.4895 | 1081.0746 | 0 | -1080.5968
2030-11-02 | 10 | 273.2934 | 153.4624 | 0 | 199.8963 | 199.8963 | 3777.1387 | 230.9866 | 3041.3596 | 3743.0737 | 3642.4895 | 2216.7302 | 412.9551 | -1080.5968
2030-11-02 | 11 | 153.4624 | 153.4624 | 0 | 135.9971 | 199.8963 | 3777.1387 | 3625.937 | 3785.2273 | 3743.0737 | 3642.4895 | 3538.2996 | 0 | -1080.5968
2030-11-02 | 12 | 153.4624 | 153.4624 | 0 | 133.2642 | 115.859 | 3777.1387 | 3625.937 | 3785.2273 | 3743.0737 | 3642.4895 | 3538.2996 | 0 | -1080.5968
2030-11-02 | 13 | 153.4624 | 153.4624 | 0 | 169.2955 | 199.8963 | 3777.1387 | 3625.937 | 3785.2273 | 3743.0737 | 3642.4895 | 3538.2996 | 368.478 | -1080.5968
2030-11-02 | 14 | 153.4624 | 153.4624 | 0 | 199.8963 | 138.5207 | 3777.1387 | 3625.937 | 3785.2273 | 3743.0737 | 3642.4895 | 3538.2996 | 103.5039 | -1080.5968
2030-11-02 | 15 | 153.4624 | 153.4624 | 0 | 133.2642 | 171.4097 | 3777.1387 | 3603.4868 | 3785.2273 | 3743.0737 | 3642.4895 | 3538.2996 | 144.3869 | -1080.5968
2030-11-02 | 16 | 153.4624 | 153.4624 | 0 | 75.143 | 133.2642 | 3777.1387 | 514.3125 | 3785.2273 | 3743.0737 | 3642.4895 | 3538.2996 | 151.942 | -1080.5968
2030-11-02 | 17 | 153.4624 | 153.4624 | 0 | 133.2642 | 106.386 | 3777.1387 | 213.9528 | -2.7895e-05 | 3743.0737 | 3642.4895 | -1180.1421 | 502.6736 | -1080.5968
2030-11-02 | 18 | 153.4624 | 153.4624 | 0 | 133.2642 | 109.5297 | 3718.6377 | 213.9525 | -2.7895e-05 | 3743.0737 | 3642.4895 | -1368.4237 | 485.2712 | -1080.5968
2030-11-02 | 19 | 153.4624 | 165.5352 | 0 | 133.2642 | 133.2642 | 3777.1387 | 213.9525 | -1282.9332 | 835.3145 | 3642.4895 | -5.9605e-05 | 485.2712 | -1080.5968
2030-11-02 | 20 | 153.4624 | 202.2705 | 0 | 133.2642 | 133.2642 | 1021.1619 | 213.9518 | -2.7895e-05 | 4.53e-05 | 3642.4895 | 265.2446 | 485.2712 | -1080.5968
2030-11-02 | 21 | 153.4624 | 153.4624 | 0 | 33.9498 | 0 | 3777.1387 | 213.9523 | -1944.8696 | -1167.4542 | 1426.8096 | 675.3979 | 463.9763 | -1080.5968
2030-11-02 | 22 | 153.4624 | 153.4624 | 0 | 0 | 0 | 3777.1387 | 213.9522 | -1995.334 | -3085.3921 | 1023.0164 | 1999.4423 | 42.9846 | -1080.5968
2030-11-02 | 23 | 153.4624 | 153.4624 | 0 | 0 | 0 | 3777.1387 | 213.9523 | -1355.0872 | -3743.0737 | -4.53e-06 | 1387.4915 | 0 | -1080.5968
2030-11-02 | 24 | 153.4624 | 153.4624 | 0 | 0 | 0 | 3777.1387 | 213.9522 | -1128.1674 | -3743.0737 | -4.53e-06 | 2792.0791 | 0 | -1080.5968
2030-11-03 | 1 | 153.4624 | 153.4624 | 0 | 0 | 0 | 3741.8152 | 168.9816 | -1578.5608 | -3743.0737 | 1821.2448 | 3538.2996 | 0 | -1080.5968
2030-11-03 | 2 | 153.4624 | 153.4624 | 0 | 0 | 0 | 3777.1387 | 633.0237 | -1104.5065 | -2107.3164 | 1821.2448 | 3538.2996 | 0 | -1080.5968
2030-11-03 | 3 | 153.4624 | 153.4624 | 0 | 0 | 0 | 3777.1387 | 2494.9929 | -1309.4269 | -3743.0737 | 2557.585 | 3538.2996 | 0 | -1080.5968
2030-11-03 | 4 | 153.4624 | 153.4624 | 0 | 88.0747 | 133.2642 | 3777.1387 | 3625.937 | -1392.4952 | -1000.6652 | 3642.4895 | 3538.2996 | 0 | -1080.5968
2030-11-03 | 5 | 153.4624 | 153.4624 | 0 | 0 | 0 | 3777.1387 | 3625.937 | -924.1295 | 2977.2258 | 3642.4895 | 3538.2996 | 0 | 1080.5968
2030-11-03 | 6 | 153.4624 | 153.4624 | 0 | 0 | 0 | 3777.1387 | 3625.937 | -618.9178 | 3743.0737 | 3642.4895 | 3538.2996 | 0 | -1080.5968
2030-11-03 | 7 | 153.4624 | 153.4624 | 0 | 0 | 0 | 3777.1387 | 3625.937 | 339.4778 | 3743.0737 | 3642.4895 | 3538.2996 | 0 | 1080.5968
2030-11-03 | 8 | 153.4624 | 153.4624 | 0 | 0 | 0 | 3777.1387 | 3625.937 | -2.7895e-05 | 3743.0737 | 3642.4895 | 3538.2996 | 0 | -1080.5968
2030-11-03 | 9 | 160.2179 | 153.4624 | 0 | 0 | 0 | 3777.1387 | 3625.937 | 163.6179 | 3743.0737 | 3642.4895 | 3538.2996 | 0 | -1080.5968
2030-11-03 | 10 | 153.4624 | 223.9915 | 0 | 0 | 0 | 3777.1387 | 3625.937 | 884.2456 | 3743.0737 | 3642.4895 | 3538.2996 | 0 | -1080.5968
2030-11-03 | 11 | 238.4268 | 306.9248 | 0 | 0 | 0 | 3777.1387 | 3625.937 | 3070.1294 | 3743.0737 | 3642.4895 | 3538.2996 | 0 | -1080.5968
2030-11-03 | 12 | 153.4624 | 153.4624 | 0 | 0 | 0 | 3777.1387 | 3625.937 | 3785.2273 | 3743.0737 | 3642.4895 | 3538.2996 | 0 | -1080.5968
2030-11-03 | 13 | 153.4624 | 153.4624 | 0 | 0 | 0 | 3777.1387 | 3625.937 | 3785.2273 | 3743.0737 | 3642.4895 | 3538.2996 | 0 | -1080.5968
2030-11-03 | 14 | 153.4624 | 153.4624 | 0 | 0 | 0 | 3777.1387 | 3625.937 | 3785.2273 | 3743.0737 | 3642.4895 | 3538.2996 | 0 | 1080.5968
2030-11-03 | 15 | 153.4624 | 153.4624 | 0 | 0 | 0 | 3777.1387 | 3625.937 | 3785.2273 | 3743.0737 | 3642.4895 | 3538.2996 | 0 | -1080.5968
2030-11-03 | 16 | 153.4624 | 153.4624 | 0 | 0 | 0 | 3777.1387 | 3625.937 | 3785.2273 | 3743.0737 | 3642.4895 | 3538.2996 | 0 | -1080.5968
2030-11-03 | 17 | 153.4624 | 153.4624 | 0 | 0 | 0 | 3777.1387 | 3625.937 | 3785.2273 | 3743.0737 | 3642.4895 | 3538.2996 | 0 | -1080.5968
2030-11-03 | 18 | 153.4624 | 153.4624 | 0 | 0 | 0 | 3777.1387 | 3625.937 | 3785.2273 | 3743.0737 | 3642.4895 | 3538.2996 | 0 | -1080.5968
2030-11-03 | 19 | 153.4624 | 153.4624 | 0 | 0 | 0 | 3777.1387 | 3625.937 | 3785.2273 | 3743.0737 | 3642.4895 | 3538.2996 | 0 | -1080.5968
2030-11-03 | 20 | 153.4624 | 153.4624 | 0 | 0 | 0 | 3777.1387 | 3625.937 | 3785.2273 | 3743.0737 | 3642.4895 | 3538.2996 | 260.1696 | -1080.5968
2030-11-03 | 21 | 153.4624 | 153.4624 | 0 | 0 | 0 | 3777.1387 | 3625.937 | 3785.2273 | 3743.0737 | 3642.4895 | 3538.2996 | 145.8447 | -1080.5968
2030-11-03 | 22 | 153.4624 | 153.4624 | 0 | 0 | 0 | 3777.1387 | 3625.937 | 3785.2273 | 3743.0737 | 3642.4895 | 3538.2996 | 33.172 | -1080.5968
2030-11-03 | 23 | 153.4624 | 153.4624 | 0 | 0 | 0 | 3777.1387 | 3625.937 | 3785.2273 | 3743.0737 | 3642.4895 | 3538.2996 | 0 | -1080.5968
2030-11-03 | 24 | 153.4624 | 153.4624 | 0 | 0 | 0 | 3777.1387 | 3625.937 | 3785.2273 | 3743.0737 | 3642.4895 | 3538.2996 | 0 | -1080.5968
2030-11-04 | 1 | 11.9153 | 153.4624 | 0 | 0 | 0 | 3777.1387 | 3625.937 | 3785.2273 | 3743.0737 | 3642.4895 | 3538.2996 | 0 | -1080.5968
2030-11-04 | 2 | 153.4624 | 153.4624 | 0 | 0 | 0 | 3777.1387 | 3625.937 | 3785.2273 | 3743.0737 | 3642.4895 | 3538.2996 | 0 | -1080.5968
2030-11-04 | 3 | 153.4624 | 153.4624 | 0 | 0 | 0 | 3777.1387 | 3625.937 | 3785.2273 | 3743.0737 | 3642.4895 | 3538.2996 | 0 | -1080.5968
2030-11-04 | 4 | 153.4624 | 153.4624 | 0 | 0 | 0 | 3777.1387 | 3625.937 | 3785.2273 | 3743.0737 | 3642.4895 | 3538.2996 | 0 | -1080.5968
2030-11-04 | 5 | 0 | 0 | 0 | 0 | 0 | 3777.1387 | 3625.937 | 3785.2273 | 3743.0737 | 3642.4895 | 3538.2996 | 0 | 1080.5968
2030-11-04 | 6 | 153.4624 | 153.4624 | 0 | 0 | 0 | 3777.1387 | 3625.937 | 3785.2273 | 3743.0737 | 3642.4895 | 3538.2996 | 0 | -1080.5968
2030-11-04 | 7 | 153.4624 | 153.4624 | 0 | 0 | 0 | 3777.1387 | 3625.937 | 3785.2273 | 3743.0737 | 3642.4895 | 3538.2996 | 0 | -1080.5968
2030-11-04 | 8 | 153.4624 | 153.4624 | 0 | 0 | 0 | 3777.1387 | 3625.937 | 3785.2273 | 3743.0737 | 3642.4895 | 3538.2996 | 0 | -1080.5968
2030-11-04 | 9 | 153.4624 | 153.4624 | 0 | 0 | 0 | 3777.1387 | 3625.937 | 3785.2273 | 3743.0737 | 3642.4895 | 3538.2996 | 0 | -1080.5968
2030-11-04 | 10 | 153.4624 | 153.4624 | 0 | 0 | 0 | 3777.1387 | 3625.937 | 3785.2273 | 3743.0737 | 3642.4895 | 3538.2996 | 0 | -1080.5968
2030-11-04 | 11 | 153.4624 | 153.4624 | 0 | 0 | 0 | 3777.1387 | 3625.937 | 3785.2273 | 3743.0737 | 3642.4895 | 3538.2996 | 0 | -1080.5968
2030-11-04 | 12 | 153.4624 | 153.4624 | 0 | 0 | 0 | 3777.1387 | 3625.937 | 3785.2273 | 3743.0737 | 3642.4895 | 3538.2996 | 0 | -1080.5968
2030-11-04 | 13 | 153.4624 | 153.4624 | 0 | 0 | 0 | 3777.1387 | 3625.937 | 3785.2273 | 3743.0737 | 3642.4895 | 3538.2996 | 0 | 1080.5968
2030-11-04 | 14 | 153.4624 | 153.4624 | 0 | 0 | 0 | 3777.1387 | 3625.937 | 3021.6431 | 3743.0737 | 3642.4895 | 3538.2996 | 0 | -1080.5968
2030-11-04 | 15 | 153.4624 | 153.4624 | 0 | 0 | 0 | 3777.1387 | 3625.937 | -157.7311 | 3743.0737 | 3642.4895 | 3538.2996 | 0 | -1080.5968
2030-11-04 | 16 | 153.4624 | 153.4624 | 0 | 0 | 0 | 3777.1387 | 2274.688 | -465.0565 | 1871.5369 | 1821.2448 | 3538.2996 | 0 | -1080.5968
2030-11-04 | 17 | 306.9248 | 197.9724 | 191.3724 | 133.2642 | 133.2642 | 3777.1387 | 215.9544 | -2.7895e-05 | 1871.5369 | 737.799 | 2882.3008 | 0 | -1080.5968
2030-11-04 | 18 | 153.4624 | 165.6649 | 180.945 | 133.2642 | 133.2642 | 3777.1387 | 171.4502 | -1490.0046 | -473.0321 | 1821.2448 | 2084.6692 | 0 | -1080.5968
2030-11-04 | 19 | 153.4624 | 153.4624 | 129.8807 | 116.7948 | 66.6321 | 2829.6011 | 168.9817 | -1115.1698 | 0 | 0 | 3538.2996 | 0 | -1080.5968
2030-11-04 | 20 | 153.4624 | 153.4624 | 181.0832 | 0 | 0 | 1888.5693 | 168.9814 | -1204.4397 | 1228.6429 | 0 | 3313.2971 | 0 | -1080.5968
2030-11-04 | 21 | 153.4624 | 153.4624 | 276.6994 | 0 | 0 | 2473.6711 | 166.9225 | -318.0522 | 1871.5369 | -1935.1398 | 1769.1498 | 0 | -1080.5968
2030-11-04 | 22 | 153.4624 | 153.4624 | 337.8393 | 133.2642 | 133.2642 | 1888.5693 | 166.9225 | -695.3512 | 0 | 0 | 450.7137 | 0 | -1080.5968
2030-11-04 | 23 | 306.9248 | 306.9248 | 646.4664 | 194.6484 | 133.2642 | 1888.5693 | 166.9227 | 0 | 633.0283 | 0 | 1093.5153 | 0 | -1080.5968
2030-11-04 | 24 | 153.4624 | 153.4624 | 0 | 0 | 0 | 1888.5693 | 166.9223 | -1799.8446 | 0 | 1821.2448 | 221.0129 | 0 | -1080.5968
2030-11-05 | 1 | 153.4624 | 153.4624 | 437.6025 | 0 | 0 | 2578.0015 | 166.9223 | -1114.339 | -35.19 | 0 | 221.0136 | 0 | -1080.5968
2030-11-05 | 2 | 153.4624 | 153.4624 | 481.46 | 0 | 0 | 3777.1387 | 168.9818 | -1335.9081 | 0 | 0 | 3538.2996 | 0 | -1080.5968
2030-11-05 | 3 | 153.4624 | 153.4624 | 646.4664 | 0 | 0 | 3777.1387 | 1812.9685 | -2596.707 | 0 | 530.915 | 3538.2996 | 0 | -1080.5968
2030-11-05 | 4 | 153.4624 | 153.4624 | 0 | 0 | 0 | 3777.1387 | 3368.2437 | -3176.3193 | -752.3069 | 1821.2448 | 3538.2996 | 0 | -1080.5968
2030-11-05 | 5 | 153.4624 | 153.4624 | 0 | 0 | 0 | 3777.1387 | 2451.6533 | -3366.4636 | -2672.9756 | 3642.4895 | 3538.2996 | 0 | -1080.5968
2030-11-05 | 6 | 153.4624 | 153.4624 | 0 | 0 | 0 | 3777.1387 | 1304.7953 | -1804.7745 | 4.53e-05 | 2822.8528 | 3538.2996 | 0 | -1080.5968
2030-11-05 | 7 | 153.4624 | 153.4624 | 0 | 0 | 0 | 3777.1387 | 215.954 | 83.8186 | 1120.8735 | 3642.4895 | 2916.5256 | 0 | -1080.5968
2030-11-05 | 8 | 306.9248 | 279.3991 | 0 | 133.2642 | 133.2642 | 3777.1387 | 215.9517 | 658.3127 | 1728.6323 | 3361.0095 | 1769.1498 | 0 | -1080.5968
2030-11-05 | 9 | 460.3872 | 460.3872 | 0 | 199.8963 | 158.1459 | 3777.1387 | 215.9535 | 765.8558 | 1871.5369 | 1584.6304 | 1769.1498 | 0 | -1080.5968
2030-11-05 | 10 | 460.3872 | 460.3872 | 0 | 133.2642 | 133.2642 | 3777.1387 | 215.9524 | 355.9936 | 500.9297 | 1821.2448 | 2952.2092 | 0 | -1080.5968
2030-11-05 | 11 | 460.3872 | 394.9618 | 0 | 66.6321 | 66.6321 | 3777.1387 | 194.9206 | 269.2777 | 1032.7262 | 1821.2448 | 3248.062 | 0 | -1080.5968
2030-11-05 | 12 | 460.3872 | 460.3872 | 0 | 199.8963 | 199.8963 | 3777.1387 | 168.9802 | 613.2245 | 1080.2944 | 1821.2448 | 1857.9683 | 0 | -1080.5968
2030-11-05 | 13 | 460.3872 | 460.3872 | 0 | 199.8963 | 199.8963 | 1888.5693 | 168.981 | 90.064 | 1083.748 | 1821.2448 | 1769.1498 | 0 | -1080.5968
2030-11-05 | 14 | 460.3872 | 460.3872 | 0 | 199.8963 | 199.8963 | 2007.6477 | 168.9816 | 346.439 | 1871.5369 | 1821.2448 | 1769.1498 | 0 | -1080.5968
2030-11-05 | 15 | 460.3872 | 460.3872 | 0 | 199.8963 | 199.8963 | 2123.3235 | 168.9811 | 760.6567 | 1871.5369 | 1821.2448 | 1769.1498 | 0 | -1080.5968
2030-11-05 | 16 | 460.3872 | 460.3872 | 646.4664 | 266.4163 | 266.4163 | 1888.5693 | 166.9218 | 1892.6136 | 1871.5369 | 2131.9639 | 1769.1498 | 100.0504 | -1080.5968
2030-11-05 | 17 | 460.3872 | 460.3872 | 646.4664 | 266.4163 | 266.4163 | 1888.5693 | 166.9224 | 1892.6136 | 1871.5369 | 1821.2448 | 1006.3041 | 0 | -1080.5968
2030-11-05 | 18 | 460.3872 | 460.3872 | 528.0682 | 199.8963 | 199.8963 | 3262.3188 | 168.9811 | 997.1314 | 1871.5369 | 1821.2448 | 1952.8813 | 0 | -1080.5968
2030-11-05 | 19 | 460.3872 | 460.3872 | 311.3189 | 199.8963 | 234.7859 | 3777.1387 | 168.9819 | 1892.6136 | 1871.5369 | 1226.3477 | 3538.2996 | 0 | -1080.5968
2030-11-05 | 20 | 460.3872 | 460.3872 | 273.6619 | 266.4163 | 266.4163 | 1888.5693 | 168.9812 | 1892.6136 | 1871.5369 | 1821.2448 | 2128.1965 | 0 | -1080.5968
2030-11-05 | 21 | 460.3872 | 460.3872 | 646.4664 | 217.067 | 266.4163 | 1888.5693 | 166.9224 | 1684.8977 | 1315.6062 | 1821.2448 | 221.0139 | 0 | -1080.5968
2030-11-05 | 22 | 460.3872 | 460.3872 | 13.9438 | 266.4163 | 266.4163 | 1888.5693 | 166.9225 | 1892.6136 | 1871.5369 | 1821.2448 | 506.8043 | 0 | -1080.5968
2030-11-05 | 23 | 460.3872 | 460.3872 | 0 | 155.7451 | 133.2642 | 1888.5693 | 166.922 | 1892.6136 | 1871.5369 | 3045.5637 | 221.0132 | 0 | -1080.5968
2030-11-05 | 24 | 375.2004 | 460.3872 | 0 | 0 | 0 | 1888.5693 | 166.9223 | 463.4149 | 0 | 1821.2448 | 221.0141 | 0 | -1080.5968
2030-11-06 | 1 | 460.3872 | 458.0412 | 442.8294 | 0 | 0 | 3626.4817 | 166.9235 | 2678.6011 | 1871.5369 | 3642.4895 | 221.0142 | 0 | -1080.5968
2030-11-06 | 2 | 153.4624 | 153.4624 | 0 | 110.9322 | 133.2642 | 3777.1387 | 1637.4789 | 3785.2273 | 3743.0737 | 3642.4895 | 3538.2996 | 0 | -1080.5968
2030-11-06 | 3 | 153.4624 | 153.4624 | 0 | 66.6321 | 37.1725 | 3777.1387 | 3625.937 | 3785.2273 | 3743.0737 | 3642.4895 | 3538.2996 | 0 | -1080.5968
2030-11-06 | 4 | 153.4624 | 153.4624 | 0 | 66.6321 | 41.0131 | 3777.1387 | 3625.937 | 3785.2273 | 3743.0737 | 3642.4895 | 3538.2996 | 0 | -1080.5968
2030-11-06 | 5 | 153.4624 | 153.4624 | 0 | 0 | 0 | 3777.1387 | 3625.937 | 3785.2273 | 3743.0737 | 3642.4895 | 3538.2996 | 0 | -1080.5968
2030-11-06 | 6 | 153.4624 | 153.4624 | 0 | 133.2642 | 133.2642 | 3777.1387 | 3625.937 | 3785.2273 | 3743.0737 | 3642.4895 | 3538.2996 | 0 | -1080.5968
2030-11-06 | 7 | 153.4624 | 153.4624 | 0 | 221.3056 | 266.4163 | 3777.1387 | 3625.937 | 3785.2273 | 3743.0737 | 3642.4895 | 3538.2996 | 0 | -1080.5968
2030-11-06 | 8 | 193.4865 | 153.4624 | 0 | 199.8963 | 199.8963 | 3777.1387 | 3625.937 | 3785.2273 | 3743.0737 | 3642.4895 | 3538.2996 | 0 | -1080.5968
2030-11-06 | 9 | 306.9248 | 297.7489 | 0 | 199.8963 | 199.8963 | 3777.1387 | 3460.1362 | 3785.2273 | 3743.0737 | 3642.4895 | 3538.3005 | 0 | -1080.5968
2030-11-06 | 10 | 306.9248 | 452.2068 | 0 | 199.8963 | 199.8963 | 3777.1387 | 3587.4592 | 3785.2273 | 3743.0737 | 3642.4895 | 3538.2996 | 0 | -1080.5968
2030-11-06 | 11 | 460.3872 | 460.3872 | 0 | 199.8963 | 155.1673 | 3777.1387 | 3079.2058 | 3785.2273 | 3743.0737 | 3642.4895 | 3538.2996 | 0 | -1080.5968
2030-11-06 | 12 | 460.3872 | 460.3872 | 0 | 133.2642 | 76.8787 | 3777.1387 | 2984.688 | 2363.4297 | 3743.0737 | 3642.4895 | 2684.1143 | 323.5141 | -1080.5968
2030-11-06 | 13 | 153.4624 | 153.4624 | 0 | 21.0883 | 0 | 3777.1387 | 3212.3538 | 1768.9943 | 3743.0737 | 3642.4895 | 3538.2996 | 425.069 | -1080.5968
2030-11-06 | 14 | 460.3872 | 460.3872 | 0 | 199.8963 | 199.8963 | 3777.1387 | 717.3507 | 3409.6218 | 3743.0737 | 3642.4895 | 3538.2996 | 435.0246 | -1080.5968
2030-11-06 | 15 | 460.3872 | 460.3872 | 0 | 199.8963 | 199.8963 | 3777.1387 | 786.0679 | 1892.6136 | 2071.2273 | 3229.7351 | 3538.2996 | 0 | -1080.5968
2030-11-06 | 16 | 460.3872 | 460.3872 | 41.3895 | 199.8963 | 243.0143 | 2042.6365 | 215.9531 | 1892.6136 | 1871.5369 | 3077.3108 | 1769.1498 | 0 | -1080.5968
2030-11-06 | 17 | 460.3872 | 460.3872 | 183.73 | 199.8963 | 259.2328 | 1888.5693 | 215.9522 | 1892.6136 | 1222.2345 | 1821.2448 | 831.837 | 0 | -1080.5968
2030-11-06 | 18 | 460.3872 | 460.3872 | 484.8498 | 236.8753 | 199.8963 | 27.1811 | 168.9812 | 1892.6136 | 1871.5369 | 1821.2448 | 878.981 | 0 | -1080.5968
2030-11-06 | 19 | 460.3872 | 460.3872 | 314.0656 | 266.4163 | 266.4163 | 601.5473 | 168.9816 | 1892.6136 | 1871.5369 | 1821.2448 | 1769.1498 | 0 | -1080.5968
2030-11-06 | 20 | 460.3872 | 460.3872 | 317.9427 | 266.4163 | 266.4163 | 1371.6978 | 168.9814 | 1892.6136 | 1871.5369 | 1014.3845 | 2438.6526 | 0 | -1080.5968
2030-11-06 | 21 | 460.3872 | 460.3872 | 646.4664 | 199.8963 | 199.8963 | 1888.5693 | 168.9813 | 172.0057 | 1871.5369 | 0 | 3331.917 | 0 | -1080.5968
2030-11-06 | 22 | 389.6981 | 306.9248 | 0 | 133.2642 | 133.2642 | 2622.0334 | 168.9812 | 36.5576 | 1871.5369 | 1526.3883 | 1769.1498 | 0 | -1080.5968
2030-11-06 | 23 | 153.4624 | 153.4624 | 0 | 133.2642 | 130.2339 | 2401.6714 | 168.9811 | 773.6565 | 1871.5369 | 0 | 1769.1498 | 0 | -1080.5968
2030-11-06 | 24 | 153.4624 | 153.4624 | 33.8822 | 133.2642 | 133.2642 | 1888.5693 | 0 | 146.3958 | 0 | 0 | 40.7 | 0 | -1080.5968
2030-11-07 | 1 | 153.4624 | 153.4624 | 0 | 0 | 0 | 2706.8208 | 166.9224 | 135.0554 | 0 | 0 | 221.0136 | 0 | -1080.5968
2030-11-07 | 2 | 153.4624 | 153.4624 | 141.6857 | 0 | 0 | 2938.9802 | 166.9224 | -152.9515 | -171.4773 | 0 | 680.6882 | 0 | -1080.5968
2030-11-07 | 3 | 153.4624 | 153.4624 | 469.3702 | 0 | 0 | 2247.5747 | 166.9225 | 452.5688 | 0 | 0 | 1103.5059 | 0 | -1080.5968
2030-11-07 | 4 | 153.4624 | 153.4624 | 0 | 0 | 0 | 2321.8135 | 213.9514 | 188.6342 | -1851.3447 | 1821.2448 | 1769.1498 | 0 | -1080.5968
2030-11-07 | 5 | 153.4624 | 153.4624 | 0 | 0 | 0 | 1888.5693 | 213.9508 | 426.4282 | -759.4515 | 897.0667 | 1473.0547 | 0 | -1080.5968
2030-11-07 | 6 | 153.4624 | 153.4624 | 0 | 0 | 0 | 3777.1387 | 166.922 | 445.7942 | -1871.5369 | -236.6397 | 1769.1498 | 0 | -1080.5968
2030-11-07 | 7 | 153.4624 | 173.3107 | 285.8862 | 0 | 0 | 1945.5039 | 168.9818 | -93.7778 | -1871.5369 | 1821.2448 | 3405.7415 | 0 | -1080.5968
2030-11-07 | 8 | 460.3872 | 460.3872 | 426.8272 | 66.6321 | 104.2584 | 1888.5693 | 168.9825 | 683.6741 | 1615.9694 | 1821.2448 | 2062.9949 | 0 | -1080.5968
2030-11-07 | 9 | 403.2433 | 306.9248 | 0 | 133.2642 | 133.2642 | 3777.1387 | 859.9612 | 708.7733 | -757.9591 | 1654.3744 | 3538.2996 | 323.5141 | -1080.5968
2030-11-07 | 10 | 306.9248 | 315.135 | 0 | 133.2642 | 133.2642 | 3777.1387 | 3224.6902 | 486.4604 | -529.6778 | 2396.1863 | 3538.2996 | 485.2712 | -1080.5968
2030-11-07 | 11 | 306.9248 | 423.2923 | 0 | 66.6321 | 103.6364 | 3777.1387 | 3625.937 | 989.7187 | 2498.8816 | 1821.2448 | 3538.2996 | 485.2712 | -1080.5968
2030-11-07 | 12 | 409.8395 | 306.9248 | 0 | 168.5852 | 199.8963 | 3777.1387 | 3625.937 | 1214.7629 | 3249.5398 | 1440.0452 | 3538.2996 | 485.2712 | -1080.5968
2030-11-07 | 13 | 306.9248 | 330.5877 | 0 | 199.8963 | 199.8963 | 3777.1387 | 3625.937 | 1183.9498 | 3661.0405 | 978.7473 | 3538.2996 | 224.0256 | -1080.5968
2030-11-07 | 14 | 460.3872 | 454.2751 | 0 | 199.8963 | 199.8963 | 3777.1387 | 3625.937 | 1892.6136 | 2425.3728 | 2193.4487 | 3538.2996 | 234.429 | -1080.5968
2030-11-07 | 15 | 460.3872 | 460.3872 | 0 | 199.8963 | 199.8963 | 3777.1387 | 2886.1323 | 1892.6136 | 2318.613 | 2221.0208 | 3538.2996 | 240.2799 | -1080.5968
2030-11-07 | 16 | 460.3872 | 460.3872 | 0 | 199.8963 | 199.8963 | 3777.1387 | 215.952 | 3623.6174 | 3743.0737 | 2736.4937 | 3538.2996 | 323.5141 | -1080.5968
2030-11-07 | 17 | 460.3872 | 460.3872 | 0 | 266.4163 | 266.4163 | 2496.8557 | 213.9523 | 3176.5417 | 1871.5369 | 3642.4895 | 1314.0278 | 485.2712 | -1080.5968
2030-11-07 | 18 | 460.3872 | 460.3872 | 178.7474 | 266.4163 | 244.0367 | 1888.5693 | 215.9512 | 3226.5056 | 1871.5369 | 1821.2448 | 323.0124 | 485.2712 | -1080.5968
2030-11-07 | 19 | 460.3872 | 460.3872 | 646.4664 | 261.1191 | 199.8963 | 1888.5693 | 166.9225 | 3785.2273 | 1871.5369 | 1821.2448 | 1769.1498 | 0 | -1080.5968
2030-11-07 | 20 | 460.3872 | 460.3872 | 627.9435 | 251.0721 | 199.8963 | 1888.5693 | 166.9225 | 3233.5002 | 1871.5369 | 1821.2448 | 221.0157 | 0 | -1080.5968
2030-11-07 | 21 | 460.3872 | 460.3872 | 646.4664 | 266.4163 | 266.4163 | 1888.5693 | 166.9226 | 3785.2273 | 1871.5369 | 1821.2448 | 290.7665 | 0 | -1080.5968
2030-11-07 | 22 | 460.3872 | 460.3872 | 252.0043 | 235.2588 | 266.4163 | 1888.5693 | 166.9222 | 1892.6136 | 1871.5369 | 1858.3274 | 1141.4991 | 0 | -1080.5968
2030-11-07 | 23 | 460.3872 | 460.3872 | 506.4229 | 225.6273 | 199.8963 | 1888.5693 | 166.9224 | 1892.6136 | 1871.5369 | 1421.2554 | 221.0139 | 0 | -1080.5968
2030-11-07 | 24 | 153.4624 | 153.4624 | 0 | 133.2642 | 133.2642 | 1888.5693 | 166.9221 | 517.6085 | 0 | 1105.6492 | 287.1833 | 0 | -1080.5968
2030-11-08 | 1 | 153.4624 | 153.4624 | 0 | 66.6321 | 66.6321 | 3777.1387 | 166.9221 | 1232.4542 | 1258.0638 | 1607.5277 | 1049.412 | 0 | -1080.5968
2030-11-08 | 2 | 153.4624 | 153.4624 | 0 | 0 | 0 | 3777.1387 | 168.9812 | 2051.6455 | 3172.6372 | 3642.4895 | 1884.9952 | 0 | -1080.5968
2030-11-08 | 3 | 153.4624 | 153.4624 | 0 | 0 | 0 | 3777.1387 | 1812.9685 | 3785.2273 | 3743.0737 | 3642.4895 | 3538.2996 | 0 | -1080.5968
2030-11-08 | 4 | 153.4624 | 153.4624 | 0 | 0 | 0 | 3777.1387 | 3625.937 | 3785.2273 | 3743.0737 | 3642.4895 | 3538.2996 | 0 | -1080.5968
2030-11-08 | 5 | 153.4624 | 153.4624 | 0 | 0 | 0 | 3777.1387 | 3625.937 | 3785.2273 | 3743.0737 | 3642.4895 | 3538.2996 | 0 | -1080.5968
2030-11-08 | 6 | 153.4624 | 153.4624 | 0 | 133.2642 | 127.1746 | 3777.1387 | 3625.937 | 3785.2273 | 3743.0737 | 3642.4895 | 3538.2996 | 0 | -1080.5968
2030-11-08 | 7 | 153.4624 | 153.4624 | 0 | 199.8963 | 199.8963 | 3777.1387 | 3625.937 | 3785.2273 | 3743.0737 | 3642.4895 | 3538.2996 | 0 | -1080.5968
2030-11-08 | 8 | 153.4624 | 153.4624 | 0 | 199.8963 | 164.234 | 3777.1387 | 3625.937 | 3785.2273 | 3743.0737 | 3642.4895 | 3538.2996 | 0 | -1080.5968
2030-11-08 | 9 | 153.4624 | 153.4624 | 0 | 266.4163 | 257.2376 | 3777.1387 | 3625.937 | 3785.2273 | 3743.0737 | 3642.4895 | 3538.2996 | 0 | -1080.5968
2030-11-08 | 10 | 153.4624 | 153.4624 | 0 | 266.4163 | 266.4163 | 3777.1387 | 3625.937 | 3785.2273 | 3743.0737 | 3642.4895 | 3538.2983 | 259.6798 | -1080.5968
2030-11-08 | 11 | 153.4624 | 153.4624 | 0 | 266.4163 | 266.4163 | 3777.1387 | 3625.937 | 3785.2273 | 3743.0737 | 3642.4895 | 3538.2996 | 323.5141 | -1080.5968
2030-11-08 | 12 | 153.4624 | 153.4624 | 0 | 266.4163 | 266.4163 | 3777.1387 | 3625.937 | 3785.2273 | 3743.0737 | 3642.4895 | 3538.2996 | 258.3886 | -1080.5968
2030-11-08 | 13 | 153.4624 | 153.4624 | 0 | 266.4163 | 266.4163 | 3777.1387 | 3625.937 | 3785.2273 | 3743.0737 | 3642.4895 | 3538.2996 | 0 | -1080.5968
2030-11-08 | 14 | 153.4624 | 153.4624 | 0 | 266.4163 | 266.4163 | 3777.1387 | 3625.936 | 3785.2273 | 3743.0737 | 3642.4895 | 3538.2996 | 67.1193 | -1080.5968
2030-11-08 | 15 | 153.4624 | 153.4624 | 0 | 266.4163 | 266.4163 | 3777.1387 | 3625.937 | 3785.2273 | 3743.0737 | 3642.4895 | 3538.2996 | 0 | -1080.5968
2030-11-08 | 16 | 415.9204 | 460.3872 | 0 | 199.8963 | 199.8963 | 3777.1387 | 3625.937 | 3785.2273 | 3743.0737 | 3642.4895 | 3538.2996 | 0 | -1080.5968
2030-11-08 | 17 | 460.3872 | 325.4416 | 145.8985 | 133.2642 | 133.2642 | 3777.1387 | 1812.9685 | 3785.2273 | 3743.0737 | 3642.4895 | 794.8439 | 0 | -1080.5968
2030-11-08 | 18 | 460.3872 | 460.3872 | 646.4664 | 266.4163 | 266.4163 | 2994.9653 | 166.9222 | 1892.6136 | 3696.6843 | 3642.4895 | 1282.5334 | 0 | -1080.5968
2030-11-08 | 19 | 460.3872 | 460.3872 | 646.4664 | 266.4163 | 266.4163 | 1888.5693 | 166.923 | 1892.6136 | 1871.5369 | 2056.3845 | 1769.1498 | 0 | -1080.5968
2030-11-08 | 20 | 460.3872 | 460.3872 | 523.0046 | 266.4163 | 266.4163 | 1888.5693 | 166.922 | 1892.6136 | 1871.5369 | 1821.2448 | 1769.1498 | 0 | -1080.5968
2030-11-08 | 21 | 460.3872 | 460.3872 | 617.783 | 266.4163 | 266.4163 | 1888.5693 | 166.9225 | 1892.6136 | 1871.5369 | 2850.0693 | 1716.5858 | 0 | -1080.5968
2030-11-08 | 22 | 460.3872 | 460.3872 | 222.9913 | 266.4163 | 266.4163 | 1888.5693 | 166.922 | 1892.6136 | 1871.5369 | 1821.2448 | 1612.7771 | 0 | -1080.5968
2030-11-08 | 23 | 460.3872 | 460.3872 | 0 | 199.8963 | 199.8963 | 1888.5693 | 168.9811 | 1474.8544 | 1161.1877 | 1821.2448 | 1769.1498 | 0 | -1080.5968
2030-11-08 | 24 | 460.3872 | 460.3872 | 0 | 199.8963 | 199.8963 | 2822.5632 | 166.9224 | 1355.092 | 0 | 1338.5754 | 221.0122 | 0 | -1080.5968
2030-11-09 | 1 | 306.9248 | 364.6964 | 0 | 66.6321 | 76.1236 | 3777.1387 | 167.2326 | 1465.97 | 530.3006 | 2430.6543 | 1769.1498 | 0 | -1080.5968
2030-11-09 | 2 | 153.4624 | 153.4624 | 0 | 220.3294 | 199.8963 | 3777.1387 | 1082.2781 | 2391.2307 | 3743.0737 | 3642.4895 | 3538.2996 | 0 | -1080.5968
2030-11-09 | 3 | 153.4624 | 153.4624 | 0 | 199.8963 | 199.8963 | 3777.1387 | 1545.938 | 1664.8516 | 3442.4741 | 3642.4895 | 3538.2996 | 0 | -1080.5968
2030-11-09 | 4 | 0 | 0 | 0 | 0 | 0 | 3777.1387 | 3625.937 | -268.2108 | 1649.3409 | 2353.2388 | 3538.2996 | 0 | -128.8475
2030-11-09 | 5 | 0 | 0 | 0 | 181.2218 | 133.2642 | 3777.1387 | 3625.937 | -151.9513 | 1394.3973 | 2924.8633 | 3538.2996 | 0 | -1080.5968
2030-11-09 | 6 | 153.4624 | 5.3649 | 0 | 0 | 0 | 3777.1387 | 3625.937 | 79.3436 | 2400.2458 | 3642.4895 | 3538.2996 | 0 | -4.53e-06
2030-11-09 | 7 | 153.4624 | 153.4624 | 0 | 199.8963 | 199.2404 | 3777.1387 | 3625.937 | 1341.1096 | 3027.1292 | 3642.4895 | 3538.2996 | 0 | -1080.5968
2030-11-09 | 8 | 153.4624 | 153.4624 | 0 | 0 | 0 | 3777.1387 | 3625.937 | 3572.3032 | 3743.0737 | 3642.4895 | 3538.2996 | 0 | -1080.5968
2030-11-09 | 9 | 153.4624 | 153.4624 | 0 | 0 | 0 | 3777.1387 | 3625.937 | 1171.7156 | 3743.0737 | 3642.4895 | 3538.2996 | 0 | 1080.5968
2030-11-09 | 10 | 153.4624 | 153.4624 | 0 | 0 | 0 | 3777.1387 | 3625.937 | 100.8661 | 2256.4622 | 3642.4895 | 3538.2996 | 0 | -1080.5968
2030-11-09 | 11 | 153.4624 | 153.4624 | 0 | 0 | 0 | 3777.1387 | 2677.6238 | 100.3275 | 3743.0737 | 3642.4895 | 3538.2996 | 0 | -1080.5968
2030-11-09 | 12 | 153.4624 | 153.4624 | 0 | 0 | 0 | 3777.1387 | 2978.5139 | -2.7895e-05 | 3743.0737 | 3642.4895 | 3538.2996 | 0 | -1080.5968
2030-11-09 | 13 | 153.4624 | 153.4624 | 0 | 66.6321 | 66.0757 | 3777.1387 | 3625.937 | -957.2338 | 3460.8542 | 3642.4895 | 3538.2996 | 0 | -1080.5968
2030-11-09 | 14 | 153.4624 | 153.4624 | 0 | 31.7779 | 0 | 3777.1387 | 1517.0232 | 1725.3741 | 3743.0737 | 3642.4895 | 3538.2996 | 0 | -1080.5968
2030-11-09 | 15 | 153.4624 | 153.4624 | 0 | 0 | 0 | 3777.1387 | 2103.4092 | -2.7895e-05 | 3255.873 | 3642.4895 | 3538.2996 | 0 | -1080.5968
2030-11-09 | 16 | 153.4624 | 153.4624 | 291.4045 | 66.6321 | 66.6321 | 2436.8481 | 215.9522 | 489.4936 | 1871.5369 | 3642.4895 | 3538.2996 | 0 | -1080.5968
2030-11-09 | 17 | 153.4624 | 153.4624 | 0 | 133.2642 | 109.5001 | 1888.5693 | 213.9531 | -2.7895e-05 | 1871.5369 | 2022.5532 | 265.2447 | 0 | -1080.5968
2030-11-09 | 18 | 153.4624 | 153.4624 | 21.8763 | 133.2642 | 133.2642 | 3258.199 | 213.9531 | 1892.6136 | 1871.5369 | 3642.4895 | 265.2457 | 231.451 | -1080.5968
2030-11-09 | 19 | 460.3872 | 460.3872 | 646.4664 | 199.8963 | 199.8963 | 1888.5693 | 168.9812 | 1892.6136 | 1871.5369 | 3642.4895 | 2016.3282 | 0 | -1080.5968
2030-11-09 | 20 | 460.3872 | 460.3872 | 646.4664 | 199.8963 | 199.8963 | 1888.5693 | 166.9222 | 944.1296 | 1871.5369 | 1821.2448 | 1769.1498 | 0 | -1080.5968
2030-11-09 | 21 | 306.9248 | 306.9248 | 646.4664 | 133.2642 | 133.2642 | 2536.0908 | 168.9813 | 0 | 0 | 1821.2448 | 2823.1467 | 0 | -1080.5968
2030-11-09 | 22 | 153.4624 | 196.5853 | 646.4664 | 133.2642 | 133.2642 | 3777.1387 | 168.9827 | 0 | 0 | 0 | 3533.2063 | 0 | -1080.5968
2030-11-09 | 23 | 153.4624 | 153.4624 | 556.067 | 0 | 0 | 3777.1387 | 199.6512 | -1108.0891 | 1871.5369 | 0 | 3538.2996 | 0 | -1080.5968
2030-11-09 | 24 | 153.4624 | 153.4624 | 195.0172 | 0 | 0 | 3777.1387 | 758.2754 | -2327.3928 | 1157.666 | 0 | 3538.2996 | 0 | -1080.5968
2030-11-10 | 1 | 153.4624 | 153.4624 | 0 | 0 | 0 | 3777.1387 | 3625.937 | -2228.4187 | 3292.2576 | 1821.2448 | 3538.2996 | 0 | -1080.5968
2030-11-10 | 2 | 153.4624 | 153.4624 | 0 | 0 | 0 | 3777.1387 | 3625.937 | 3785.2273 | 3743.0737 | 3642.4895 | 3538.2996 | 0 | -1080.5968
2030-11-10 | 3 | 9.9924 | 153.4624 | 0 | 0 | 0 | 3777.1387 | 3625.937 | 3785.2273 | 3743.0737 | 3642.4895 | 3538.2996 | 0 | -1080.5968
2030-11-10 | 4 | 0 | 0 | 0 | 0 | 0 | 3777.1387 | 3625.937 | 3785.2273 | 3743.0737 | 3642.4895 | 3538.2996 | 0 | -1080.5968
2030-11-10 | 5 | 0 | 0 | 0 | 0 | 0 | 3777.1387 | 3625.937 | 3785.2273 | 3743.0737 | 3642.4895 | 3538.2996 | 0 | -1080.5968
2030-11-10 | 6 | 0 | 0 | 0 | 0 | 0 | 3777.1387 | 3625.937 | 3785.2273 | 3743.0737 | 3642.4895 | 3538.2996 | 0 | -1080.5968
2030-11-10 | 7 | 153.4624 | 153.4624 | 0 | 0 | 0 | 3777.1387 | 3625.937 | 3785.2273 | 3743.0737 | 3642.4895 | 3538.2996 | 0 | -1080.5968
2030-11-10 | 8 | 153.4624 | 153.4624 | 0 | 0 | 0 | 3777.1387 | 3625.937 | 3785.2273 | 3743.0737 | 3642.4895 | 3538.2996 | 0 | -1080.5968
2030-11-10 | 9 | 153.4624 | 153.4624 | 0 | 0 | 0 | 3777.1387 | 3625.937 | 3785.2273 | 3743.0737 | 3642.4895 | 3538.2996 | 0 | -1080.5968
2030-11-10 | 10 | 153.4624 | 153.4624 | 132.8845 | 0 | 0 | 3777.1387 | 3625.937 | 3785.2273 | 3743.0737 | 3642.4895 | 3538.2996 | 0 | -1080.5968
2030-11-10 | 11 | 153.4624 | 153.4624 | 0 | 0 | 0 | 3777.1387 | 3625.937 | 3785.2273 | 3743.0737 | 3642.4895 | 3538.2996 | 0 | -1080.5968
2030-11-10 | 12 | 153.4624 | 153.4624 | 0 | 0 | 0 | 3777.1387 | 3625.937 | 3785.2273 | 3743.0737 | 3642.4895 | 3538.2996 | 0 | -1080.5968
2030-11-10 | 13 | 153.4624 | 153.4624 | 0 | 0 | 0 | 3777.1387 | 3625.937 | 3785.2273 | 3743.0737 | 3642.4895 | 3538.2996 | 0 | -1080.5968
2030-11-10 | 14 | 153.4624 | 153.4624 | 0 | 266.4163 | 266.4163 | 3777.1387 | 3625.937 | 3785.2273 | 3743.0737 | 3642.4895 | 3538.2996 | 0 | -1080.5968
2030-11-10 | 15 | 153.4624 | 153.4624 | 0 | 266.4163 | 266.4163 | 3777.1387 | 3625.937 | 3785.2273 | 3743.0737 | 3642.4895 | 3538.2996 | 0 | -1080.5968
2030-11-10 | 16 | 306.9248 | 430.8025 | 0 | 266.4163 | 266.4163 | 3777.1387 | 3625.937 | 3785.2273 | 3743.0737 | 3642.4895 | 3538.2996 | 0 | 1080.5968
2030-11-10 | 17 | 153.4624 | 153.4624 | 0 | 266.4163 | 266.4163 | 3777.1387 | 3625.937 | 3785.2273 | 3743.0737 | 3642.4895 | 3538.2996 | 285.4706 | -1080.5968
2030-11-10 | 18 | 153.4624 | 153.4624 | 0 | 266.4163 | 266.4163 | 3777.1387 | 3625.937 | 3785.2273 | 3743.0737 | 3642.4895 | 3538.2996 | 0 | -1080.5968
2030-11-10 | 19 | 153.4624 | 153.4624 | 0 | 266.4163 | 266.4163 | 3777.1387 | 3625.937 | 3785.2273 | 3743.0737 | 3642.4895 | 3538.2996 | 0 | -1080.5968
2030-11-10 | 20 | 153.4624 | 153.4624 | 0 | 0 | 0 | 3777.1387 | 3625.937 | 3785.2273 | 3743.0737 | 3642.4895 | 3538.2996 | 0 | -1080.5968
2030-11-10 | 21 | 153.4624 | 153.4624 | 0 | 0 | 0 | 3777.1387 | 3625.937 | 3785.2273 | 3743.0737 | 3642.4895 | 3538.2996 | 0 | -1080.5968
2030-11-10 | 22 | 153.4624 | 153.4624 | 0 | 0 | 0 | 3777.1387 | 3625.937 | 3785.2273 | 3743.0737 | 3642.4895 | 3538.2996 | 0 | -1080.5968
2030-11-10 | 23 | 0 | 0 | 0 | 0 | 0 | 3777.1387 | 3625.937 | 3785.2273 | 3743.0737 | 3642.4895 | 3538.2996 | 0 | -1080.5968
2030-11-10 | 24 | 0 | 0 | 0 | 0 | 0 | 3777.1387 | 3625.937 | 3785.2273 | 3743.0737 | 3642.4895 | 3538.2996 | 0 | -1080.5968
2030-11-11 | 1 | 0 | 0 | 0 | 0 | 0 | 3777.1387 | 3625.937 | -1316.868 | 3743.0737 | 3642.4895 | 3538.2996 | 0 | -1080.5968
2030-11-11 | 2 | 0 | 0 | 0 | 0 | 0 | 3777.1387 | 3625.937 | -1350.301 | 3743.0737 | 3642.4895 | 3538.2996 | 0 | -1080.5968
2030-11-11 | 3 | 0 | 0 | 0 | 69.0149 | 66.6321 | 2804.0444 | 3625.937 | -689.2269 | 3743.0737 | 3642.4895 | 3538.2996 | 0 | -1080.5968
2030-11-11 | 4 | 0 | 0 | 0 | 66.6321 | 76.2222 | 1822.7646 | 1899.163 | -321.7985 | 3743.0737 | 3642.4895 | 3538.2996 | 0 | -1080.5968
2030-11-11 | 5 | 0 | 0 | 0 | 0 | 0 | 3777.1387 | 862.7985 | -30.6896 | 3743.0737 | 3642.4895 | 3538.2996 | 0 | -1080.5968
2030-11-11 | 6 | 87.4718 | 0 | 0 | 0 | 0 | 3777.1387 | 3625.937 | 2318.5034 | 3743.0737 | 3642.4895 | 2561.855 | 0 | -1080.5968
2030-11-11 | 7 | 460.3872 | 312.3816 | 256.613 | 66.6321 | 66.6321 | 3777.1387 | 3625.937 | 1354.6228 | 3743.0737 | 3642.4895 | 3538.2996 | 0 | -1080.5968
2030-11-11 | 8 | 407.3935 | 460.3872 | 0 | 133.2642 | 68.0971 | 3777.1387 | 1927.4387 | 1192.1667 | 3743.0737 | 3642.4895 | 1769.1498 | 419.7695 | -1080.5968
2030-11-11 | 9 | 306.9248 | 431.5478 | 646.4664 | 199.8963 | 199.8963 | 3777.1387 | 1198.4148 | 975.1422 | 336.7579 | 3642.4895 | 2027.8779 | 0 | -1080.5968
2030-11-11 | 10 | 306.9248 | 400.8177 | 646.4664 | 266.4163 | 266.4163 | 3160.3149 | 166.9223 | 1241.2131 | -1063.4149 | 1821.2448 | 1769.1498 | 0 | -1080.5968
2030-11-11 | 11 | 460.3872 | 460.3872 | 646.4664 | 266.4163 | 266.4163 | 1888.5693 | 166.9224 | 1005.0067 | -228.1221 | 1821.2448 | 221.0148 | 0 | -1080.5968
2030-11-11 | 12 | 460.3872 | 460.3872 | 646.4664 | 266.4163 | 266.4163 | 1888.5693 | 166.9224 | 1386.7279 | -704.2056 | 406.8457 | 1043.1958 | 0 | -1080.5968
2030-11-11 | 13 | 460.3872 | 460.3872 | 646.4664 | 266.4163 | 266.4163 | 1888.5693 | 168.9817 | 745.6547 | -819.5086 | 1821.2448 | 1769.1498 | 0 | -1080.5968
2030-11-11 | 14 | 460.3872 | 460.3872 | 646.4664 | 199.8963 | 240.3427 | 3777.1387 | 168.9814 | 512.9878 | -1312.3663 | 3642.4895 | 2013.3071 | 0 | -1080.5968
2030-11-11 | 15 | 460.3872 | 460.3872 | 448.7188 | 199.8963 | 199.8963 | 3777.1387 | 1581.573 | 681.8663 | -1433.6012 | 2997.0103 | 3538.2996 | 0 | -1080.5968
2030-11-11 | 16 | 460.3872 | 460.3872 | 323.2332 | 199.8963 | 199.8963 | 3236.3469 | 2941.2761 | 1188.198 | -371.5054 | 1821.2448 | 3538.2996 | 0 | -1080.5968
2030-11-11 | 17 | 460.3872 | 460.3872 | 171.0665 | 199.8963 | 199.8963 | 2679.5981 | 985.9009 | 995.8928 | -1098.0918 | 3642.4895 | 3538.2996 | 0 | -1080.5968
2030-11-11 | 18 | 460.3872 | 460.3872 | 469.6928 | 199.8963 | 199.8963 | 3071.8652 | 3625.937 | 1072.3527 | -309.5402 | 1821.2448 | 3538.2996 | 0 | -1080.5968
2030-11-11 | 19 | 460.3872 | 460.3872 | 637.4418 | 199.8963 | 199.8963 | 3777.1387 | 3625.937 | 1413.2479 | 930.5669 | 1821.2448 | 3538.2996 | 0 | -1080.5968
2030-11-11 | 20 | 460.3872 | 460.3872 | 484.8498 | 199.8963 | 199.8963 | 3777.1387 | 3625.937 | 2105.2363 | 1839.7527 | 1821.2448 | 3538.2996 | 0 | -1080.5968
2030-11-11 | 21 | 306.9248 | 285.2851 | 0 | 199.8963 | 197.8174 | 3777.1387 | 3625.937 | 3274.1182 | 2947.804 | 2897.3738 | 3538.2996 | 0 | -1080.5968
2030-11-11 | 22 | 153.4624 | 153.4624 | 0 | 199.8963 | 199.8963 | 3777.1387 | 3625.937 | 3785.2273 | 3743.0737 | 3642.4895 | 3538.2996 | 0 | -1080.5968
2030-11-11 | 23 | 153.4624 | 153.4624 | 394.9525 | 66.6321 | 30.0926 | 3777.1387 | 3625.937 | 3785.2273 | 3743.0737 | 3642.4895 | 3538.2996 | 0 | -1080.5968
2030-11-11 | 24 | 153.4624 | 153.4624 | 320.1036 | 66.6321 | 2.426 | 3777.1387 | 3625.937 | 3785.2273 | 3743.0737 | 3642.4895 | 3538.2996 | 0 | -1080.5968
2030-11-12 | 1 | 153.4624 | 153.4624 | 0 | 46.4656 | 66.6321 | 3777.1387 | 3625.937 | 3785.2273 | 3743.0737 | 3642.4895 | 3538.2996 | 0 | -4.53e-06
2030-11-12 | 2 | 0 | 0 | 0 | 175.0328 | 133.2642 | 3777.1387 | 3625.937 | 3785.2273 | 3743.0737 | 3642.4895 | 3538.2996 | 0 | -540.2984
2030-11-12 | 3 | 0 | 0 | 0 | 170.6797 | 133.1521 | 3777.1387 | 3625.937 | 3785.2273 | 3743.0737 | 3642.4895 | 3538.2996 | 0 | -1080.5968
2030-11-12 | 4 | 0 | 0 | 0 | 175.1109 | 133.1521 | 3777.1387 | 3625.937 | 3785.2273 | 3743.0737 | 3642.4895 | 3538.2996 | 0 | 1080.5968
2030-11-12 | 5 | 0 | 0 | 0 | 84.6336 | 66.5199 | 3777.1387 | 3625.937 | 3785.2273 | 3743.0737 | 3642.4895 | 3538.2996 | 0 | -1080.5968
2030-11-12 | 6 | 0 | 0 | 0 | 141.5041 | 133.2642 | 3777.1387 | 3625.937 | 3785.2273 | 3743.0737 | 3642.4895 | 3538.2996 | 0 | -1080.5968
2030-11-12 | 7 | 0 | 84.7024 | 436.4248 | 174.9252 | 133.2642 | 3777.1387 | 3625.937 | 3785.2273 | 3743.0737 | 3642.4895 | 3538.2996 | 0 | -1080.5968
2030-11-12 | 8 | 153.4624 | 153.4624 | 0 | 133.2642 | 184.0364 | 3777.1387 | 3625.937 | 3785.2273 | 3743.0737 | 3642.4895 | 3538.2996 | 26.4558 | -1080.5968
2030-11-12 | 9 | 153.4624 | 153.4624 | 0 | 199.8963 | 199.8963 | 3777.1387 | 3625.937 | 3785.2273 | 3743.0737 | 3642.4895 | 3538.2996 | 189.9092 | -1080.5968
2030-11-12 | 10 | 306.9248 | 419.8303 | 0 | 266.4163 | 266.4163 | 3777.1387 | 3625.937 | 3785.2273 | 3743.0737 | 3642.4895 | 3538.2996 | 0 | 1080.5968
2030-11-12 | 11 | 153.4624 | 153.4624 | 0 | 266.4163 | 266.4163 | 3777.1387 | 3625.937 | 3785.2273 | 3743.0737 | 3642.4895 | 3538.2996 | 106.2188 | -1080.5968
2030-11-12 | 12 | 153.4624 | 153.4624 | 0 | 266.4163 | 266.4163 | 3777.1387 | 3625.937 | 3785.2273 | 3743.0737 | 3642.4895 | 3538.2996 | 173.4938 | -1080.5968
2030-11-12 | 13 | 306.9248 | 301.1278 | 0 | 266.4163 | 266.4163 | 3777.1387 | 3625.937 | 3785.2273 | 3743.0737 | 3642.4895 | 3538.2996 | 168.3607 | -1080.5968
2030-11-12 | 14 | 153.4624 | 153.4624 | 0 | 266.4163 | 266.4163 | 3777.1387 | 3625.937 | 3785.2273 | 3743.0737 | 3642.4895 | 3538.2996 | 320.6836 | -1080.5968
2030-11-12 | 15 | 153.4624 | 153.4624 | 0 | 266.4163 | 266.4163 | 3777.1387 | 3625.937 | 3785.2273 | 3743.0737 | 3642.4895 | 3538.2996 | 323.5141 | -1080.5968
2030-11-12 | 16 | 153.4624 | 153.4624 | 0 | 266.4163 | 266.4163 | 3777.1387 | 3625.937 | 3785.2273 | 3743.0737 | 3642.4895 | 3538.2996 | 0 | -1080.5968
2030-11-12 | 17 | 153.4624 | 153.4624 | 0 | 266.4163 | 266.4163 | 3777.1387 | 3625.937 | 3785.2273 | 3743.0737 | 3642.4895 | 3538.2996 | 0 | -1080.5968
2030-11-12 | 18 | 153.4624 | 248.2254 | 141.8033 | 266.4163 | 266.4163 | 3777.1387 | 3625.937 | 3785.2273 | 3743.0737 | 3642.4895 | 3538.2996 | 0 | -1080.5968
2030-11-12 | 19 | 153.4624 | 153.4624 | 646.4664 | 266.4163 | 266.4163 | 3777.1387 | 3625.937 | 3785.2273 | 3743.0737 | 3642.4895 | 3538.2996 | 0 | -1080.5968
2030-11-12 | 20 | 306.9248 | 312.0676 | 646.4664 | 266.4163 | 266.4163 | 3777.1387 | 3625.937 | 3785.2273 | 3743.0737 | 3642.4895 | 3538.2996 | 0 | -1080.5968
2030-11-12 | 21 | 460.3872 | 460.3872 | 646.4664 | 266.4163 | 256.7563 | 3777.1387 | 3625.937 | 3785.2273 | 3743.0737 | 3642.4895 | 3538.2996 | 0 | -1080.5968
2030-11-12 | 22 | 460.3872 | 460.3872 | 355.5013 | 266.4163 | 266.4163 | 3777.1387 | 3625.937 | 3025.5337 | 3743.0737 | 3642.4895 | 3538.2996 | 0 | -1080.5968
2030-11-12 | 23 | 460.3872 | 460.3872 | 0 | 199.8963 | 210.8188 | 3777.1387 | 3625.937 | 3785.2273 | 3743.0737 | 3642.4895 | 3538.2996 | 0 | -1080.5968
2030-11-12 | 24 | 153.4624 | 153.4624 | 0 | 0 | 0 | 3777.1387 | 3625.937 | 3785.2273 | 3743.0737 | 3642.4895 | 3538.2996 | 0 | -1080.5968
2030-11-13 | 1 | 153.4624 | 153.4624 | 0 | 0 | 0 | 3777.1387 | 3625.937 | 3297.9504 | 3743.0737 | 3642.4895 | 3538.2996 | 0 | -1080.5968
2030-11-13 | 2 | 153.4624 | 153.4624 | 0 | 0 | 0 | 3777.1387 | 3625.937 | 1214.5458 | 3743.0737 | 3642.4895 | 3538.2996 | 0 | -1080.5968
2030-11-13 | 3 | 153.4624 | 153.4624 | 0 | 0 | 0 | 3777.1387 | 3625.937 | 2009.1646 | 3743.0737 | 3642.4895 | 3538.2996 | 0 | -1080.5968
2030-11-13 | 4 | 153.4624 | 153.4624 | 0 | 0 | 0 | 3777.1387 | 3625.937 | 2156.1479 | 3743.0737 | 3642.4895 | 3538.2996 | 0 | -1080.5968
2030-11-13 | 5 | 153.4624 | 153.4624 | 0 | 0 | 0 | 3777.1387 | 3625.937 | -738.6122 | 3743.0737 | 3642.4895 | 3538.2996 | 0 | -1080.5968
2030-11-13 | 6 | 153.4624 | 153.4624 | 0 | 0 | 0 | 3777.1387 | 3625.937 | 3785.2273 | 3743.0737 | 3642.4895 | 3538.2996 | 0 | 1080.5968
2030-11-13 | 7 | 460.3872 | 334.7112 | 0 | 0 | 0 | 3777.1387 | 3625.937 | 3785.2273 | 3743.0737 | 3642.4895 | 3538.2996 | 0 | -1080.5968
2030-11-13 | 8 | 306.9248 | 367.7636 | 0 | 0 | 0 | 3777.1387 | 3625.937 | 263.0435 | 2519.165 | 3642.4895 | 3538.2996 | 0 | -1080.5968
2030-11-13 | 9 | 153.4624 | 153.4624 | 0 | 0 | 0 | 3777.1387 | 3114.5979 | 428.3427 | 1871.5369 | 1821.2448 | 3538.2996 | 0 | -1080.5968
2030-11-13 | 10 | 306.9248 | 258.2472 | 350.216 | 0 | 0 | 3777.1387 | 1812.9685 | 356.6584 | 903.1119 | 1821.2448 | 3538.2996 | 0 | -1080.5968
2030-11-13 | 11 | 460.3872 | 335.9254 | 379.1136 | 199.8963 | 199.8963 | 3777.1387 | 168.9809 | 407.9701 | -456.6873 | 1821.2448 | 2923.3308 | 0 | -1080.5968
2030-11-13 | 12 | 306.9248 | 366.7284 | 396.6798 | 199.8963 | 199.8963 | 3442.5962 | 168.9816 | 808 | 0 | 865.8103 | 1769.1498 | 0 | -1080.5968
2030-11-13 | 13 | 306.9248 | 413.0379 | 482.8422 | 199.8963 | 199.8963 | 3777.1387 | 168.9815 | 689.3176 | 0 | 1383.5078 | 1769.1498 | 0 | -1080.5968
2030-11-13 | 14 | 460.3872 | 392.336 | 175.5745 | 199.8963 | 199.8963 | 3649.2048 | 168.9812 | 699.2167 | 0 | 0 | 1769.1498 | 0 | -1080.5968
2030-11-13 | 15 | 460.3872 | 460.3872 | 646.4664 | 266.4163 | 260.9968 | 1888.5693 | 166.9223 | 625.9379 | 1871.5369 | 1821.2448 | 221.0128 | 0 | -1080.5968
2030-11-13 | 16 | 460.3872 | 460.3872 | 443.729 | 66.6321 | 124.5464 | 1888.5693 | 0 | 1029.9005 | 0 | 1821.2448 | 221.0142 | 0 | -1080.5968
2030-11-13 | 17 | 460.3872 | 460.3872 | 646.4664 | 133.2642 | 157.3618 | 1888.5693 | 0 | 1892.6136 | 1078.217 | 1821.2448 | 0 | 0 | -1080.5968
2030-11-13 | 18 | 460.3872 | 460.3872 | 646.4664 | 266.4163 | 266.4163 | 1888.5693 | 166.9226 | 1892.6136 | 1871.5369 | 1821.2448 | 1769.1498 | 0 | -1080.5968
2030-11-13 | 19 | 460.3872 | 460.3872 | 646.4664 | 266.4163 | 266.4163 | 2177.5959 | 168.9812 | 1892.6136 | 1871.5369 | 1821.2448 | 1819.7399 | 0 | -1080.5968
2030-11-13 | 20 | 460.3872 | 460.3872 | 646.4664 | 266.4163 | 266.4163 | 2036.1998 | 380.9056 | 1144.7145 | 1871.5369 | 1821.2448 | 3538.2996 | 0 | -1080.5968
2030-11-13 | 21 | 460.3872 | 460.3872 | 646.4664 | 266.4163 | 266.4163 | 1888.5693 | 1105.0551 | 1143.0729 | 1571.39 | 1821.2448 | 3538.2996 | 0 | -1080.5968
2030-11-13 | 22 | 460.3872 | 460.3872 | 579.2969 | 266.4163 | 266.4163 | 1888.5693 | 2691.5005 | 1278.8099 | 1871.5369 | 1821.2448 | 3538.2996 | 0 | -1080.5968
2030-11-13 | 23 | 460.3872 | 460.3872 | 646.4664 | 266.4163 | 236.0658 | 3777.1387 | 3625.937 | 1701.5497 | 1759.3768 | 1821.2448 | 3538.2996 | 0 | -1080.5968
2030-11-13 | 24 | 460.3872 | 425.259 | 60.1343 | 0 | 0 | 3777.1387 | 3625.937 | 2654.0867 | 3743.0737 | 1836.6986 | 3538.2996 | 0 | -1080.5968
2030-11-14 | 1 | 153.4624 | 153.4624 | 0 | 21.7632 | 0 | 3777.1387 | 3625.937 | 3785.2273 | 3743.0737 | 3642.4895 | 3538.2996 | 0 | -1080.5968
2030-11-14 | 2 | 153.4624 | 153.4624 | 0 | 54.1795 | 0 | 3777.1387 | 3625.937 | 3785.2273 | 3743.0737 | 3642.4895 | 3538.2996 | 0 | -1080.5968
2030-11-14 | 3 | 153.4624 | 153.4624 | 47.4978 | 0 | 46.8905 | 3777.1387 | 3625.937 | 3785.2273 | 3743.0737 | 3642.4895 | 3538.2996 | 0 | -1080.5968
2030-11-14 | 4 | 153.4624 | 153.4624 | 98.1327 | 5.8793 | 66.6321 | 3777.1387 | 3625.937 | 3785.2273 | 3743.0737 | 3642.4895 | 3538.2996 | 0 | -1080.5968
2030-11-14 | 5 | 153.4624 | 153.4624 | 440.8813 | 0 | 65.2997 | 3777.1387 | 3625.937 | 3785.2273 | 3743.0737 | 3642.4895 | 3538.2996 | 0 | -1080.5968
2030-11-14 | 6 | 153.4624 | 153.4624 | 101.7617 | 50.717 | 66.6321 | 3777.1387 | 3625.937 | 3785.2273 | 3743.0737 | 3642.4895 | 3538.2996 | 0 | -1080.5968
2030-11-14 | 7 | 153.4624 | 153.4624 | 0 | 66.6321 | 52.2326 | 3777.1387 | 3625.937 | 3785.2273 | 3743.0737 | 3642.4895 | 3538.2996 | 0 | -1080.5968
2030-11-14 | 8 | 153.4624 | 153.4624 | 0 | 177.9799 | 133.2642 | 3777.1387 | 3625.937 | 3785.2273 | 3743.0737 | 3642.4895 | 3538.2996 | 0 | -1080.5968
2030-11-14 | 9 | 180.8046 | 306.9248 | 0 | 133.2642 | 133.2642 | 3777.1387 | 3625.937 | 3785.2273 | 3611.7661 | 3642.4895 | 3538.2996 | 0 | -1080.5968
2030-11-14 | 10 | 153.4624 | 153.4624 | 0 | 162.0704 | 199.8963 | 3777.1387 | 3625.937 | 3785.2273 | 2091.4771 | 3642.4895 | 3538.2996 | 0 | -1080.5968
2030-11-14 | 11 | 191.1198 | 153.4624 | 0 | 199.8963 | 199.8963 | 3777.1387 | 3625.937 | 3654.8093 | 3743.0737 | 3642.4895 | 3538.2996 | 0 | -1080.5968
2030-11-14 | 12 | 153.4624 | 153.4624 | 0 | 199.8963 | 178.134 | 3777.1387 | 3625.937 | 3785.2273 | 3743.0737 | 3642.4895 | 3538.2996 | 0 | -1080.5968
2030-11-14 | 13 | 306.9248 | 243.4059 | 0 | 199.8963 | 199.8963 | 3777.1387 | 1812.9685 | 3009.2463 | 3743.0737 | 3170.9102 | 3538.2996 | 0 | -1080.5968
2030-11-14 | 14 | 306.9248 | 454.2368 | 0 | 199.8963 | 199.8963 | 3777.1387 | 1812.9685 | 3081.2246 | 3743.0737 | 1821.2448 | 3538.2996 | 0 | -1080.5968
2030-11-14 | 15 | 153.4624 | 153.4624 | 323.2332 | 199.8963 | 196.7363 | 3777.1387 | 467.3465 | 3785.2273 | 3743.0737 | 3642.4895 | 3538.2996 | 0 | -1080.5968
2030-11-14 | 16 | 306.9248 | 378.8502 | 323.2332 | 66.6321 | 37.381 | 3777.1387 | 215.9518 | 3785.2273 | 3743.0737 | 3626.625 | 3538.2996 | 0 | -1080.5968
2030-11-14 | 17 | 460.3872 | 460.3872 | 0 | 199.8963 | 141.8009 | 3777.1387 | 215.9519 | 1892.6136 | 2534.8845 | 2018.4436 | 3538.2996 | 429.5738 | -1080.5968
2030-11-14 | 18 | 460.3872 | 460.3872 | 169.4433 | 266.4163 | 244.7994 | 3777.1387 | 1582.6984 | 1892.6136 | 2873.9043 | 1821.2448 | 3538.2996 | 0 | -1080.5968
2030-11-14 | 19 | 357.4296 | 460.3872 | 646.4664 | 266.4163 | 266.4163 | 3777.1387 | 168.9821 | 1892.6136 | 3743.0737 | 1821.2448 | 3538.2996 | 0 | -1080.5968
2030-11-14 | 20 | 306.9248 | 289.3525 | 646.4664 | 266.4163 | 266.4163 | 3777.1387 | 168.9815 | 1892.6136 | 2121.8257 | 1821.2448 | 3538.2996 | 0 | -1080.5968
2030-11-14 | 21 | 167.0095 | 306.9248 | 646.4664 | 266.4163 | 266.4163 | 3777.1387 | 1812.9685 | 1892.6136 | 2187.2732 | 1821.2448 | 3538.2996 | 0 | -1080.5968
2030-11-14 | 22 | 306.9248 | 319.1487 | 646.4664 | 199.8963 | 199.8963 | 3777.1387 | 1812.9685 | 1578.6562 | 3635.9934 | 1821.2448 | 3538.2996 | 0 | -1080.5968
2030-11-14 | 23 | 460.3872 | 460.3872 | 278.9348 | 199.8963 | 199.8963 | 3777.1387 | 3625.937 | 990.9183 | 2433.375 | 3628.6897 | 3538.2996 | 0 | -1080.5968
2030-11-14 | 24 | 460.3872 | 460.3872 | 177.4781 | 266.4163 | 266.4163 | 3777.1387 | 3625.937 | 1663.9524 | 3743.0737 | 3642.4895 | 3538.2996 | 0 | -1080.5968
2030-11-15 | 1 | 460.3872 | 460.3872 | 0 | 266.4163 | 247.8317 | 3777.1387 | 3625.937 | 1520.2706 | 3743.0737 | 3642.4895 | 3538.2996 | 0 | -1080.5968
2030-11-15 | 2 | 460.3872 | 460.3872 | 0 | 266.4163 | 266.4163 | 3777.1387 | 3625.937 | 3785.2273 | 3743.0737 | 3642.4895 | 3538.2996 | 0 | 1080.5968
2030-11-15 | 3 | 460.3872 | 460.3872 | 208.7502 | 199.8963 | 199.8963 | 3777.1387 | 3625.937 | 3785.2273 | 3743.0737 | 3642.4895 | 3538.2996 | 0 | -1080.5968
2030-11-15 | 4 | 153.4624 | 153.4624 | 646.4664 | 133.2642 | 133.2642 | 3777.1387 | 3625.937 | 3785.2273 | 3743.0737 | 3642.4895 | 3538.2996 | 0 | -1080.5968
2030-11-15 | 5 | 460.3872 | 460.3872 | 142.0914 | 199.8963 | 172.5173 | 3777.1387 | 3625.937 | 3785.2273 | 3743.0737 | 3642.4895 | 3538.2996 | 0 | -1080.5968
2030-11-15 | 6 | 460.3872 | 460.3872 | 136.2767 | 133.2642 | 159.531 | 3777.1387 | 3625.937 | 3591.1296 | 3743.0737 | 3642.4895 | 3538.2996 | 0 | -1080.5968
2030-11-15 | 7 | 460.3872 | 460.3872 | 0 | 266.4163 | 243.7283 | 3777.1387 | 3625.937 | 1585.001 | 3743.0737 | 3642.4895 | 3538.2996 | 0 | -1080.5968
2030-11-15 | 8 | 460.3872 | 417.2778 | 0 | 193.5635 | 199.8963 | 3777.1387 | 3625.937 | 1689.5693 | 3743.0737 | 3642.4895 | 3538.2996 | 0 | -1080.5968
2030-11-15 | 9 | 306.9248 | 382.4093 | 0 | 199.8963 | 157.8288 | 3777.1387 | 3625.937 | 2067.3726 | 3743.0737 | 3642.4895 | 3538.2996 | 0 | -1080.5968
2030-11-15 | 10 | 407.7514 | 306.9248 | 0 | 66.6321 | 122.9042 | 3777.1387 | 3625.937 | 1892.6127 | 3743.0737 | 3642.4895 | 3538.2996 | 0 | -1080.5968
2030-11-15 | 11 | 460.3872 | 460.3872 | 0 | 105.1022 | 66.6321 | 3777.1387 | 3625.937 | 3785.2273 | 3743.0737 | 3642.4895 | 3538.2996 | 0 | -1080.5968
2030-11-15 | 12 | 413.8099 | 460.3872 | 0 | 199.8963 | 199.8963 | 3777.1387 | 3625.937 | 3785.2273 | 3743.0737 | 3642.4895 | 3538.2996 | 0 | -1080.5968
2030-11-15 | 13 | 306.9248 | 308.8635 | 0 | 266.4163 | 266.4163 | 3777.1387 | 3625.937 | 3785.2273 | 3743.0737 | 3642.4895 | 3538.2996 | 0 | -1080.5968
2030-11-15 | 14 | 153.4624 | 153.4624 | 0 | 199.8963 | 199.8963 | 3777.1387 | 3625.937 | 3785.2273 | 3743.0737 | 3642.4895 | 3538.2996 | 0 | -1080.5968
2030-11-15 | 15 | 153.4624 | 153.4624 | 0 | 266.4163 | 266.4163 | 3777.1387 | 3625.937 | 3785.2273 | 3743.0737 | 3642.4895 | 3538.2996 | 0 | -1080.5968
2030-11-15 | 16 | 153.4624 | 153.4624 | 0 | 199.8963 | 199.8963 | 3777.1387 | 3625.937 | 3785.2273 | 3743.0737 | 3642.4895 | 3538.2996 | 0 | -1080.5968
2030-11-15 | 17 | 153.4624 | 153.4624 | 0 | 266.4163 | 266.4163 | 3777.1387 | 3625.937 | 3785.2273 | 3743.0737 | 3642.4895 | 3538.2996 | 0 | -1080.5968
2030-11-15 | 18 | 306.9248 | 343.4954 | 0 | 266.4163 | 266.4163 | 3777.1387 | 3625.937 | 3785.2273 | 3743.0737 | 3642.4895 | 3538.2996 | 0 | -1080.5968
2030-11-15 | 19 | 460.3872 | 460.3872 | 0 | 266.4163 | 266.4163 | 3777.1387 | 3625.937 | 3785.2273 | 3743.0737 | 3642.4895 | 3538.2996 | 0 | -1080.5968
2030-11-15 | 20 | 153.4624 | 153.4624 | 0 | 0 | 0 | 3777.1387 | 3625.937 | 1907.566 | 3743.0737 | 3642.4895 | 3538.2996 | 0 | -1080.5968
2030-11-15 | 21 | 153.4624 | 153.4624 | 0 | 0 | 0 | 3777.1387 | 3625.937 | 1750.7145 | 3743.0737 | 3642.4895 | 3538.2996 | 0 | -1080.5968
2030-11-15 | 22 | 153.4624 | 153.4624 | 0 | 0 | 0 | 3777.1387 | 3625.937 | -1061.0398 | 3743.0737 | 3642.4895 | 3538.2996 | 0 | -1080.5968
2030-11-15 | 23 | 153.4624 | 153.4624 | 0 | 0 | 0 | 3777.1387 | 3625.937 | -1033.1315 | 3743.0737 | 3642.4895 | 3538.2996 | 0 | -1080.5968
2030-11-15 | 24 | 0 | 0 | 0 | 0 | 0 | 3777.1387 | 3625.937 | 780.9194 | 3743.0737 | 3642.4895 | 3538.2996 | 0 | -1080.5968
2030-11-16 | 1 | 0 | 0 | 0 | 0 | 0 | 3777.1387 | 3625.937 | 743.8497 | 3743.0737 | 3642.4895 | 3538.2996 | 0 | -1080.5968
2030-11-16 | 2 | 0 | 0 | 0 | 0 | 0 | 3777.1387 | 3625.937 | 383.2099 | 3743.0737 | 3642.4895 | 3538.2996 | 0 | -1080.5968
2030-11-16 | 3 | 0 | 0 | 0 | 0 | 0 | 3777.1387 | 3625.937 | -1163.8951 | 3743.0737 | 3642.4895 | 3538.2996 | 0 | -1080.5968
2030-11-16 | 4 | 153.4624 | 153.4624 | 0 | 0 | 0 | 3215.5645 | 1812.9685 | -762.885 | 3400.1646 | 3642.4895 | 3316.7136 | 0 | -1080.5968
2030-11-16 | 5 | 153.4624 | 153.4624 | 0 | 0 | 0 | 2754.3694 | 1713.7374 | -507.8426 | 3278.2944 | 3642.4895 | 3538.2996 | 0 | -1080.5968
2030-11-16 | 6 | 153.4624 | 153.4624 | 0 | 0 | 0 | 3156.3184 | 1812.9685 | -135.5314 | 3514.448 | 3642.4895 | 3538.2996 | 0 | -1080.5968
2030-11-16 | 7 | 153.4624 | 153.4624 | 0 | 0 | 0 | 3192.3167 | 3625.937 | -19.7794 | 1732.2955 | 3642.4895 | 3538.2996 | 0 | -1080.5968
2030-11-16 | 8 | 153.4624 | 153.4624 | 0 | 0 | 0 | 3777.1387 | 2649.8525 | 467.4247 | 1871.5369 | 3642.4895 | 3538.2996 | 0 | -1080.5968
2030-11-16 | 9 | 153.4624 | 196.8439 | 272.3373 | 0 | 0 | 3777.1387 | 1671.0228 | 393.6702 | 900.2602 | 3642.4895 | 3538.2996 | 0 | -1080.5968
2030-11-16 | 10 | 460.3872 | 420.7988 | 595.636 | 0 | 0 | 3777.1387 | 637.4103 | 521.3271 | 1264.9794 | 3642.4895 | 3538.2996 | 0 | -1080.5968
2030-11-16 | 11 | 349.6892 | 460.3872 | 646.4664 | 133.2642 | 95.151 | 3777.1387 | 1075.6302 | 427.9131 | 1538.9429 | 3642.4895 | 3538.2996 | 0 | -1080.5968
2030-11-16 | 12 | 347.4842 | 460.3872 | 646.4664 | 133.2642 | 133.2642 | 3777.1387 | 776.2472 | 709.7811 | 3743.0737 | 3642.4895 | 3538.2996 | 0 | -1080.5968
2030-11-16 | 13 | 460.3872 | 460.3872 | 646.4664 | 151.3918 | 133.2642 | 3777.1387 | 168.9791 | 756.9398 | 1869.614 | 3642.4895 | 3538.2996 | 0 | -1080.5968
2030-11-16 | 14 | 460.3872 | 460.3872 | 646.4664 | 263.8734 | 199.8963 | 2390.4153 | 166.9225 | 427.6298 | 1871.5369 | 3642.4895 | 597.1816 | 0 | -1080.5968
2030-11-16 | 15 | 460.3872 | 460.3872 | 646.4664 | 133.2642 | 125.2456 | 1888.5693 | 166.9218 | 348.9607 | 1290.5635 | 3642.4895 | 221.0143 | 0 | -1080.5968
2030-11-16 | 16 | 460.3872 | 460.3872 | 646.4664 | 13.8837 | 66.6321 | 1390.9281 | 168.9813 | 564.1694 | 1871.5369 | 3642.4895 | 1459.5787 | 0 | -1080.5968
2030-11-16 | 17 | 460.3872 | 460.3872 | 646.4664 | 66.6321 | 7.8889 | 1888.5693 | 168.982 | 579.1304 | 1306.6531 | 3642.4895 | 1131.5148 | 0 | -1080.5968
2030-11-16 | 18 | 460.3872 | 460.3872 | 646.4664 | 123.1641 | 66.6321 | 1888.5693 | 166.9229 | 451.0346 | 0 | 3642.4895 | 1726.9348 | 0 | -1080.5968
2030-11-16 | 19 | 460.3872 | 460.3872 | 646.4664 | 199.8963 | 138.7489 | 0 | 166.9222 | 0 | -28.4678 | 3400.6528 | 221.0142 | 0 | -1080.5968
2030-11-16 | 20 | 460.3872 | 460.3872 | 646.4664 | 199.8963 | 194.7367 | 1197.7629 | 166.9229 | 597.2563 | -935.8279 | 1821.2448 | 221.0169 | 0 | -1080.5968
2030-11-16 | 21 | 460.3872 | 460.3872 | 646.4664 | 199.8963 | 225.834 | 1888.5693 | 166.9229 | 527.5283 | 60.5172 | 2558.1428 | 221.0145 | 0 | -1080.5968
2030-11-16 | 22 | 387.2968 | 306.9248 | 646.4664 | 133.2642 | 133.2642 | 1888.5693 | 166.922 | 0 | -262.0869 | 3462.5671 | 1769.1498 | 0 | -1010.2586
2030-11-16 | 23 | 306.9248 | 329.1735 | 630.0898 | 0 | 2.7335 | 2564.5076 | 168.9826 | -336.4385 | -1871.5369 | 3642.4895 | 1769.1498 | 0 | -1080.5968
2030-11-16 | 24 | 306.9248 | 275.9061 | 233.272 | 43.6894 | 0 | 3102.082 | 166.9224 | 158.3426 | -1871.5369 | 1821.2448 | 581.2497 | 0 | -1080.5968
2030-11-17 | 1 | 153.4624 | 153.4624 | 0 | 0 | 0 | 3777.1387 | 168.981 | -523.9957 | -1185.3225 | 3642.4895 | 2085.5288 | 0 | -1080.5968
2030-11-17 | 2 | 153.4624 | 153.4624 | 0 | 0 | 0 | 3777.1387 | 168.9812 | -451.2379 | -417.1382 | 3642.4895 | 3538.2996 | 0 | -1080.5968
2030-11-17 | 3 | 153.4624 | 153.4624 | 0 | 133.2642 | 133.2642 | 3777.1387 | 3625.937 | 363.248 | 2136.3 | 3642.4895 | 3538.2996 | 0 | -1080.5968
2030-11-17 | 4 | 153.4624 | 280.054 | 0 | 266.4163 | 266.4163 | 3777.1387 | 3625.937 | 1256.3022 | 3743.0737 | 3642.4895 | 3538.2996 | 0 | -1080.5968
2030-11-17 | 5 | 306.9248 | 430.2556 | 0 | 266.4163 | 237.9229 | 3777.1387 | 3625.937 | 1849.4061 | 3743.0737 | 3642.4895 | 3538.2996 | 0 | -1080.5968
2030-11-17 | 6 | 460.3872 | 433.9939 | 0 | 199.8963 | 199.8963 | 3777.1387 | 3625.937 | 2291.9993 | 3743.0737 | 3642.4895 | 3538.2996 | 0 | -1080.5968
2030-11-17 | 7 | 460.3872 | 460.3872 | 0 | 227.4773 | 199.8963 | 3777.1387 | 3625.937 | 1083.4364 | 3713.49 | 3642.4895 | 3538.2996 | 0 | -1080.5968
2030-11-17 | 8 | 460.3872 | 455.1693 | 0 | 199.8963 | 199.8963 | 3777.1387 | 3625.937 | 418.8133 | 3743.0737 | 3642.4895 | 3538.2996 | 0 | -1080.5968
2030-11-17 | 9 | 460.3872 | 460.3872 | 0 | 199.8963 | 219.4518 | 3777.1387 | 3625.937 | 1892.6136 | 3743.0737 | 3642.4895 | 3538.2996 | 0 | -1080.5968
2030-11-17 | 10 | 460.3872 | 460.3872 | 118.4913 | 266.4163 | 266.4163 | 3777.1387 | 3625.937 | 593.2965 | 3743.0737 | 3642.4895 | 3538.2996 | 0 | -1080.5968
2030-11-17 | 11 | 460.3872 | 460.3872 | 0 | 266.4163 | 266.4163 | 3777.1387 | 3625.937 | 1487.0184 | 3743.0737 | 3642.4895 | 3538.2996 | 0 | 1080.5968
2030-11-17 | 12 | 460.3872 | 460.3872 | 607.6171 | 266.4163 | 266.4163 | 3777.1387 | 3625.937 | 0 | 3743.0737 | 3642.4895 | 3538.2996 | 0 | -1080.5968
2030-11-17 | 13 | 417.3672 | 460.3872 | 646.4664 | 199.8963 | 199.8963 | 3777.1387 | 3625.937 | 3785.2273 | 3743.0737 | 3642.4895 | 3538.2996 | 0 | -1080.5968
2030-11-17 | 14 | 306.9248 | 332.6465 | 646.4664 | 199.8963 | 199.8963 | 3777.1387 | 3625.937 | 3785.2273 | 3743.0737 | 3642.4895 | 3538.2996 | 0 | -1080.5968
2030-11-17 | 15 | 306.9248 | 177.5804 | 646.4664 | 266.4163 | 266.4163 | 3777.1387 | 3625.937 | 3785.2273 | 3743.0737 | 3642.4895 | 3538.2996 | 0 | -1080.5968
2030-11-17 | 16 | 153.4624 | 201.7122 | 646.4664 | 266.4163 | 266.4163 | 3777.1387 | 3625.937 | 3785.2273 | 3743.0737 | 3642.4895 | 3538.2996 | 0 | -1080.5968
2030-11-17 | 17 | 153.4624 | 215.6047 | 0 | 199.8963 | 199.8963 | 3777.1387 | 3625.937 | 3785.2273 | 3743.0737 | 3642.4895 | 3538.2996 | 0 | -1080.5968
2030-11-17 | 18 | 460.3872 | 460.3872 | 278.5931 | 23.0228 | 0 | 3777.1387 | 3625.937 | 2042.7349 | 3743.0737 | 3642.4895 | 3538.2996 | 0 | -1080.5968
2030-11-17 | 19 | 460.3872 | 458.1425 | 646.4664 | 199.8963 | 199.8963 | 3777.1387 | 3625.937 | 946.877 | 2828.3694 | 1821.2448 | 3538.2996 | 0 | -1080.5968
2030-11-17 | 20 | 460.3872 | 460.3872 | 484.8498 | 199.8963 | 199.8963 | 3777.1387 | 1753.413 | 355.0245 | 1871.5369 | 1821.2448 | 1769.1498 | 0 | -1080.5968
2030-11-17 | 21 | 460.3872 | 460.3872 | 646.4664 | 213.1249 | 266.4163 | 2589.5298 | 168.9813 | 1201.1155 | 1871.5369 | 1821.2448 | 1735.6855 | 0 | -1080.5968
2030-11-17 | 22 | 460.3872 | 460.3872 | 646.4664 | 199.8963 | 199.8963 | 3777.1387 | 166.9225 | -148.2718 | 1822.347 | 1462.2368 | 221.0141 | 0 | -1080.5968
2030-11-17 | 23 | 306.9248 | 306.9248 | 638.4693 | 133.2642 | 187.2375 | 3777.1387 | 166.9224 | -725.7438 | 1871.5369 | 477.832 | 0 | 0 | -1080.5968
2030-11-17 | 24 | 153.4624 | 153.4624 | 124.5072 | 133.2642 | 133.2642 | 3777.1387 | 166.9224 | -682.3968 | 1154.3015 | 0 | 88.6707 | 0 | -1080.5968
2030-11-18 | 1 | 153.4624 | 153.4624 | 0 | 0 | 0 | 2835.4736 | 166.9231 | -2143.4543 | 0 | 1821.2448 | 221.0126 | 0 | -1080.5968
2030-11-18 | 2 | 153.4624 | 153.4624 | 0 | 0 | 0 | 3777.1387 | 166.9235 | -1927.9901 | 1064.5454 | 1821.2448 | 1769.1498 | 0 | -1080.5968
2030-11-18 | 3 | 153.4624 | 153.4624 | 0 | 0 | 0 | 3777.1387 | 168.9805 | -1810.6442 | 1081.7958 | 1821.2448 | 3096.5083 | 0 | -1080.5968
2030-11-18 | 4 | 153.4624 | 153.4624 | 0 | 0 | 0 | 3777.1387 | 966.5708 | -1624.9694 | 1187.5039 | 1821.2448 | 3538.2996 | 0 | -1080.5968
2030-11-18 | 5 | 153.4624 | 153.4624 | 0 | 0 | 0 | 3777.1387 | 3113.1746 | -598.4274 | 1980.6107 | 3642.4895 | 3538.2996 | 0 | -1080.5968
2030-11-18 | 6 | 153.4624 | 153.4624 | 0 | 0 | 0 | 3777.1387 | 3625.937 | 376.187 | 3743.0737 | 3642.4895 | 3538.2996 | 0 | -1080.5968
2030-11-18 | 7 | 153.4624 | 153.4624 | 0 | 0 | 0 | 3777.1387 | 3625.937 | -807.7234 | 3743.0737 | 3642.4895 | 3538.2996 | 0 | -1080.5968
2030-11-18 | 8 | 153.4624 | 153.4624 | 646.4664 | 133.2642 | 133.2642 | 3777.1387 | 1812.9685 | -1209.3424 | 3743.0737 | 3564.041 | 3538.2996 | 0 | -1080.5968
2030-11-18 | 9 | 153.4624 | 153.4624 | 646.4664 | 66.6321 | 66.6321 | 3777.1387 | 1812.9685 | -1594.0288 | 2948.0784 | 1821.2448 | 3538.2996 | 0 | -1080.5968
2030-11-18 | 10 | 153.4624 | 153.4624 | 646.4664 | 51.1281 | 66.6321 | 3777.1387 | 1844.2029 | -1885.7721 | 1871.5369 | 1821.2448 | 3538.2996 | 0 | -1080.5968
2030-11-18 | 11 | 153.4624 | 153.4624 | 646.4664 | 66.6321 | 66.6321 | 3777.1387 | 1312.9658 | -1892.6125 | 1871.5369 | 1821.2448 | 3433.2078 | 0 | -1080.5968
2030-11-18 | 12 | 153.4624 | 153.4624 | 646.4664 | 133.2642 | 133.2642 | 3777.1387 | 697.1054 | -1854.9313 | 1871.5369 | 1821.2448 | 3538.2996 | 0 | -1080.5968
2030-11-18 | 13 | 153.4624 | 153.4624 | 646.4664 | 133.2642 | 125.1225 | 3777.1387 | 168.981 | -1726.0978 | 1871.5369 | 1821.2448 | 2413.6511 | 0 | -1080.5968
2030-11-18 | 14 | 153.4624 | 153.4624 | 646.4664 | 133.2642 | 133.2642 | 3777.1387 | 168.9807 | -1603.5277 | 1871.5369 | 1821.2448 | 1996.2175 | 0 | -1080.5968
2030-11-18 | 15 | 460.3872 | 460.3872 | 602.3546 | 199.8963 | 199.8963 | 3210.0569 | 168.9812 | 1892.6136 | 1871.5369 | 1821.2448 | 1769.1498 | 0 | -1080.5968
2030-11-18 | 16 | 460.3872 | 460.3872 | 646.4664 | 199.8963 | 199.8963 | 1888.5693 | 215.952 | 1892.6136 | 1871.5369 | 1066.8029 | 3140.4849 | 0 | -1080.5968
2030-11-18 | 17 | 460.3872 | 460.3872 | 139.8685 | 199.8963 | 199.8963 | 1692.1329 | 168.98 | 1892.6136 | 1871.5369 | 1821.2448 | 2279.8713 | 0 | -1080.5968
2030-11-18 | 18 | 460.3872 | 460.3872 | 646.4664 | 199.8963 | 199.8963 | 1385.9561 | 1812.9685 | 1892.6136 | 1871.5369 | 1821.2448 | 3538.2996 | 0 | -1080.5968
2030-11-18 | 19 | 460.3872 | 460.3872 | 646.4664 | 199.8963 | 199.8963 | 2755.8914 | 1812.9685 | 0 | 1871.5369 | 0 | 3538.2996 | 0 | -1080.5968
2030-11-18 | 20 | 306.9248 | 306.9248 | 646.4664 | 180.9477 | 199.8963 | 2544.6401 | 1812.9685 | 0 | 1871.5369 | 0 | 3538.2996 | 0 | -1080.5968
2030-11-18 | 21 | 460.3872 | 460.3872 | 646.4664 | 199.8963 | 199.8963 | 1888.5693 | 168.9814 | 0 | 1871.5369 | 1168.5325 | 3538.2996 | 0 | -1080.5968
2030-11-18 | 22 | 153.4624 | 153.4624 | 509.2102 | 30.448 | 0 | 3353.062 | 168.9812 | -1062.3483 | 0 | 0 | 3538.2996 | 0 | -1080.5968
2030-11-18 | 23 | 153.4624 | 153.4624 | 646.4664 | 133.2642 | 133.2642 | 1888.5693 | 168.9816 | -1785.0801 | 72.2596 | 1821.2448 | 1769.1498 | 0 | -1080.5968
2030-11-18 | 24 | 153.4624 | 153.4624 | 0 | 66.6321 | 66.6321 | 1888.5693 | 168.981 | 0 | 1237.7681 | 0 | 1769.1498 | 0 | -1080.5968
2030-11-19 | 1 | 153.4624 | 153.4624 | 0 | 0 | 0 | 3777.1387 | 1812.9685 | -203.8716 | -102.4693 | 0 | 3538.2996 | 0 | -1080.5968
2030-11-19 | 2 | 153.4624 | 153.4624 | 0 | 0 | 0 | 3777.1387 | 3625.937 | -845.6415 | -1536.5643 | 796.2706 | 3538.2996 | 0 | -1080.5968
2030-11-19 | 3 | 153.4624 | 153.4624 | 0 | 0 | 0 | 3777.1387 | 1706.6084 | -536.3201 | 4.53e-05 | 1821.2448 | 3538.2996 | 0 | -1080.5968
2030-11-19 | 4 | 153.4624 | 153.4624 | 0 | 0 | 0 | 3777.1387 | 215.9542 | 27.1898 | 580.6705 | 3642.4895 | 3538.2996 | 0 | -1080.5968
2030-11-19 | 5 | 460.3872 | 460.3872 | 0 | 66.6321 | 0.9336 | 3777.1387 | 215.9522 | 584.0187 | 976.6222 | 3642.4895 | 3538.2996 | 0 | -1080.5968
2030-11-19 | 6 | 460.3872 | 460.3872 | 12.1597 | 209.2914 | 199.8963 | 3777.1387 | 215.9528 | 561.1073 | 80.5086 | 3642.4895 | 3364.9033 | 0 | -1080.5968
2030-11-19 | 7 | 460.3872 | 460.3872 | 646.4664 | 226.9167 | 266.4163 | 2988.7998 | 215.952 | 1303.4095 | 3743.0737 | 3642.4895 | 3538.2996 | 0 | -1080.5968
2030-11-19 | 8 | 460.3872 | 460.3872 | 646.4664 | 266.4163 | 266.4163 | 3777.1387 | 168.9786 | 1890.9362 | 1871.5369 | 1821.2448 | 2435.5825 | 0 | -1080.5968
2030-11-19 | 9 | 460.3872 | 460.3872 | 646.4664 | 200.2133 | 266.4163 | 3563.73 | 168.982 | 769.0766 | 1871.5369 | 1522.4817 | 1769.1498 | 0 | -1080.5968
2030-11-19 | 10 | 460.3872 | 348.2311 | 646.4664 | 199.8963 | 199.8963 | 1888.5693 | 168.9808 | 440.5759 | 1871.5369 | 1821.2448 | 2916.2305 | 0 | -1080.5968
2030-11-19 | 11 | 460.3872 | 460.3872 | 646.4664 | 133.2642 | 136.024 | 1888.5693 | 168.9822 | 535.9936 | 1871.5369 | 1821.2448 | 3538.2996 | 0 | -1080.5968
2030-11-19 | 12 | 460.3872 | 460.3872 | 646.4664 | 133.2642 | 171.1305 | 2893.9312 | 424.9598 | 765.0894 | 1871.5369 | 1821.2448 | 3538.2996 | 0 | -1080.5968
2030-11-19 | 13 | 460.3872 | 460.3872 | 646.4664 | 133.2642 | 133.2642 | 2122.2786 | 1235.1165 | 405.2299 | 1871.5369 | 1821.2448 | 3538.2996 | 0 | -1080.5968
2030-11-19 | 14 | 460.3872 | 460.3872 | 646.4664 | 254.5979 | 199.8963 | 2821.9739 | 2325.0637 | 763.084 | 1871.5369 | 1821.2448 | 3538.2996 | 0 | -1080.5968
2030-11-19 | 15 | 460.3872 | 460.3872 | 475.8984 | 199.8963 | 199.8963 | 2431.1897 | 3619.8892 | 1341.6602 | 1871.5369 | 2242.0225 | 3538.2996 | 0 | -1080.5968
2030-11-19 | 16 | 153.4624 | 153.4624 | 646.4664 | 133.2642 | 133.2642 | 2557.3044 | 2528.6484 | -50.2403 | 1871.5369 | 1821.2448 | 3538.2996 | 0 | -1080.5968
2030-11-19 | 17 | 460.3872 | 460.3872 | 646.4664 | 133.2642 | 133.2642 | 3086.6543 | 843.2688 | 715.97 | 1871.5369 | 1821.2448 | 3538.2996 | 0 | -1080.5968
2030-11-19 | 18 | 153.4624 | 153.4624 | 646.4664 | 133.2642 | 133.2642 | 3602.2058 | 321.2755 | 0 | 1871.5369 | 1821.2448 | 3538.2996 | 647.0283 | -1080.5968
2030-11-19 | 19 | 153.4624 | 153.4624 | 646.4664 | 0 | 0 | 3757.6353 | 1812.9685 | -534.6008 | 1871.5369 | 0 | 3538.2996 | 647.0283 | -1080.5968
2030-11-19 | 20 | 153.4624 | 153.4624 | 646.4664 | 0 | 0 | 1888.5693 | 1812.9685 | -901.0503 | 1871.5369 | 0 | 3538.2996 | 0 | -1080.5968
2030-11-19 | 21 | 153.4624 | 153.4624 | 646.4664 | 0 | 0 | 2039.7238 | 280.7892 | -710.8323 | 1871.5369 | -486.2219 | 3538.2996 | 0 | -1080.5968
2030-11-19 | 22 | 153.4624 | 153.4624 | 646.4664 | 0 | 0 | 2615.5286 | 393.4991 | 0 | 1871.5369 | -1723.2131 | 3538.2996 | 0 | -1080.5968
2030-11-19 | 23 | 153.4624 | 153.4624 | 352.1701 | 66.6321 | 66.6321 | 2157.5801 | 168.9824 | -180.293 | 1871.5369 | 380.5358 | 3538.2996 | 0 | -1080.5968
2030-11-19 | 24 | 153.4624 | 153.4624 | 51.3484 | 0 | 0 | 1888.5693 | 168.9813 | -374.0063 | -414.0123 | 1805.4974 | 1769.1498 | 0 | -1080.5968
2030-11-20 | 1 | 153.4624 | 153.4624 | 0 | 0 | 0 | 1888.5693 | 166.9223 | -104.9565 | -1871.5369 | 1412.0399 | 221.0134 | 0 | -1080.5968
2030-11-20 | 2 | 153.4624 | 153.4624 | 0 | 0 | 0 | 1764.9438 | 166.9229 | 158.3139 | -631.1995 | 1821.2448 | 1563.9832 | 0 | -1080.5968
2030-11-20 | 3 | 153.4624 | 153.4624 | 527.7925 | 0 | 0 | 1707.3313 | 166.9224 | 1542.49 | -109.7544 | 0 | 1769.1498 | 0 | -1080.5968
2030-11-20 | 4 | 153.4624 | 153.4624 | 0 | 0 | 0 | 0 | 166.9224 | 1258.5995 | 0 | 1821.2448 | 1088.6344 | 0 | -1080.5968
2030-11-20 | 5 | 425.7832 | 460.3872 | 88.6154 | 199.8963 | 170.2418 | 0 | 166.9222 | 1589.0365 | 0 | 1586.9218 | 221.0135 | 0 | -1080.5968
2030-11-20 | 6 | 460.3872 | 460.3872 | 0 | 199.8963 | 148.1214 | 1888.5693 | 166.9223 | 1892.6136 | 241.561 | 2083.0005 | 221.0135 | 0 | -1080.5968
2030-11-20 | 7 | 460.3872 | 460.3872 | 238.042 | 13.5944 | 66.6321 | 1888.5693 | 166.9225 | 1892.6136 | 1871.5369 | 3343.8347 | 511.8473 | 0 | -1080.5968
2030-11-20 | 8 | 460.3872 | 460.3872 | 201.133 | 199.8963 | 199.8963 | 1888.5693 | 213.9533 | 1974.1279 | 1871.5369 | 3642.4895 | 549.6466 | 0 | -1080.5968
2030-11-20 | 9 | 460.3872 | 460.3872 | 484.8498 | 266.4163 | 266.0487 | 1888.5693 | 166.9226 | 1892.6136 | 1871.5369 | 3642.4895 | 221.0166 | 0 | -1080.5968
2030-11-20 | 10 | 460.3872 | 460.3872 | 0 | 266.4163 | 266.4163 | 1888.5693 | 166.9222 | 1892.6136 | 1871.5369 | 3642.4895 | 618.7217 | 0 | -1080.5968
2030-11-20 | 11 | 460.3872 | 460.3872 | 0 | 199.8963 | 199.8963 | 1888.5693 | 168.9811 | 1892.6136 | 1262.7665 | 1821.2448 | 2681.418 | 0 | -1080.5968
2030-11-20 | 12 | 460.3872 | 460.3872 | 0 | 199.8963 | 199.8963 | 1888.5693 | 168.9818 | 2246.9202 | 1389.4755 | 1821.2448 | 3538.2996 | 0 | -1080.5968
2030-11-20 | 13 | 460.3872 | 460.3872 | 82.291 | 199.8963 | 199.8963 | 3777.1387 | 168.9808 | 3769.1484 | 1871.5369 | 1821.2448 | 2300.1116 | 0 | -1080.5968
2030-11-20 | 14 | 460.3872 | 460.3872 | 0 | 266.4163 | 266.4163 | 3777.1387 | 742.9347 | 3785.2273 | 1871.5369 | 3642.4895 | 3538.2996 | 0 | -1080.5968
2030-11-20 | 15 | 460.3872 | 460.3872 | 0 | 199.8963 | 199.8963 | 3777.1387 | 3625.937 | 3785.2273 | 3743.0737 | 3642.4895 | 3538.2996 | 0 | -1080.5968
2030-11-20 | 16 | 153.4624 | 153.4624 | 0 | 0 | 35.3645 | 3777.1387 | 3625.936 | 3785.2273 | 3743.0737 | 3642.4895 | 3538.2996 | 0 | -1080.5968
2030-11-20 | 17 | 153.4624 | 153.4624 | 0 | 23.0988 | 0 | 3777.1387 | 3625.937 | 3785.2273 | 3743.0737 | 3642.4895 | 3538.2996 | 0 | -1080.5968
2030-11-20 | 18 | 306.9248 | 188.798 | 0 | 199.8963 | 199.8963 | 3777.1387 | 3625.937 | 3785.2273 | 3743.0737 | 3642.4895 | 3538.2996 | 0 | -1080.5968
2030-11-20 | 19 | 460.3872 | 460.3872 | 0 | 66.6321 | 33.2914 | 3777.1387 | 3625.937 | 3486.7678 | 3589.7402 | 3642.4895 | 3538.3005 | 0 | -1080.5968
2030-11-20 | 20 | 275.0058 | 306.9248 | 3.1856 | 199.8963 | 199.8963 | 3777.1387 | 3625.937 | 3785.2273 | 3743.0737 | 3642.4895 | 3538.2996 | 0 | -1080.5968
2030-11-20 | 21 | 153.4624 | 153.4624 | 8.0826 | 199.8963 | 199.8963 | 3777.1387 | 3625.937 | 3785.2273 | 3743.0737 | 3642.4895 | 3538.2996 | 0 | -1080.5968
2030-11-20 | 22 | 153.4624 | 153.4624 | 328.3436 | 133.2642 | 133.2642 | 3777.1387 | 3625.937 | 3785.2273 | 3743.0737 | 3642.4895 | 3538.2996 | 0 | -1080.5968
2030-11-20 | 23 | 153.4624 | 153.4624 | 0 | 66.6321 | 66.6321 | 3777.1387 | 3625.937 | 3785.2273 | 3743.0737 | 3642.4895 | 3538.2996 | 0 | -1080.5968
2030-11-20 | 24 | 153.4624 | 153.4624 | 0 | 66.6321 | 9.9939 | 3777.1387 | 3625.937 | 3785.2273 | 3743.0737 | 3642.4895 | 3538.2983 | 0 | -1080.5968
2030-11-21 | 1 | 153.4624 | 153.4624 | 0 | 0 | 0 | 3777.1387 | 3625.937 | 3785.2273 | 3743.0737 | 3642.4895 | 3538.2996 | 0 | -1080.5968
2030-11-21 | 2 | 153.4624 | 153.4624 | 0 | 0 | 0 | 3777.1387 | 3625.937 | 3785.2273 | 3743.0737 | 3642.4895 | 3538.2996 | 0 | -1080.5968
2030-11-21 | 3 | 153.4624 | 153.4624 | 0 | 0 | 0 | 3777.1387 | 3625.937 | 3785.2273 | 3743.0737 | 3642.4895 | 3538.2996 | 0 | -1080.5968
2030-11-21 | 4 | 153.4624 | 153.4624 | 0 | 0 | 0 | 3777.1387 | 3625.937 | 3785.2273 | 3743.0737 | 3642.4895 | 3538.2996 | 0 | -1080.5968
2030-11-21 | 5 | 153.4624 | 153.4624 | 0 | 199.8963 | 199.8963 | 3777.1387 | 3625.937 | 3785.2273 | 3743.0737 | 3642.4895 | 3538.2996 | 0 | -1080.5968
2030-11-21 | 6 | 153.4624 | 153.4624 | 0 | 199.8963 | 199.8963 | 3777.1387 | 3625.937 | 3785.2273 | 3743.0737 | 3642.4895 | 3538.2996 | 0 | -1080.5968
2030-11-21 | 7 | 153.4624 | 153.4624 | 0 | 66.6321 | 66.6321 | 3777.1387 | 3625.937 | 3785.2273 | 3743.0737 | 3642.4895 | 3538.2996 | 0 | -1080.5968
2030-11-21 | 8 | 0 | 0 | 0 | 266.4163 | 266.4163 | 3777.1387 | 3625.937 | 3785.2273 | 3743.0737 | 3642.4895 | 3538.2996 | 0 | 1080.5968
2030-11-21 | 9 | 153.4624 | 153.4624 | 0 | 0 | 0 | 3777.1387 | 3625.937 | 3785.2273 | 3743.0737 | 3642.4895 | 3538.2996 | 0 | -1080.5968
2030-11-21 | 10 | 0 | 0 | 0 | 0 | 0 | 3777.1387 | 3625.937 | 3785.2273 | 3743.0737 | 3642.4895 | 3538.2996 | 0 | -1080.5968
2030-11-21 | 11 | 153.4624 | 153.4624 | 0 | 0 | 0 | 3777.1387 | 3625.937 | 3785.2273 | 3743.0737 | 3642.4895 | 3538.2996 | 0 | -1080.5968
2030-11-21 | 12 | 0 | 0 | 0 | 0 | 0 | 3777.1387 | 3625.937 | 3785.2273 | 3743.0737 | 3642.4895 | 3538.2996 | 0 | 1080.5968
2030-11-21 | 13 | 153.4624 | 153.4624 | 0 | 0 | 0 | 3777.1387 | 3625.937 | 3785.2273 | 3743.0737 | 3642.4895 | 3538.2996 | 0 | -1080.5968
2030-11-21 | 14 | 153.4624 | 153.4624 | 0 | 0 | 0 | 3777.1387 | 3625.937 | 3785.2273 | 3743.0737 | 3642.4895 | 3538.2996 | 0 | -1080.5968
2030-11-21 | 15 | 153.4624 | 153.4624 | 0 | 266.4163 | 266.4163 | 3777.1387 | 3625.937 | 3785.2273 | 3743.0737 | 3642.4895 | 3538.2996 | 0 | -1080.5968
2030-11-21 | 16 | 153.4624 | 153.4624 | 0 | 199.8963 | 199.8963 | 3777.1387 | 3625.937 | 3785.2273 | 3743.0737 | 3642.4895 | 3538.2996 | 0 | -1080.5968
2030-11-21 | 17 | 153.4624 | 153.4624 | 313.616 | 0 | 0 | 3777.1387 | 3625.937 | 3785.2273 | 3631.5017 | 3642.4895 | 3538.2996 | 0 | -4.53e-06
2030-11-21 | 18 | 460.3872 | 460.3872 | 646.4664 | 133.2642 | 133.2642 | 1728.1553 | 2883.4641 | 1892.6136 | 1871.5369 | 1821.2448 | 3538.2996 | 0 | -1080.5968
2030-11-21 | 19 | 153.4624 | 153.4624 | 646.4664 | 0 | 0 | 3777.1387 | 168.9796 | -1271.2896 | 413.4183 | 0 | 3538.2996 | 0 | -1080.5968
2030-11-21 | 20 | 153.4624 | 153.4624 | 459.3439 | 0 | 0 | 3777.1387 | 166.9224 | 0 | 1769.3136 | -2977.3127 | 1714.4957 | 0 | -1080.5968
2030-11-21 | 21 | 153.4624 | 153.4624 | 646.4664 | 0 | 0 | 3638.3301 | 166.9225 | -757.065 | 0 | 0 | 766.6576 | 0 | -1080.5968
2030-11-21 | 22 | 153.4624 | 153.4624 | 463.4878 | 0 | 0 | 3777.1387 | 168.981 | -499.1871 | 0 | -178.5844 | 2499.9348 | 0 | -1080.5968
2030-11-21 | 23 | 153.4624 | 153.4624 | 646.4664 | 0 | 0 | 3777.1387 | 166.9228 | -847.5928 | 0 | 1735.052 | 3182.3049 | 0 | -1080.5968
2030-11-21 | 24 | 153.4624 | 153.4624 | 0 | 0 | 0 | 3777.1387 | 168.981 | -567.7137 | 0 | 1568.7799 | 3538.2996 | 0 | -1080.5968
2030-11-22 | 1 | 153.4624 | 153.4624 | 0 | 199.8963 | 199.8963 | 3777.1387 | 3625.937 | -854.7452 | 245.7684 | 2403.0557 | 3538.2996 | 0 | -1080.5968
2030-11-22 | 2 | 153.4624 | 153.4624 | 0 | 0 | 0 | 3777.1387 | 3625.937 | 3785.2273 | 3743.0737 | 3642.4895 | 3538.2996 | 0 | -1080.5968
2030-11-22 | 3 | 153.4624 | 153.4624 | 0 | 199.8963 | 199.8963 | 3777.1387 | 3625.937 | 3785.2273 | 3743.0737 | 3642.4895 | 3538.2996 | 0 | -1080.5968
2030-11-22 | 4 | 0 | 0 | 0 | 266.4163 | 266.4163 | 3777.1387 | 3625.937 | 3785.2273 | 3743.0737 | 3642.4895 | 3538.2996 | 0 | -1080.5968
2030-11-22 | 5 | 0 | 0 | 0 | 266.4163 | 266.4163 | 3777.1387 | 3625.937 | 3785.2273 | 3743.0737 | 3642.4895 | 3538.2996 | 0 | -1080.5968
2030-11-22 | 6 | 0 | 0 | 0 | 266.4163 | 266.4163 | 3777.1387 | 3625.937 | 3785.2273 | 3743.0737 | 3642.4895 | 3538.2996 | 0 | -1080.5968
2030-11-22 | 7 | 0 | 0 | 0 | 266.4163 | 266.4163 | 3777.1387 | 3625.937 | 3785.2273 | 3743.0737 | 3642.4895 | 3538.2996 | 0 | -1080.5968
2030-11-22 | 8 | 0 | 0 | 0 | 133.2642 | 133.2642 | 3777.1387 | 3625.937 | 3785.2273 | 3743.0737 | 3642.4895 | 3538.2996 | 0 | -1080.5968
2030-11-22 | 9 | 0 | 0 | 368.0516 | 266.4163 | 266.4163 | 3777.1387 | 3625.937 | 3785.2273 | 3743.0737 | 3642.4895 | 3538.2996 | 0 | -1080.5968
2030-11-22 | 10 | 0 | 0 | 646.4664 | 266.4163 | 266.4163 | 3777.1387 | 3625.937 | 3785.2273 | 3743.0737 | 3642.4895 | 3538.2996 | 0 | -1080.5968
2030-11-22 | 11 | 0 | 0 | 646.4664 | 266.4163 | 266.4163 | 3777.1387 | 3625.937 | 3785.2273 | 3743.0737 | 3642.4895 | 3538.2996 | 0 | -1080.5968
2030-11-22 | 12 | 153.4624 | 153.4624 | 0 | 199.8963 | 199.8963 | 3777.1387 | 3625.937 | 3785.2273 | 3743.0737 | 3642.4895 | 3538.2996 | 0 | -1080.5968
2030-11-22 | 13 | 153.4624 | 153.4624 | 0 | 199.8963 | 199.8963 | 3777.1387 | 3625.937 | 3785.2273 | 3743.0737 | 3642.4895 | 3538.2996 | 0 | -1080.5968
2030-11-22 | 14 | 79.0477 | 153.4624 | 0 | 0 | 0 | 3777.1387 | 3625.937 | 3785.2273 | 3743.0737 | 3642.4895 | 3538.2996 | 0 | -1080.5968
2030-11-22 | 15 | 0 | 0 | 0 | 0 | 0 | 3777.1387 | 3625.937 | 3785.2273 | 3743.0737 | 3642.4895 | 3538.2996 | 0 | -1080.5968
2030-11-22 | 16 | 51.2485 | 153.4624 | 0 | 0 | 0 | 3777.1387 | 3625.937 | 3785.2273 | 3743.0737 | 3642.4895 | 3538.2996 | 0 | -1080.5968
2030-11-22 | 17 | 153.4624 | 153.4624 | 0 | 199.8963 | 160.9307 | 3777.1387 | 3625.937 | 3785.2273 | 3743.0737 | 3642.4895 | 3538.2996 | 0 | -1080.5968
2030-11-22 | 18 | 153.4624 | 153.4624 | 0 | 166.992 | 133.2642 | 3777.1387 | 250.4465 | 2683.228 | 3743.0737 | 3642.4895 | 3538.2996 | 0 | -1080.5968
2030-11-22 | 19 | 153.4624 | 153.4624 | 646.4664 | 133.2642 | 167.5375 | 3616.8745 | 166.9228 | 225.7665 | 1871.5369 | 1821.2448 | 1769.1498 | 0 | -1080.5968
2030-11-22 | 20 | 460.3872 | 456.6764 | 567.1349 | 199.8963 | 199.8963 | 1888.5693 | 166.9225 | 1892.6136 | 1871.5369 | 1821.2448 | 1010.4287 | 0 | -1080.5968
2030-11-22 | 21 | 460.3872 | 460.3872 | 365.5627 | 199.8963 | 199.8963 | 910.3312 | 166.9225 | 1892.6136 | 1729.7684 | 1821.2448 | 221.0143 | 0 | -1080.5968
2030-11-22 | 22 | 153.4624 | 153.4624 | 79.9554 | 0 | 0 | 1888.5693 | 166.9224 | 0 | 0 | 259.338 | 221.0141 | 0 | -1080.5968
2030-11-22 | 23 | 153.4624 | 153.4624 | 0 | 0 | 0 | 1888.5693 | 166.9226 | 0 | 0 | 650.5667 | 998.176 | 0 | -1080.5968
2030-11-22 | 24 | 153.4624 | 153.4624 | 0 | 0 | 0 | 3777.1387 | 166.9224 | -1385.2764 | 0 | 0 | 1562.4664 | 0 | -1080.5968
2030-11-23 | 1 | 153.4624 | 153.4624 | 0 | 0 | 0 | 3777.1387 | 166.9239 | -1308.1692 | 0 | 291.8535 | 2387.04 | 0 | -1080.5968
2030-11-23 | 2 | 153.4624 | 153.4624 | 0 | 0 | 0 | 3777.1387 | 168.9828 | -1163.3215 | -137.3832 | 0 | 3538.2996 | 0 | -1080.5968
2030-11-23 | 3 | 153.4624 | 153.4624 | 0 | 0 | 0 | 3777.1387 | 2386.9749 | -1534.4647 | 0 | 205.1808 | 3538.2996 | 0 | -1080.5968
2030-11-23 | 4 | 153.4624 | 153.4624 | 0 | 57.5802 | 66.6321 | 3777.1387 | 3462.4199 | -1384.9406 | -562.4539 | 266.8108 | 3538.2996 | 0 | -1080.5968
2030-11-23 | 5 | 153.4624 | 153.4624 | 0 | 199.8963 | 199.8963 | 3777.1387 | 3625.937 | -1432.5791 | -1030.9222 | 2231.0674 | 3538.2996 | 0 | -1080.5968
2030-11-23 | 6 | 153.4624 | 153.4624 | 0 | 199.8963 | 199.8963 | 3777.1387 | 3625.937 | -261.0852 | 0 | 1821.2448 | 3538.2996 | 0 | -4.53e-06
2030-11-23 | 7 | 153.4624 | 153.4624 | 0 | 266.4163 | 266.4163 | 3777.1387 | 1812.9685 | 4.1508 | -293.195 | 3642.4895 | 3538.2996 | 0 | -1080.5968
2030-11-23 | 8 | 153.4624 | 283.4654 | 0 | 219.9832 | 266.4163 | 3777.1387 | 1812.9685 | 870.1229 | 0 | 3642.4895 | 3538.2996 | 0 | -1080.5968
2030-11-23 | 9 | 460.3872 | 460.3872 | 0 | 266.4163 | 228.2689 | 3777.1387 | 1168.9584 | 1259.802 | 1530.4891 | 3642.4895 | 3538.2996 | 0 | -1080.5968
2030-11-23 | 10 | 460.3872 | 460.3872 | 47.6655 | 199.8963 | 185.1672 | 3777.1387 | 1064.859 | 1860.5021 | 2878.459 | 3642.4895 | 3538.2996 | 0 | -1080.5968
2030-11-23 | 11 | 460.3872 | 460.3872 | 255.0126 | 133.2642 | 196.1958 | 3777.1387 | 166.9228 | 2461.3994 | 3743.0737 | 3642.4895 | 3538.2996 | 0 | -1080.5968
2030-11-23 | 12 | 460.3872 | 460.3872 | 390.1748 | 199.8963 | 182.5677 | 3777.1387 | 166.9221 | 2407.5535 | 3358.042 | 3642.4895 | 3538.2996 | 0 | -1080.5968
2030-11-23 | 13 | 460.3872 | 460.3872 | 390.2767 | 133.2642 | 81.7774 | 3777.1387 | 166.9227 | 1892.6136 | 2488.0061 | 3642.4895 | 3538.2996 | 0 | -1080.5968
2030-11-23 | 14 | 460.3872 | 460.3872 | 322.8845 | 104.4614 | 66.6321 | 3777.1387 | 166.9225 | 1892.6136 | 2559.9771 | 3642.4895 | 3538.2996 | 0 | -1080.5968
2030-11-23 | 15 | 460.3872 | 460.3872 | 293.1509 | 0 | 63.4869 | 3154.9211 | 485.4306 | 1892.6136 | 3191.6887 | 3642.4895 | 3538.2996 | 0 | -1080.5968
2030-11-23 | 16 | 460.3872 | 460.3872 | 312.0525 | 66.6321 | 69.0935 | 3777.1387 | 3091.1313 | 1892.6136 | 2954.1079 | 3642.4895 | 3538.2996 | 0 | -1080.5968
2030-11-23 | 17 | 460.3872 | 460.3872 | 0 | 133.2642 | 81.008 | 3777.1387 | 3403.2683 | 1892.6136 | 3290.8633 | 3642.4895 | 3538.2996 | 0 | -1080.5968
2030-11-23 | 18 | 460.3872 | 460.3872 | 0 | 175.1604 | 133.2642 | 3100.2717 | 215.953 | 1892.6136 | 3743.0737 | 3642.4895 | 3538.2996 | 323.5141 | -1080.5968
2030-11-23 | 19 | 460.3872 | 460.3872 | 646.4664 | 266.4163 | 266.4163 | 1888.5693 | 166.9223 | 1892.6136 | 1871.5369 | 2522.842 | 1769.1498 | 0 | -1080.5968
2030-11-23 | 20 | 460.3872 | 460.3872 | 646.4664 | 199.8963 | 141.8723 | 1888.5693 | 166.9232 | 1892.6136 | 1871.5369 | 1821.2448 | 221.0156 | 0 | -1080.5968
2030-11-23 | 21 | 460.3872 | 460.3872 | 0 | 92.8462 | 66.6321 | 3777.1387 | 166.9222 | 1892.6136 | 2548.4534 | 3642.4895 | 1393.6492 | 0 | -1080.5968
2030-11-23 | 22 | 306.9248 | 306.9248 | 401.8602 | 169.4896 | 133.2642 | 3777.1387 | 688.4937 | 3785.2273 | 3743.0737 | 3642.4895 | 3305.1938 | 0 | -1080.5968
2030-11-23 | 23 | 153.4624 | 153.4624 | 127.6669 | 133.2642 | 120.8218 | 3777.1387 | 3625.937 | 3785.2273 | 3743.0737 | 3642.4895 | 3538.3005 | 0 | -1080.5968
2030-11-23 | 24 | 153.4624 | 153.4624 | 0 | 165.5226 | 199.8963 | 3777.1387 | 3625.937 | 3785.2273 | 3743.0737 | 3642.4895 | 3538.2996 | 0 | 1080.5968
2030-11-24 | 1 | 153.4624 | 153.4624 | 0 | 199.8963 | 265.6754 | 3777.1387 | 3625.937 | 3785.2273 | 3743.0737 | 3642.4895 | 3538.2996 | 0 | -1080.5968
2030-11-24 | 2 | 153.4624 | 153.4624 | 0 | 266.4163 | 266.4163 | 3777.1387 | 3625.937 | 3785.2273 | 3743.0737 | 3642.4895 | 3538.2996 | 0 | -1080.5968
2030-11-24 | 3 | 153.4624 | 153.4624 | 0 | 238.3044 | 199.8963 | 3777.1387 | 3625.937 | 3785.2273 | 3743.0737 | 3642.4895 | 3538.2996 | 0 | -1080.5968
2030-11-24 | 4 | 0 | 0 | 0 | 266.4163 | 266.4163 | 3777.1387 | 3625.937 | 3785.2273 | 3743.0737 | 3642.4895 | 3538.2996 | 0 | -1080.5968
2030-11-24 | 5 | 0 | 0 | 0 | 266.4163 | 266.4163 | 3777.1387 | 3625.937 | 3785.2273 | 3743.0737 | 3642.4895 | 3538.2996 | 0 | -1080.5968
2030-11-24 | 6 | 0 | 0 | 0 | 266.4163 | 266.4163 | 3777.1387 | 3625.937 | 3785.2273 | 3743.0737 | 3642.4895 | 3538.2996 | 0 | -1080.5968
2030-11-24 | 7 | 0 | 0 | 0 | 266.4163 | 266.4163 | 3777.1387 | 3625.937 | 3785.2273 | 3743.0737 | 3642.4895 | 3538.2996 | 0 | -1080.5968
2030-11-24 | 8 | 0 | 0 | 0 | 266.4163 | 266.4163 | 3777.1387 | 3625.937 | 3785.2273 | 3743.0737 | 3642.4895 | 3538.2996 | 0 | -1080.5968
2030-11-24 | 9 | 0 | 0 | 0 | 111.4322 | 66.5199 | 3777.1387 | 3625.937 | 3785.2273 | 3743.0737 | 3642.4895 | 3538.2996 | 0 | -1080.5968
2030-11-24 | 10 | 0 | 0 | 108.3263 | 0.60982 | 66.6321 | 3777.1387 | 3625.937 | 3785.2283 | 3743.0737 | 3642.4895 | 3538.2996 | 0 | -1080.5968
2030-11-24 | 11 | 0 | 0 | 311.8508 | 199.8963 | 199.8963 | 3777.1387 | 3625.937 | 3785.2273 | 3743.0737 | 3642.4895 | 3538.2996 | 0 | -1070.4885
2030-11-24 | 12 | 0 | 0 | 452.3786 | 0 | 0 | 3777.1387 | 3625.937 | 3785.2273 | 3743.0737 | 3642.4895 | 3538.2996 | 0 | -1080.5968
2030-11-24 | 13 | 153.4624 | 153.4624 | 0 | 0 | 0 | 3777.1387 | 3625.937 | 3785.2273 | 3743.0737 | 3642.4895 | 3538.2996 | 0 | -1080.5968
2030-11-24 | 14 | 52.4877 | 153.4624 | 275.3625 | 0 | 0 | 3777.1387 | 3625.937 | 3437.4036 | 3743.0737 | 3642.4895 | 3538.2996 | 0 | -1080.5968
2030-11-24 | 15 | 153.4624 | 153.4624 | 0 | 0 | 0 | 3777.1387 | 3625.937 | 2294.9888 | 3743.0737 | 3642.4895 | 3538.2996 | 0 | -1080.5968
2030-11-24 | 16 | 153.4624 | 153.4624 | 0 | 0 | 0 | 3777.1387 | 3625.937 | 540.4374 | 3743.0737 | 3642.4895 | 3538.2996 | 0 | -1080.5968
2030-11-24 | 17 | 153.4624 | 153.4624 | 0 | 0 | 0 | 3777.1387 | 3625.937 | 245.2133 | 3743.0737 | 3642.4895 | 3538.2996 | 307.9052 | -1080.5968
2030-11-24 | 18 | 153.4624 | 153.4624 | 0 | 0 | 0 | 3777.1387 | 3625.937 | 989.4373 | -2570.175 | -4.53e-06 | 3538.2996 | 0 | -1080.5968
2030-11-24 | 19 | 460.3872 | 460.3872 | 484.8498 | 149.8488 | 199.8963 | 2753.9456 | 215.9501 | 994.1799 | 41.7278 | 1821.2448 | 3538.2996 | 0 | -1080.5968
2030-11-24 | 20 | 460.3872 | 460.3872 | 623.511 | 266.4163 | 266.4163 | 1888.5693 | 168.9812 | 727.2248 | -1201.7566 | 1821.2448 | 2288.4539 | 0 | -1080.5968
2030-11-24 | 21 | 460.3872 | 460.3872 | 438.1526 | 266.4163 | 266.4163 | 1888.5693 | 168.9815 | 677.9479 | 0 | 1821.2448 | 673.4451 | 0 | -1080.5968
2030-11-24 | 22 | 460.3872 | 460.3872 | 484.8498 | 199.8963 | 199.8963 | 718.0473 | 166.9224 | 699.9005 | 0 | 1821.2448 | 221.0139 | 0 | -1080.5968
2030-11-24 | 23 | 460.3872 | 460.3872 | 0 | 199.8963 | 199.8963 | 1888.5693 | 166.9223 | 501.4815 | -2061.5166 | 1821.2448 | 221.0143 | 0 | -1080.5968
2030-11-24 | 24 | 306.9248 | 306.9248 | 109.6736 | 66.6321 | 66.6321 | 1888.5693 | 166.9224 | -236.0172 | -1492.9026 | 1821.2448 | 221.0139 | 0 | -1080.5968
2030-11-25 | 1 | 153.4624 | 153.4624 | 0 | 66.6321 | 131.7213 | 2034.9602 | 166.9225 | -1027.9492 | -2491.9209 | 1821.2448 | 1769.1498 | 0 | -1080.5968
2030-11-25 | 2 | 153.4624 | 153.4624 | 0 | 0 | 0 | 3777.1387 | 168.9816 | -1392.9917 | -3743.0737 | 2683.4946 | 3538.2996 | 0 | -1080.5968
2030-11-25 | 3 | 153.4624 | 153.4624 | 0 | 0 | 0 | 3777.1387 | 2342.3494 | -1635.809 | -2875.7266 | 3642.4895 | 3538.2996 | 0 | -1080.5968
2030-11-25 | 4 | 153.4624 | 153.4624 | 0 | 0 | 0 | 3777.1387 | 3266.1843 | -906.4236 | 215.4521 | 3642.4895 | 3538.2996 | 0 | -1080.5968
2030-11-25 | 5 | 153.4624 | 251.8832 | 0 | 199.8963 | 199.8963 | 3777.1387 | 2162.0598 | -471.3255 | 292.7599 | 3642.4895 | 3538.2996 | 0 | -1080.5968
2030-11-25 | 6 | 395.5715 | 306.9248 | 0 | 0 | 0 | 3777.1387 | 3625.937 | -483.3963 | 182.0205 | 3642.4895 | 3538.2996 | 0 | -1080.5968
2030-11-25 | 7 | 153.4624 | 153.4624 | 0 | 0 | 0 | 3777.1387 | 1208.3464 | -1039.9521 | -461.1009 | 3145.6873 | 3538.2996 | 93.2334 | -1080.5968
2030-11-25 | 8 | 153.4624 | 153.4624 | 0 | 0 | 0 | 3777.1387 | 2083.5005 | -748.832 | 4.53e-05 | 299.15 | 3538.2996 | 45.8801 | -1080.5968
2030-11-25 | 9 | 153.4624 | 153.4624 | 0 | 199.8963 | 199.8963 | 3777.1387 | 215.9522 | -956.2273 | 262.3263 | -4.53e-06 | 3538.2996 | 77.3062 | -1080.5968
2030-11-25 | 10 | 460.3872 | 460.3872 | 0 | 199.8963 | 199.8963 | 3777.1387 | 208.9602 | -984.396 | -300.4212 | -4.53e-06 | 3446.3955 | 146.6622 | -1080.5968
2030-11-25 | 11 | 460.3872 | 345.1934 | 0 | 199.8963 | 199.8963 | 3777.1387 | 215.9522 | -678.9119 | 4.53e-05 | -4.53e-06 | 3538.2996 | 485.2712 | -1080.5968
2030-11-25 | 12 | 460.3872 | 460.3872 | 0 | 266.4163 | 266.4163 | 3777.1387 | 388.6752 | -2.7895e-05 | -525.313 | -488.1081 | 3538.2996 | 488.1253 | -1080.5968
2030-11-25 | 13 | 460.3872 | 460.3872 | 0 | 266.4163 | 266.4163 | 3777.1387 | 213.9518 | 1220.9058 | -373.3987 | -1821.2448 | 3012.3687 | 647.0283 | -1080.5968
2030-11-25 | 14 | 460.3872 | 460.3872 | 0 | 199.8963 | 199.8963 | 3777.1387 | 215.9533 | 1027.3187 | -442.0366 | -1409.392 | 2185.0593 | 485.2712 | -1080.5968
2030-11-25 | 15 | 153.4624 | 153.4624 | 0 | 199.8963 | 199.8963 | 3777.1387 | 213.9523 | 776.0587 | -1824.3999 | -1821.2448 | 2315.4775 | 563.5302 | -1080.5968
2030-11-25 | 16 | 153.4624 | 153.4624 | 0 | 133.2642 | 133.2642 | 3777.1387 | 213.9524 | 319.8598 | -2277.9866 | -2064.019 | 2059.6584 | 617.4197 | -1080.5968
2030-11-25 | 17 | 153.4624 | 153.4624 | 0 | 199.8963 | 199.8963 | 3777.1387 | 215.9527 | -321.2767 | -1480.1353 | -1821.2448 | 3538.2996 | 472.2993 | -1080.5968
2030-11-25 | 18 | 153.4624 | 153.4624 | 365.5979 | 123.2163 | 133.2642 | 3777.1387 | 168.9808 | -866.276 | -1851.8008 | -1821.2448 | 3538.2996 | 0 | -1080.5968
2030-11-25 | 19 | 153.4624 | 153.4624 | 646.4664 | 66.6321 | 66.6321 | 3777.1387 | 168.9813 | -885.5419 | 0 | -380.2842 | 3538.2996 | 0 | -1080.5968
2030-11-25 | 20 | 153.4624 | 153.4624 | 646.4664 | 133.2642 | 93.851 | 2755.5537 | 168.9815 | -1018.844 | 0 | 0 | 3538.2996 | 0 | -1080.5968
2030-11-25 | 21 | 460.3872 | 460.3872 | 646.4664 | 199.8963 | 199.8963 | 2970.5857 | 166.9223 | -562.217 | 0 | -753.9395 | 1769.1498 | 0 | -1080.5968
2030-11-25 | 22 | 153.4624 | 153.4624 | 646.4664 | 133.2642 | 133.2642 | 3142.4602 | 166.9224 | -135.9181 | -1871.5369 | -2451.156 | 1769.1498 | 0 | -1080.5968
2030-11-25 | 23 | 153.4624 | 153.4624 | 0 | 66.6321 | 2.3445 | 3471.3958 | 166.9224 | -1136.0244 | -2274.905 | 0 | 221.0133 | 0 | -1080.5968
2030-11-25 | 24 | 153.4624 | 153.4624 | 355.4693 | 66.6321 | 66.6321 | 3777.1387 | 166.9224 | 0 | -1372.5153 | -2640.7312 | 1436.6001 | 0 | -1080.5968
2030-11-26 | 1 | 153.4624 | 153.4624 | 0 | 0 | 0 | 3777.1387 | 1812.9685 | -453.3327 | -564.6852 | -710.6533 | 3538.2996 | 0 | -1080.5968
2030-11-26 | 2 | 153.4624 | 153.4624 | 0 | 0 | 0 | 3777.1387 | 3625.937 | -1198.2896 | 1871.5369 | 1821.2448 | 3538.2996 | 0 | -1080.5968
2030-11-26 | 3 | 153.4624 | 153.4624 | 0 | 0 | 0 | 3777.1387 | 3625.937 | -2031.0599 | 280.4227 | 3642.4895 | 3538.2996 | 0 | -1080.5968
2030-11-26 | 4 | 153.4624 | 153.4624 | 0 | 0 | 0 | 3777.1387 | 3625.937 | -2142.9495 | 281.0955 | 3642.4895 | 3538.2996 | 0 | -1080.5968
2030-11-26 | 5 | 153.4624 | 153.4624 | 0 | 0 | 0 | 3777.1387 | 3625.937 | -2159.863 | 1950.4497 | 3642.4895 | 3538.2996 | 0 | -1080.5968
2030-11-26 | 6 | 153.4624 | 153.4624 | 0 | 0 | 0 | 3777.1387 | 3625.937 | -1615.9587 | 3743.0737 | 3642.4895 | 3538.2996 | 0 | -1080.5968
2030-11-26 | 7 | 153.4624 | 153.4624 | 124.4315 | 0 | 0 | 3777.1387 | 3625.937 | -1765.186 | 3031.3936 | 3642.4895 | 3538.2996 | 0 | -1080.5968
2030-11-26 | 8 | 153.4624 | 153.4624 | 0 | 0 | 0 | 3777.1387 | 3625.937 | -1519.366 | 3475.9475 | 1821.2448 | 3538.2996 | 0 | -1080.5968
2030-11-26 | 9 | 153.4624 | 153.4624 | 0 | 0 | 0 | 3777.1387 | 3625.937 | -2061.3406 | 3285.0222 | 1593.8826 | 3538.2996 | 485.2712 | -1080.5968
2030-11-26 | 10 | 153.4624 | 153.4624 | 646.4664 | 0 | 0 | 3777.1387 | 3625.937 | -2399.2644 | 2619.5491 | 1821.2448 | 3538.2996 | 0 | 1080.5968
2030-11-26 | 11 | 153.4624 | 153.4624 | 0 | 0 | 0 | 3777.1387 | 3625.937 | -2519.8127 | 1871.5369 | 1572.9385 | 3538.2996 | 509.7696 | -1080.5968
2030-11-26 | 12 | 460.3872 | 460.3872 | 0 | 199.8963 | 199.8963 | 3777.1387 | 3625.937 | -2.7895e-05 | 1871.5369 | 1340.5128 | 3538.2996 | 485.2712 | -1080.5968
2030-11-26 | 13 | 460.3872 | 460.3872 | 0 | 199.8963 | 198.0248 | 3777.1387 | 3625.937 | -2.7895e-05 | 1000.7194 | -4.53e-06 | 3538.2996 | 485.2712 | -1080.5968
2030-11-26 | 14 | 460.3872 | 460.3872 | 0 | 199.1178 | 199.8963 | 3777.1387 | 3625.937 | -2.7895e-05 | 1124.5243 | -4.53e-06 | 3538.2996 | 611.208 | -1080.5968
2030-11-26 | 15 | 460.3872 | 460.3872 | 0 | 199.8963 | 199.8963 | 3777.1387 | 3625.937 | 582.6243 | 1871.5369 | 1161.3387 | 3538.2996 | 524.7976 | -1080.5968
2030-11-26 | 16 | 460.3872 | 460.3872 | 0 | 199.8963 | 199.8963 | 3732.251 | 3625.937 | 1170.6934 | 1871.5369 | -4.53e-06 | 3538.2996 | 485.2712 | -1080.5968
2030-11-26 | 17 | 460.3872 | 460.3872 | 0 | 199.8963 | 199.8963 | 1848.7606 | 1513.5986 | -2.7895e-05 | 4.53e-05 | 1821.2448 | 3538.2996 | 485.2712 | -1080.5968
2030-11-26 | 18 | 306.9248 | 366.5363 | 61.2344 | 199.8963 | 147.8201 | 1888.5693 | 656.455 | -2.7895e-05 | 480.8972 | -4.53e-06 | 3538.2996 | 0 | -1080.5968
2030-11-26 | 19 | 460.3872 | 460.3872 | 646.4664 | 199.8963 | 199.8963 | 1888.5693 | 168.9811 | 0 | 1072.0325 | 1821.2448 | 3301.6599 | 0 | -1080.5968
2030-11-26 | 20 | 460.3872 | 460.3872 | 646.4664 | 199.8963 | 199.8963 | 1888.5693 | 168.9801 | 1892.6136 | 140.8912 | 1821.2448 | 1821.933 | 0 | -1080.5968
2030-11-26 | 21 | 460.3872 | 460.3872 | 646.4664 | 266.4163 | 266.4163 | 1023.1669 | 168.9813 | 1892.6136 | 1871.5369 | 692.2305 | 1769.1498 | 0 | -1080.5968
2030-11-26 | 22 | 153.4624 | 153.4624 | 0 | 0 | 0 | 3777.1387 | 215.9524 | -1892.6136 | 1482.9839 | -1016.1047 | 2029.1653 | 0 | -1080.5968
2030-11-26 | 23 | 153.4624 | 153.4624 | 0 | 0 | 0 | 3777.1387 | 510.9827 | -1405.6178 | -222.0949 | 0 | 3538.2996 | 0 | -1080.5968
2030-11-26 | 24 | 153.4624 | 153.4624 | 2.5537 | 0 | 0 | 3777.1387 | 1054.873 | -1036.1537 | 0 | -453.0356 | 3538.2996 | 0 | -1080.5968
2030-11-27 | 1 | 153.4624 | 153.4624 | 0 | 66.6321 | 24.5056 | 3777.1387 | 1812.9685 | -1648.1615 | 1212.2333 | 1821.2448 | 3538.2996 | 0 | -1080.5968
2030-11-27 | 2 | 153.4624 | 153.4624 | 0 | 84.7035 | 133.2642 | 3777.1387 | 3625.937 | -929.9953 | 3699.5139 | 3642.4895 | 3538.2996 | 0 | -1080.5968
2030-11-27 | 3 | 153.4624 | 153.4624 | 0 | 133.2642 | 95.6048 | 3777.1377 | 3625.937 | -992.5945 | 3557.8787 | 3642.4895 | 3538.2996 | 0 | 624.0775
2030-11-27 | 4 | 153.4624 | 153.4624 | 0 | 39.4654 | 66.6321 | 3777.1387 | 3625.937 | -942.9388 | 1421.8505 | 3642.4895 | 3538.2996 | 0 | -4.53e-06
2030-11-27 | 5 | 114.9703 | 153.4624 | 0 | 0 | 0 | 3777.1387 | 3625.937 | -1120.2213 | 2765.854 | 3642.4895 | 3538.2996 | 0 | -4.53e-06
2030-11-27 | 6 | 153.4624 | 153.4624 | 0 | 0 | 0 | 3777.1387 | 3625.937 | 1078.8824 | 3743.0737 | 3642.4895 | 3538.2996 | 0 | -1080.5968
2030-11-27 | 7 | 153.4624 | 153.4624 | 0 | 0 | 0 | 3777.1387 | 3625.937 | -470.1785 | 3137.6228 | 3642.4895 | 3538.2996 | 0 | -1080.5968
2030-11-27 | 8 | 153.4624 | 153.4624 | 0 | 0 | 0 | 3777.1387 | 1812.9685 | -312.6854 | -315.8608 | 1821.2448 | 3538.2996 | 485.2712 | -1080.5968
2030-11-27 | 9 | 197.3596 | 306.9248 | 0 | 199.8963 | 199.8963 | 3777.1387 | 168.9819 | 993.9214 | -1803.8903 | -17.3075 | 3538.2996 | 0 | -1080.5968
2030-11-27 | 10 | 460.3872 | 343.8176 | 0 | 133.2642 | 133.2642 | 1941.7671 | 168.981 | 1201.5206 | -1871.5369 | 1545.4521 | 3397.6479 | 0 | -1080.5968
2030-11-27 | 11 | 460.3872 | 448.8192 | 267.8084 | 133.2642 | 133.2642 | 1888.5693 | 168.9811 | 1217.7817 | -1377.4602 | 1821.2448 | 2410.7295 | 0 | -1080.5968
2030-11-27 | 12 | 460.3872 | 460.3872 | 323.2332 | 199.8963 | 199.8963 | 1888.5693 | 168.9812 | 1620.9297 | -752.2599 | 852.2612 | 1769.1498 | 0 | -1080.5968
2030-11-27 | 13 | 460.3872 | 460.3872 | 0 | 199.8963 | 199.8963 | 1888.5693 | 166.9226 | 1892.6136 | -180.4536 | 611.3703 | 1681.0426 | 0 | -1080.5968
2030-11-27 | 14 | 460.3872 | 460.3872 | 109.3381 | 199.8963 | 148.4808 | 1888.5693 | 168.9811 | 1183.6116 | -1427.7323 | 1821.2448 | 1769.1498 | 0 | -1080.5968
2030-11-27 | 15 | 460.3872 | 460.3872 | 103.5708 | 266.4163 | 259.7636 | 1888.5693 | 166.9225 | 1892.6136 | 1871.5369 | 1821.2448 | 221.0143 | 0 | -1080.5968
2030-11-27 | 16 | 460.3872 | 460.3872 | 646.4664 | 266.4163 | 266.4163 | 1888.5693 | 166.9223 | 1046.7798 | 0 | 1821.2448 | 221.0139 | 0 | -1080.5968
2030-11-27 | 17 | 460.3872 | 460.3872 | 484.8498 | 266.4163 | 266.4163 | 1888.5693 | 166.9225 | 1218.771 | -451.9337 | 1821.2448 | 221.014 | 0 | -1080.5968
2030-11-27 | 18 | 460.3872 | 460.3872 | 484.8498 | 266.4163 | 266.4163 | 1888.5693 | 166.9224 | 1837.4463 | 1871.5369 | 1821.2448 | 1719.4001 | 0 | -1080.5968
2030-11-27 | 19 | 460.3872 | 460.3872 | 646.4664 | 266.4163 | 266.4163 | 1888.5693 | 166.9224 | 1507.963 | 1871.5369 | 1821.2448 | 1769.1498 | 0 | -1080.5968
2030-11-27 | 20 | 460.3872 | 460.3872 | 646.4664 | 266.4163 | 266.4163 | 1888.5693 | 166.9224 | 1343.808 | 1769.2423 | 0 | 1769.1498 | 0 | -1080.5968
2030-11-27 | 21 | 460.3872 | 460.3872 | 646.4664 | 266.4163 | 266.4163 | 1888.5693 | 166.9223 | 1514.2021 | 852.2957 | 0 | 1769.1498 | 0 | -1080.5968
2030-11-27 | 22 | 460.3872 | 460.3872 | 646.4664 | 266.4163 | 266.4163 | 1888.5693 | 168.9814 | 858.0264 | -511.5827 | 815.768 | 3189.2612 | 0 | -1080.5968
2030-11-27 | 23 | 460.3872 | 460.3872 | 323.2332 | 266.4163 | 266.4163 | 1888.5693 | 168.9829 | 366.0791 | -1065.342 | 1821.2448 | 2559.7319 | 0 | -1080.5968
2030-11-27 | 24 | 460.3872 | 460.3872 | 65.6781 | 266.4163 | 244.5696 | 2927.939 | 168.9809 | 855.7726 | -2084.8779 | 1821.2448 | 3538.2996 | 0 | -1080.5968
2030-11-28 | 1 | 460.3872 | 460.3872 | 0 | 114.8523 | 66.6321 | 3777.1387 | 3625.937 | 342.7551 | -269.3701 | 1821.2448 | 3538.2996 | 0 | -1080.5968
2030-11-28 | 2 | 302.1444 | 306.9248 | 0 | 133.2642 | 133.2642 | 3777.1387 | 3625.937 | 68.9016 | 3231.2815 | 3642.4895 | 3538.2996 | 0 | -1080.5968
2030-11-28 | 3 | 153.4624 | 153.4624 | 0 | 199.8963 | 140.7278 | 3777.1387 | 3625.937 | 611.0782 | 1542.0723 | 3642.4895 | 3538.2996 | 0 | -1080.5968
2030-11-28 | 4 | 153.4624 | 153.4624 | 0 | 122.8915 | 133.2642 | 3777.1387 | 3625.937 | 426.4248 | 1102.2 | 3642.4895 | 3538.2996 | 0 | -1080.5968
2030-11-28 | 5 | 153.4624 | 153.4624 | 646.4664 | 0 | 0 | 3777.1387 | 3625.937 | 126.9538 | 924.9796 | 3642.4895 | 3538.2996 | 0 | 1080.5968
2030-11-28 | 6 | 153.4624 | 153.4624 | 0 | 199.8963 | 160.0824 | 3777.1387 | 3625.937 | 3129.2227 | 3743.0737 | 3642.4895 | 3538.2996 | 0 | -1080.5968
2030-11-28 | 7 | 153.4624 | 153.4624 | 0 | 66.6321 | 61.5355 | 3777.1387 | 3625.937 | 3785.2273 | 3743.0737 | 3642.4895 | 3538.2996 | 0 | -1080.5968
2030-11-28 | 8 | 153.4624 | 153.4624 | 0 | 199.8963 | 163.5887 | 3777.1387 | 3625.937 | 3785.2273 | 3743.0737 | 3642.4895 | 3538.2996 | 0 | -1080.5968
2030-11-28 | 9 | 153.4624 | 153.4624 | 0 | 133.2642 | 171.5078 | 3777.1387 | 3625.937 | 3785.2273 | 3743.0737 | 3642.4895 | 3538.2996 | 376.6145 | -1080.5968
2030-11-28 | 10 | 153.4624 | 153.4624 | 0 | 133.2642 | 101.8475 | 3777.1387 | 3625.937 | 3785.2273 | 3743.0737 | 3642.4895 | 3538.2996 | 323.5141 | -1080.5968
2030-11-28 | 11 | 153.4624 | 153.4624 | 0 | 66.6321 | 83.7589 | 3777.1387 | 3625.937 | 3785.2273 | 3743.0737 | 3642.4895 | 3538.2996 | 323.5141 | -1080.5968
2030-11-28 | 12 | 153.4624 | 153.4624 | 0 | 0 | 0 | 3777.1387 | 3625.937 | 3785.2273 | 3743.0737 | 3642.4895 | 3538.2996 | 0 | -1080.5968
2030-11-28 | 13 | 153.4624 | 153.4624 | 0 | 0 | 0 | 3777.1387 | 3625.937 | 3785.2273 | 3743.0737 | 3642.4895 | 3538.2996 | 0 | -1080.5968
2030-11-28 | 14 | 153.4624 | 153.4624 | 0 | 0 | 0 | 3777.1387 | 3625.937 | 3785.2273 | 3743.0737 | 3642.4895 | 3538.2996 | 0 | -1080.5968
2030-11-28 | 15 | 153.4624 | 153.4624 | 0 | 114.4473 | 66.6321 | 3777.1387 | 3625.937 | 3785.2273 | 3743.0737 | 3642.4895 | 3538.2996 | 0 | -1080.5968
2030-11-28 | 16 | 153.4624 | 153.4624 | 0 | 266.4163 | 266.4163 | 3777.1387 | 3625.936 | 3785.2261 | 3743.0737 | 3642.4895 | 3538.2996 | 0 | -1080.5968
2030-11-28 | 17 | 153.4624 | 153.4624 | 0 | 266.4163 | 266.4163 | 3777.1387 | 3625.937 | 3785.2273 | 3743.0737 | 3642.4895 | 3538.2996 | 0 | -1080.5968
2030-11-28 | 18 | 153.4624 | 153.4624 | 0 | 266.4163 | 266.4163 | 3777.1387 | 3625.937 | 3785.2273 | 3743.0737 | 3642.4895 | 3538.2996 | 0 | -1080.5968
2030-11-28 | 19 | 153.4624 | 153.4624 | 0 | 266.4163 | 266.4163 | 3777.1387 | 3625.937 | 3785.2273 | 3743.0737 | 3642.4895 | 3538.2996 | 0 | -1080.5968
2030-11-28 | 20 | 153.4624 | 153.4624 | 485.6994 | 266.4163 | 266.4163 | 3777.1387 | 3625.937 | 3785.2273 | 3743.0737 | 3642.4895 | 3538.2996 | 0 | -1080.5968
2030-11-28 | 21 | 153.4624 | 153.4624 | 0 | 199.8963 | 199.8963 | 3777.1387 | 3625.937 | 3785.2273 | 3743.0737 | 3642.4895 | 3538.2996 | 25.0346 | -1080.5968
2030-11-28 | 22 | 153.4624 | 153.4624 | 0 | 0 | 0 | 3777.1387 | 3625.937 | 3785.2273 | 3743.0737 | 3642.4895 | 3538.2996 | 0 | -1080.5968
2030-11-28 | 23 | 153.4624 | 153.4624 | 0 | 199.8963 | 171.0587 | 3777.1387 | 3625.937 | 3785.2273 | 3743.0737 | 3642.4895 | 3538.2996 | 0 | -1080.5968
2030-11-28 | 24 | 153.4624 | 153.4624 | 0 | 0 | 0 | 3777.1387 | 3625.937 | 3649.0056 | 3743.0737 | 3642.4895 | 3538.2996 | 0 | -1080.5968
2030-11-29 | 1 | 0 | 0 | 0 | 0 | 0 | 2829.4814 | 3625.937 | 1892.6127 | 3743.0737 | 3642.4895 | 3538.2996 | 0 | -1080.5968
2030-11-29 | 2 | 0 | 0 | 0 | 0 | 0 | 3777.1377 | 3625.937 | 458.5854 | 3743.0737 | 3642.4895 | 3538.2996 | 0 | -1080.5968
2030-11-29 | 3 | 0 | 0 | 0 | 0 | 0 | 3777.1387 | 3494.2668 | -2.7895e-05 | 1871.537 | 3642.4895 | 3538.2996 | 0 | -1080.5968
2030-11-29 | 4 | 0 | 0 | 0 | 0 | 0 | 3777.1387 | 3416.7471 | 738.6616 | 1910.5609 | 3642.4895 | 3538.2996 | 0 | 540.2984
2030-11-29 | 5 | 0 | 23.2466 | 0 | 0 | 0 | 3777.1387 | 3625.937 | 916.071 | 2598.9001 | 3642.4895 | 3538.2996 | 0 | 1080.5968
2030-11-29 | 6 | 0 | 0 | 0 | 0 | 0 | 3748.8242 | 3625.937 | 1892.6136 | 3743.0737 | 3642.4895 | 3538.2996 | 0 | -1080.5968
2030-11-29 | 7 | 153.4624 | 153.4624 | 0 | 0 | 0 | 3777.1387 | 3625.937 | 3785.2273 | 3743.0737 | 3642.4895 | 3538.2996 | 0 | -1080.5968
2030-11-29 | 8 | 153.4624 | 153.4624 | 0 | 66.6321 | 62.2865 | 3603.9146 | 3625.937 | 3785.2273 | 3743.0737 | 3642.4895 | 3538.2996 | 0 | -1080.5968
2030-11-29 | 9 | 153.4624 | 153.4624 | 0 | 133.2642 | 67.8328 | 3777.1387 | 3625.937 | 3785.2273 | 3743.0737 | 3642.4895 | 3538.2996 | 118.4766 | -1080.5968
2030-11-29 | 10 | 153.4624 | 153.4624 | 99.345 | 71.7273 | 66.6321 | 3777.1387 | 3625.937 | 3785.2273 | 3743.0737 | 3642.4895 | 3538.2996 | 343.7511 | -1080.5968
2030-11-29 | 11 | 153.4624 | 153.4624 | 323.2332 | 163.315 | 133.2642 | 3777.1387 | 3625.937 | 3785.2273 | 3743.0737 | 3642.4895 | 3538.2996 | 81.5028 | -1080.5968
2030-11-29 | 12 | 153.4624 | 153.4624 | 471.7643 | 266.4163 | 266.4163 | 3777.1387 | 3625.937 | 3785.2273 | 3743.0737 | 3642.4895 | 3538.2996 | 0 | -1080.5968
2030-11-29 | 13 | 153.4624 | 153.4624 | 196.9945 | 266.4163 | 266.4163 | 3777.1387 | 3625.937 | 3785.2273 | 3743.0737 | 3642.4895 | 3538.2996 | 281.8427 | -1080.5968
2030-11-29 | 14 | 153.4624 | 153.4624 | 323.2332 | 199.8963 | 199.8963 | 3777.1387 | 3625.937 | 3785.2273 | 3743.0737 | 3642.4895 | 3538.2996 | 143.4985 | -1080.5968
2030-11-29 | 15 | 153.4624 | 153.4624 | 484.8498 | 199.8963 | 207.4823 | 3434.4158 | 3625.937 | 3785.2273 | 3743.0737 | 3642.4895 | 3538.2996 | 295.4271 | -1080.5968
2030-11-29 | 16 | 153.4624 | 153.4624 | 438.4811 | 199.8963 | 152.5238 | 3212.0322 | 3625.937 | 3785.2273 | 3743.0737 | 3642.4895 | 3538.2996 | 404.5943 | -1080.5968
2030-11-29 | 17 | 153.4624 | 153.4624 | 471.9241 | 214.2796 | 199.8963 | 3306.7837 | 3625.937 | 3785.2273 | 3743.0737 | 3642.4895 | 3538.2996 | 375.8703 | -1080.5968
2030-11-29 | 18 | 153.4624 | 153.4624 | 646.4664 | 266.4163 | 221.2453 | 3759.7224 | 3625.937 | 3785.2273 | 3743.0737 | 3642.4895 | 3538.2996 | 327.5198 | -1080.5968
2030-11-29 | 19 | 153.4624 | 153.4624 | 646.4664 | 266.4163 | 266.4163 | 3291.4612 | 3625.937 | 3785.2273 | 3743.0737 | 3642.4895 | 3538.2996 | 185.1526 | -1080.5968
2030-11-29 | 20 | 153.4624 | 153.4624 | 646.4664 | 266.4163 | 266.4163 | 3308.9233 | 3625.937 | 3785.2273 | 3743.0737 | 3642.4895 | 3538.2996 | 117.149 | 1080.5968
2030-11-29 | 21 | 153.4624 | 153.4624 | 207.474 | 266.4163 | 266.4163 | 3777.1387 | 3625.937 | 3785.2273 | 3743.0737 | 3642.4895 | 3538.2996 | 0 | -1080.5968
2030-11-29 | 22 | 153.4624 | 153.4624 | 646.4664 | 266.4163 | 266.4163 | 3777.1387 | 3625.937 | 3785.2273 | 3743.0737 | 3642.4895 | 3538.2996 | 0 | -1080.5968
2030-11-29 | 23 | 153.4624 | 153.4624 | 0 | 66.6321 | 82.8906 | 3777.1387 | 3625.937 | 3785.2273 | 3743.0737 | 3642.4895 | 3538.2996 | 0 | -1080.5968
2030-11-29 | 24 | 153.4624 | 153.4624 | 0 | 86.9455 | 66.6321 | 3777.1387 | 3625.937 | 3785.2273 | 3743.0737 | 3642.4895 | 3538.2996 | 0 | -1080.5968
2030-11-30 | 1 | 153.4624 | 105.9921 | 0 | 133.2642 | 70.6739 | 3777.1387 | 3625.937 | 3299.2805 | 3743.0737 | 3642.4895 | 3538.2996 | 0 | 1080.5968
2030-11-30 | 2 | 153.4624 | 153.4624 | 0 | 0 | 60.1621 | 2702.1694 | 3625.937 | 3785.2273 | 3743.0737 | 3642.4895 | 3538.2996 | 0 | -1080.5968
2030-11-30 | 3 | 153.4624 | 153.4624 | 0 | 66.6321 | 65.5756 | 2704.1768 | 3625.937 | 3160.6953 | 3743.0737 | 3642.4895 | 3538.2996 | 0 | -1080.5968
2030-11-30 | 4 | 0 | 91.9203 | 0 | 199.8963 | 136.1008 | 3331.272 | 3625.937 | 705.6282 | 2674.7849 | 3642.4895 | 3538.2996 | 0 | -1080.5968
2030-11-30 | 5 | 0 | 0 | 0 | 83.0422 | 133.2642 | 3777.1387 | 3625.937 | -517.7089 | 535.2056 | 3642.4895 | 3538.2996 | 0 | -1080.5968
2030-11-30 | 6 | 153.4624 | 153.4624 | 0 | 266.4163 | 266.4163 | 3777.1387 | 3625.937 | 2869.6829 | 3019.0427 | 3642.4895 | 3538.2996 | 0 | -1080.5968
2030-11-30 | 7 | 0 | 0 | 0 | 0 | 0 | 3777.1387 | 3625.937 | 3175.1616 | 3743.0737 | 3642.4895 | 3538.2996 | 0 | -1080.5968
2030-11-30 | 8 | 0 | 0 | 0 | 0 | 0 | 3777.1387 | 3625.937 | 3785.2273 | 3743.0737 | 3642.4895 | 3538.2996 | 0 | -1080.5968
2030-11-30 | 9 | 153.4624 | 153.4624 | 0 | 0 | 0 | 3642.9958 | 3625.937 | 3785.2273 | 3743.0737 | 3642.4895 | 3538.2996 | 0 | -1080.5968
2030-11-30 | 10 | 0 | 151.088 | 0 | 0 | 0 | 3777.1387 | 3625.937 | 3785.2273 | 3743.0737 | 3642.4895 | 3538.2996 | 0 | -1080.5968
2030-11-30 | 11 | 153.4624 | 115.8286 | 0 | 0 | 0 | 3777.1387 | 3625.937 | 3785.2273 | 3743.0737 | 3642.4895 | 3538.2996 | 0 | -1080.5968
2030-11-30 | 12 | 153.4624 | 153.4624 | 0 | 0 | 0 | 3371.9705 | 3625.937 | 3785.2273 | 3743.0737 | 3642.4895 | 3538.2996 | 0 | -1080.5968
2030-11-30 | 13 | 153.4624 | 153.4624 | 323.2332 | 266.4163 | 266.4163 | 3777.1387 | 3625.937 | 3785.2273 | 3743.0737 | 3642.4895 | 3538.2996 | 0 | -1080.5968
2030-11-30 | 14 | 153.4624 | 153.4624 | 512.2255 | 261.6527 | 199.8963 | 3777.1387 | 3625.937 | 3785.2273 | 3743.0737 | 3642.4895 | 3538.2996 | 0 | -1019.7531
2030-11-30 | 15 | 153.4624 | 153.4624 | 460.9124 | 133.2642 | 133.2642 | 3410.6575 | 3625.937 | 1108.491 | 3743.0737 | 3642.4895 | 3538.2996 | 0 | -1080.5968
2030-11-30 | 16 | 153.4624 | 153.4624 | 439.2678 | 0 | 0 | 3777.1387 | 3625.937 | 784.7092 | 3743.0737 | 3642.4895 | 3538.2996 | 0 | -1080.5968
2030-11-30 | 17 | 460.3872 | 460.3872 | 0 | 199.8963 | 199.8963 | 3777.1387 | 3625.937 | -2.7895e-05 | 2880.5999 | 3642.4895 | 3538.2996 | 0 | -1080.5968
2030-11-30 | 18 | 460.3872 | 460.3872 | 0 | 199.8963 | 199.8963 | 3777.1387 | 3625.937 | 32.7755 | 1871.5369 | 1990.6342 | 3538.2996 | 0 | -1080.5968
2030-11-30 | 19 | 460.3872 | 460.3872 | 3.0466 | 199.8963 | 199.8963 | 1888.5693 | 2858.4995 | 1555.1348 | 1871.5369 | 981.8823 | 3538.2996 | 0 | -1062.1023
2030-11-30 | 20 | 460.3872 | 460.3872 | 0 | 199.8963 | 199.8963 | 1888.5693 | 3207.1799 | 1572.3588 | 223.4892 | 1275.6417 | 3538.2996 | 0 | -958.8928
2030-11-30 | 21 | 460.3872 | 460.3872 | 0 | 199.8963 | 199.8963 | 1888.5693 | 3521.2905 | 1406.5963 | 4.53e-05 | 1562.5548 | 3538.2996 | 0 | -836.5229
2030-11-30 | 22 | 153.4624 | 153.4624 | 646.4664 | 199.8963 | 199.8963 | 3052.5212 | 2175.0286 | 252.9626 | 0 | 1266.1221 | 3538.2996 | 0 | -867.8038
2030-11-30 | 23 | 153.4624 | 153.4624 | 545.1339 | 0 | 0 | 3777.1387 | 1435.3577 | 713.5126 | -5.1501 | 1333.6135 | 3538.2996 | 0 | -1080.5968
2030-11-30 | 24 | 153.4624 | 291.3909 | 132.3338 | 133.2642 | 133.2642 | 3001.5811 | 166.9196 | 1273.3169 | 0 | 1821.2448 | 1769.1498 | 0 | -1080.5968
2030-12-01 | 1 | 247.4575 | 153.4624 | 0 | 199.8963 | 199.8963 | 3119.9958 | 166.9224 | 723.7434 | 0 | 1821.2448 | 475.5247 | 0 | -1080.5968
2030-12-01 | 2 | 418.8457 | 306.9248 | 0 | 199.8963 | 199.8963 | 3754.2715 | 166.9223 | 851.2972 | -389.4848 | 1821.2448 | 828.8281 | 0 | -1080.5968
2030-12-01 | 3 | 460.3872 | 440.4805 | 0 | 188.06 | 133.2642 | 3777.1387 | 166.9222 | 754.2354 | -1237.2136 | 1821.2448 | 1769.1498 | 0 | -1080.5968
2030-12-01 | 4 | 460.3872 | 460.3872 | 0 | 133.2642 | 105.0442 | 3777.1387 | 166.9224 | 323.1476 | -2568.6443 | 3642.4895 | 1769.1498 | 0 | -1080.5968
2030-12-01 | 5 | 460.3872 | 460.3872 | 0 | 66.6321 | 56.3654 | 3777.1387 | 168.982 | 695.1403 | 487.0327 | 3642.4895 | 2517.7507 | 0 | -1080.5968
2030-12-01 | 6 | 306.9248 | 277.9532 | 0 | 199.8963 | 199.8963 | 3473.0906 | 1738.2198 | 496.7938 | 586.0999 | 3642.4895 | 3538.2996 | 0 | -1080.5968
2030-12-01 | 7 | 306.9248 | 254.7169 | 0 | 199.8963 | 199.8963 | 3524.7297 | 2978.7234 | 535.8124 | 0 | 3642.4895 | 3538.2996 | 0 | -1080.5968
2030-12-01 | 8 | 226.045 | 153.4624 | 0 | 199.8963 | 199.8963 | 3017.1892 | 2430.73 | 739.1592 | 1871.5369 | 3642.4895 | 3538.2996 | 0 | -1080.5968
2030-12-01 | 9 | 272.7166 | 153.4624 | 0 | 199.8963 | 199.8963 | 3777.1387 | 3625.937 | 490.459 | 1112.2686 | 3642.4895 | 3538.2996 | 0 | -1080.5968
2030-12-01 | 10 | 225.7826 | 153.4624 | 0 | 199.8963 | 199.8963 | 3777.1387 | 3625.937 | 506.1584 | 1871.5369 | 3642.4895 | 3538.2996 | 0 | -1080.5968
2030-12-01 | 11 | 306.9248 | 256.3923 | 173.2648 | 66.6321 | 110.6998 | 3777.1387 | 3625.937 | 551.3289 | 3698.876 | 3642.4895 | 3538.2996 | 0 | -1080.5968
2030-12-01 | 12 | 306.9248 | 311.8315 | 0 | 66.6321 | 62.106 | 3777.1387 | 3625.937 | 544.7849 | 3473.8235 | 3642.4895 | 3538.2996 | 0 | -1080.5968
2030-12-01 | 13 | 279.1979 | 153.4624 | 375.5695 | 199.8963 | 199.8963 | 1965.7817 | 3625.937 | 738.3682 | 3065.9443 | 3642.4895 | 3538.2996 | 0 | -1080.5968
2030-12-01 | 14 | 153.4624 | 229.9899 | 396.146 | 199.8963 | 199.8963 | 2970.6172 | 1032.6931 | 695.3729 | 2631.2747 | 3642.4895 | 3538.2996 | 0 | -1080.5968
2030-12-01 | 15 | 153.4624 | 153.4624 | 403.0302 | 199.8963 | 190.8663 | 2671.7505 | 1154.7659 | 940.1273 | 3050.8411 | 3642.4895 | 3538.2996 | 0 | -1080.5968
2030-12-01 | 16 | 288.1584 | 153.4624 | 482.7824 | 180.5805 | 199.8963 | 2641.1121 | 168.9809 | 1116.3322 | 2768.4424 | 3642.4895 | 3160.832 | 0 | -1080.5968
2030-12-01 | 17 | 460.3872 | 460.3872 | 0 | 133.2642 | 133.2642 | 3154.9045 | 213.9525 | 857.1163 | 2197.4709 | 3642.4895 | 265.246 | 0 | -1080.5968
2030-12-01 | 18 | 460.3872 | 460.3872 | 646.4664 | 266.4163 | 235.9202 | 1888.5693 | 166.9226 | 699.553 | 1871.5369 | 3642.4895 | 221.0138 | 33.9028 | -1080.5968
2030-12-01 | 19 | 460.3872 | 460.3872 | 68.4598 | 133.2642 | 191.9919 | 1888.5693 | 166.9229 | 357.3717 | 4.53e-05 | 3642.4895 | 245.6423 | 323.5141 | -1080.5968
2030-12-01 | 20 | 460.3872 | 460.3872 | 646.4664 | 213.3716 | 199.8963 | 1888.5693 | 166.9225 | -122.4405 | -1871.5369 | 3642.4895 | 221.0142 | 0 | -1080.5968
2030-12-01 | 21 | 460.3872 | 448.5493 | 646.4664 | 228.2313 | 199.8963 | 1888.5693 | 166.9222 | -120.1742 | -214.2527 | 3642.4895 | 221.0149 | 0 | -831.5605
2030-12-01 | 22 | 460.3872 | 460.3872 | 646.4664 | 133.2642 | 189.9158 | 0 | 21.2893 | -51.066 | -296.2548 | 3642.4895 | 0 | 0 | -656.9858
2030-12-01 | 23 | 460.3872 | 460.3872 | 508.8876 | 51.3913 | 0 | 1411.5648 | 0 | 377.3223 | -2481.4929 | 3642.4895 | -381.8419 | 0 | -1080.5978
2030-12-01 | 24 | 328.6675 | 460.3872 | 0 | 0 | 0 | 2547.823 | 166.9231 | 780.607 | -1480.6471 | 3642.4895 | 107.1088 | 0 | -1080.5968
2030-12-02 | 1 | 460.3872 | 322.7033 | 0 | 0 | 0 | 1678.9797 | 166.9227 | 816.9661 | -1831.6908 | 3642.4895 | 0 | 0 | -1080.5968
2030-12-02 | 2 | 306.9248 | 215.9034 | 0 | 66.6321 | 77.1692 | 2662.8752 | 166.9223 | 1402.3239 | -790.6824 | 3642.4895 | 221.0135 | 0 | -1080.5968
2030-12-02 | 3 | 0 | 0 | 0 | 178.9021 | 199.8963 | 2266.6238 | 168.9806 | 1878.4109 | 2733.0823 | 3642.4895 | 1769.1498 | 0 | 1080.5968
2030-12-02 | 4 | 0 | 0 | 0 | 0 | 0 | 2868.0505 | 168.9819 | 3596.3159 | 3743.0737 | 3642.4895 | 221.0156 | 0 | -1080.5968
2030-12-02 | 5 | 0 | 0 | 0 | 0 | 7.7211 | 2323.2769 | 166.9254 | 3785.2273 | 3743.0737 | 3642.4895 | 0 | 0 | 1080.5968
2030-12-02 | 6 | 0 | 0 | 0 | 115.3194 | 66.5199 | 3777.1387 | 1332.9515 | 3785.2273 | 3743.0737 | 3642.4895 | 221.0124 | 0 | -1080.5968
2030-12-02 | 7 | 153.4624 | 153.4624 | 0 | 0 | 0 | 3777.1387 | 1349.968 | 3785.2273 | 3743.0737 | 3642.4895 | 1769.1498 | 127.1569 | -1080.5968
2030-12-02 | 8 | 460.3872 | 460.3872 | 0 | 199.8963 | 199.8963 | 3777.1387 | 215.9519 | 3785.2273 | 3743.0737 | 3642.4895 | 1157.3763 | 0 | -864.9662
2030-12-02 | 9 | 460.3872 | 460.3872 | 57.8239 | 199.8963 | 199.8963 | 3777.1387 | 215.9524 | 3785.2273 | 3743.0737 | 3642.4895 | 849.4621 | 0 | -709.3315
2030-12-02 | 10 | 460.3872 | 460.3872 | 323.2332 | 265.2578 | 199.8963 | 3777.1387 | 168.9832 | 3785.2273 | 3743.0737 | 3642.4895 | 362.2145 | 0 | -642.7822
2030-12-02 | 11 | 460.3872 | 460.3872 | 279.7409 | 199.8963 | 199.8963 | 3777.1387 | 839.478 | 3785.2273 | 3743.0737 | 3642.4895 | 265.2463 | 0 | -629.9792
2030-12-02 | 12 | 460.3872 | 460.3872 | 305.49 | 199.8963 | 199.8963 | 3777.1387 | 1409.8273 | 3785.2273 | 3743.0737 | 3642.4895 | 1769.1498 | 0 | -659.795
2030-12-02 | 13 | 460.3872 | 460.3872 | 281.9464 | 199.8963 | 199.8963 | 3777.1387 | 215.9507 | 3785.2273 | 3743.0737 | 3642.4895 | 3538.2996 | 0 | -847.9556
2030-12-02 | 14 | 220.2568 | 306.9248 | 416.1262 | 199.8963 | 199.8963 | 3777.1387 | 3625.937 | 3785.2273 | 3743.0737 | 3642.4895 | 3538.2996 | 0 | -852.4567
2030-12-02 | 15 | 153.4624 | 153.4624 | 408.3449 | 133.2642 | 130.6547 | 3777.1387 | 3625.937 | 3785.2273 | 3743.0737 | 3642.4895 | 3538.2996 | 0 | -778.0724
2030-12-02 | 16 | 153.4624 | 153.4624 | 468.7625 | 161.8538 | 133.2642 | 3777.1387 | 3625.937 | 3785.2273 | 3743.0737 | 3642.4895 | 3538.2996 | 0 | -1024.0466
2030-12-02 | 17 | 255.2289 | 153.4624 | 596.4918 | 199.8963 | 199.8963 | 3777.1387 | 3625.937 | 3785.2273 | 3743.0737 | 3642.4895 | 3538.2996 | 647.0283 | -1080.5968
2030-12-02 | 18 | 306.9248 | 306.9248 | 404.7646 | 133.2642 | 133.2642 | 3777.1387 | 3625.937 | 3785.2273 | 3743.0737 | 3642.4895 | 3538.2996 | 647.0283 | -885.892
2030-12-02 | 19 | 400.1557 | 460.3872 | 450.0289 | 199.8963 | 199.8963 | 3777.1387 | 3625.937 | 3785.2273 | 3743.0737 | 3642.4895 | 3538.2996 | 647.0283 | 1080.5968
2030-12-02 | 20 | 460.3872 | 334.0331 | 642.2345 | 66.6321 | 66.6321 | 3777.1387 | 215.9513 | 3785.2273 | 3743.0737 | 3642.4895 | 3538.2996 | 0 | -775.962
2030-12-02 | 21 | 457.4253 | 306.9248 | 434.7872 | 133.2642 | 133.2642 | 3777.1387 | 215.9523 | 3063.3469 | 3743.0737 | 3642.4895 | 3538.2996 | 0 | -895.8027
2030-12-02 | 22 | 460.3872 | 460.3872 | 323.2332 | 133.2642 | 189.8946 | 3777.1387 | 397.4014 | 2652.9661 | 1871.5369 | 3642.4895 | 3538.2996 | 0 | -848.5385
2030-12-02 | 23 | 460.3872 | 460.3872 | 503.3858 | 199.8963 | 199.8963 | 3777.1387 | 168.9812 | 2193.6504 | 684.83 | 3642.4895 | 3256.1689 | 0 | -895.3776
2030-12-02 | 24 | 460.3872 | 460.3872 | 0 | 16.8755 | 0 | 3777.1387 | 215.9513 | 2078.688 | 2420.7124 | 3642.4895 | 2410.1741 | 47.962 | -1080.5968
2030-12-03 | 1 | 290.7881 | 153.4624 | 0 | 199.8963 | 199.8963 | 3777.1387 | 187.2973 | 960.2823 | 2300.0388 | 3642.4895 | 3483.9192 | 0 | -1080.5968
2030-12-03 | 2 | 153.4624 | 195.7255 | 0 | 199.8963 | 199.8963 | 3777.1387 | 694.9782 | 898.3839 | 2869.5762 | 3642.4895 | 3538.2996 | 0 | -1080.5968
2030-12-03 | 3 | 460.3872 | 351.7145 | 0 | 0 | 0 | 3777.1387 | 598.2736 | 1832.4457 | 3743.0737 | 3642.4895 | 3538.2996 | 0 | -1080.5968
2030-12-03 | 4 | 167.5477 | 306.9248 | 0 | 133.2642 | 133.2642 | 3777.1387 | 315.0938 | 1637.0405 | 3743.0737 | 3642.4895 | 3538.2996 | 0 | -1080.5968
2030-12-03 | 5 | 153.4624 | 153.4624 | 0 | 133.2642 | 132.1085 | 3777.1387 | 963.9408 | 1275.157 | 3743.0737 | 3642.4895 | 3538.2996 | 0 | -1080.5968
2030-12-03 | 6 | 306.9248 | 383.0558 | 0 | 0 | 0 | 3777.1387 | 1006.6065 | 737.4836 | 3115.7825 | 3642.4895 | 3538.2996 | 0 | -1080.5968
2030-12-03 | 7 | 460.3872 | 460.3872 | 143.5405 | 133.2642 | 148.1951 | 3777.1387 | 1812.9685 | -183.5997 | 1874.2228 | 3642.4895 | 3538.2996 | 413.3652 | -1080.5968
2030-12-03 | 8 | 460.3872 | 460.3872 | 646.4664 | 199.8963 | 196.0947 | 2845.551 | 1712.5876 | 225.7968 | 1871.5369 | 1821.2448 | 3538.2996 | 0 | -1080.5968
2030-12-03 | 9 | 460.3872 | 460.3872 | 646.4664 | 164.8658 | 133.2642 | 3498.1553 | 168.9812 | 0 | 1871.5369 | 1821.2448 | 3538.2996 | 0 | -1080.5968
2030-12-03 | 10 | 460.3872 | 411.3721 | 484.8498 | 133.2642 | 133.2642 | 3706.4946 | 168.9817 | -43.2868 | 1871.5369 | 1821.2448 | 3304.0657 | 0 | -1080.5968
2030-12-03 | 11 | 460.3872 | 460.3872 | 197.7343 | 199.8963 | 199.8963 | 3777.1387 | 215.9527 | 480.1089 | 1871.5369 | -4.53e-06 | 3448.4448 | 647.0283 | -1080.5968
2030-12-03 | 12 | 460.3872 | 460.3872 | 0 | 199.8963 | 199.8963 | 3777.1387 | 215.953 | 570.4932 | 1871.5369 | 675.9076 | 2598.3518 | 442.8644 | -1080.5968
2030-12-03 | 13 | 460.3872 | 460.3872 | 0 | 199.8963 | 199.8963 | 3777.1387 | 215.9519 | 577.3826 | 1871.5369 | 1397.4255 | 265.2438 | 485.2712 | -1080.5968
2030-12-03 | 14 | 460.3872 | 460.3872 | 0 | 199.8963 | 199.8963 | 3777.1387 | 215.952 | 902.7127 | 1871.5369 | 387.5081 | 1738.785 | 485.2712 | -1080.5968
2030-12-03 | 15 | 454.0027 | 306.9248 | 0 | 23.6544 | 66.6321 | 3777.1387 | 215.9516 | 754.5419 | 4.53e-05 | 1821.2448 | 2947.5959 | 349.5376 | -1080.5968
2030-12-03 | 16 | 460.3872 | 460.3872 | 0 | 88.3084 | 133.2642 | 3777.1387 | 215.9518 | 791.1754 | -1369.8103 | 2373.9211 | 1334.7644 | 625.4945 | -1080.5968
2030-12-03 | 17 | 460.3872 | 460.3872 | 175.0748 | 199.8963 | 244.6826 | 3777.1387 | 215.952 | 1240.3945 | -1083.9713 | 1821.2448 | 586.7567 | 647.0283 | -1080.5968
2030-12-03 | 18 | 460.3872 | 460.3872 | 62.3389 | 266.4163 | 201.454 | 3383.4756 | 215.9517 | 685.9207 | 4.53e-05 | 1821.2448 | 889.6429 | 266.5028 | -1080.5968
2030-12-03 | 19 | 460.3872 | 460.3872 | 323.2332 | 266.4163 | 266.4163 | 1888.5693 | 215.9527 | 1065.5607 | 1871.5369 | 2729.1272 | 3538.2996 | 0 | -1080.5968
2030-12-03 | 20 | 460.3872 | 460.3872 | 646.4664 | 266.4163 | 266.4163 | 2025.2029 | 168.9811 | 1352.2008 | 1871.5369 | 1821.2448 | 3538.2996 | 262.422 | -1080.5968
2030-12-03 | 21 | 460.3872 | 460.3872 | 399.8493 | 266.4163 | 266.4163 | 1888.5693 | 168.9809 | 1025.0509 | 1871.5369 | 1821.2448 | 3538.2996 | 0 | -1080.5968
2030-12-03 | 22 | 460.3872 | 460.3872 | 646.4664 | 266.4163 | 266.4163 | 1888.5693 | 168.9811 | 446.752 | 1569.3716 | 3642.4895 | 1769.1498 | 0 | -1080.5968
2030-12-03 | 23 | 460.3872 | 460.3872 | 0 | 133.2642 | 133.2642 | 1888.5693 | 166.9222 | 831.8297 | -458.0207 | 3642.4895 | 1090.7975 | 0 | -1080.5968
2030-12-03 | 24 | 460.3872 | 460.3872 | 0 | 199.8963 | 199.8963 | 2727.8467 | 168.9832 | 524.3768 | -1871.5369 | 3642.4895 | 371.7256 | 356.3698 | -1080.5968
2030-12-04 | 1 | 460.3872 | 460.3872 | 0 | 199.8963 | 199.8963 | 3777.1387 | 215.9534 | 696.9041 | -1871.5369 | 3642.4895 | 1976.506 | 0 | -1080.5968
2030-12-04 | 2 | 460.3872 | 460.3872 | 0 | 66.6321 | 83.7379 | 3777.1387 | 215.952 | 2973.7676 | 392.8275 | 3642.4895 | 3538.2996 | 0 | -1080.5968
2030-12-04 | 3 | 153.4624 | 153.4624 | 0 | 66.6321 | 94.9012 | 3777.1387 | 3625.937 | 3785.2273 | 3743.0737 | 3642.4895 | 3538.2996 | 0 | -1080.5968
2030-12-04 | 4 | 153.4624 | 153.4624 | 0 | 0 | 0 | 3777.1387 | 3625.937 | 3785.2273 | 3743.0737 | 3642.4895 | 3538.2996 | 0 | -1080.5968
2030-12-04 | 5 | 153.4624 | 153.4624 | 0 | 0 | 0 | 3777.1387 | 3625.937 | 3785.2273 | 3743.0737 | 3642.4895 | 3538.2996 | 0 | -1080.5968
2030-12-04 | 6 | 153.4624 | 153.4624 | 0 | 0 | 0 | 3777.1387 | 3625.937 | 3785.2273 | 3743.0737 | 3642.4895 | 3538.2996 | 0 | -1080.5968
2030-12-04 | 7 | 153.4624 | 153.4624 | 0 | 0 | 0 | 3777.1387 | 3625.937 | 3785.2273 | 3743.0737 | 3642.4895 | 3538.2996 | 111.604 | -1080.5968
2030-12-04 | 8 | 153.4624 | 153.4624 | 0 | 133.2642 | 123.5619 | 3777.1387 | 3625.937 | 3785.2273 | 3743.0737 | 3642.4895 | 3538.2996 | 285.8947 | -1080.5968
2030-12-04 | 9 | 153.4624 | 153.4624 | 646.4664 | 129.2612 | 133.2642 | 3418.7498 | 3625.937 | 3785.2273 | 3743.0737 | 3642.4895 | 3538.2996 | 0 | -1080.5968
2030-12-04 | 10 | 153.4624 | 153.4624 | 0 | 133.2642 | 157.246 | 3777.1387 | 3625.937 | 3785.2273 | 3743.0737 | 3642.4895 | 3538.2996 | 485.2712 | -1080.5968
2030-12-04 | 11 | 153.4624 | 153.4624 | 0 | 133.2642 | 144.7269 | 3777.1387 | 3625.936 | 3785.2273 | 3743.0737 | 3642.4895 | 3538.2996 | 647.0283 | -1080.5968
2030-12-04 | 12 | 153.4624 | 153.4624 | 0 | 133.2642 | 123.5898 | 3777.1387 | 3625.937 | 3785.2283 | 3743.0737 | 3642.4895 | 3538.2996 | 635.3354 | -1080.5968
2030-12-04 | 13 | 153.4624 | 153.4624 | 0 | 140.0851 | 133.2642 | 3777.1387 | 3625.937 | 3785.2273 | 3743.0737 | 3642.4895 | 3538.2996 | 647.0283 | -1080.5968
2030-12-04 | 14 | 153.4624 | 153.4624 | 0 | 99.1923 | 66.6321 | 3777.1387 | 3625.937 | 3785.2273 | 3743.0737 | 3642.4895 | 3538.2996 | 647.0283 | -1080.5968
2030-12-04 | 15 | 153.4624 | 153.4624 | 0 | 133.2642 | 181.7174 | 3777.1387 | 3625.937 | 3785.2273 | 3743.0737 | 3642.4895 | 3538.2996 | 647.0283 | -1080.5968
2030-12-04 | 16 | 153.4624 | 153.4624 | 115.8144 | 0 | 0 | 3777.1387 | 3625.937 | 3785.2273 | 3743.0737 | 3642.4895 | 3538.2996 | 453.1329 | -1080.5968
2030-12-04 | 17 | 153.4624 | 153.4624 | 484.8498 | 30.7716 | 0 | 3777.1387 | 3625.937 | 3785.2273 | 3743.0737 | 3642.4895 | 3538.2996 | 495.0286 | -1080.5968
2030-12-04 | 18 | 153.4624 | 153.4624 | 524.1345 | 74.2842 | 66.6321 | 3777.1387 | 3625.937 | 3785.2273 | 3743.0737 | 3642.4895 | 3538.2996 | 647.0283 | 1080.5968
2030-12-04 | 19 | 153.4624 | 153.4624 | 142.9515 | 266.4163 | 266.4163 | 3777.1387 | 1494.5782 | 1225.1675 | 2982.3711 | 3642.4895 | 3538.2996 | 647.0283 | -1080.5968
2030-12-04 | 20 | 300.3991 | 153.4624 | 90.6609 | 266.4163 | 266.4163 | 3756.2837 | 215.9517 | -2.7895e-05 | 1637.3119 | 3028.9348 | 3088.6526 | 647.0283 | -1080.5968
2030-12-04 | 21 | 153.4624 | 153.4624 | 0 | 199.8963 | 199.8963 | 3658.9016 | 215.9523 | -1219.7386 | 554.9274 | 2864.9353 | 265.2458 | 647.0283 | -1080.5968
2030-12-04 | 22 | 153.4624 | 153.4624 | 107.2256 | 0 | 0 | 3431.6997 | 215.952 | -1487.6051 | -20.225 | 1821.2448 | 265.2463 | 485.2712 | -1080.5968
2030-12-04 | 23 | 153.4624 | 153.4624 | 0 | 0 | 0 | 3561.1021 | 213.9524 | -760.1155 | -962.0522 | 405.6321 | -1298.1113 | 0 | -1080.5968
2030-12-04 | 24 | 153.4624 | 153.4624 | 0 | 66.6321 | 61.4286 | 2656.0083 | 213.9533 | -497.2242 | -2397.1096 | 1494.2535 | 265.2479 | 429.7815 | -1080.5968
2030-12-05 | 1 | 153.4624 | 153.4624 | 284.2988 | 0 | 0 | 2364.6582 | 166.9227 | -759.7302 | -3084.5032 | 1821.2448 | 1769.1498 | 0 | -1080.5968
2030-12-05 | 2 | 153.4624 | 153.4624 | 0 | 0 | 0 | 3574.7993 | 166.922 | -812.8163 | -3743.075 | 2992.7356 | 1769.1498 | 0 | -1080.5968
2030-12-05 | 3 | 153.4624 | 153.4624 | 0 | 5.1473 | 66.6321 | 3777.1387 | 1315.2185 | 85.5162 | -3743.0737 | 3642.4895 | 3538.2996 | 0 | -1080.5968
2030-12-05 | 4 | 460.3872 | 460.3872 | 0 | 199.8963 | 199.8963 | 3777.1387 | 3625.937 | 129.5414 | 120.5115 | 3642.4895 | 3538.2996 | 0 | -1080.5968
2030-12-05 | 5 | 460.3872 | 460.3872 | 0 | 66.6321 | 66.6321 | 3777.1387 | 3625.937 | 476.2281 | 3743.0737 | 3642.4895 | 3538.2996 | 0 | -1080.5968
2030-12-05 | 6 | 306.9248 | 402.1881 | 0 | 0 | 0 | 3777.1387 | 3625.937 | 1273.2595 | 3743.0737 | 3642.4895 | 3538.2996 | 0 | -1080.5968
2030-12-05 | 7 | 180.0545 | 306.9248 | 0 | 0 | 0 | 3777.1387 | 3625.937 | 2727.9763 | 3743.0737 | 3642.4895 | 3538.2996 | 0 | -1080.5968
2030-12-05 | 8 | 397.0301 | 306.9248 | 222.6972 | 199.8963 | 199.8963 | 3777.1387 | 3625.937 | 3785.2273 | 2602.1987 | 3642.4895 | 3538.2996 | 0 | -1080.5968
2030-12-05 | 9 | 289.3858 | 306.9248 | 33.3447 | 266.4163 | 266.4163 | 3777.1387 | 3625.937 | 3785.2273 | 3553.9995 | 3642.4895 | 3538.2996 | 0 | 1080.5968
2030-12-05 | 10 | 153.4624 | 153.4624 | 0 | 199.8963 | 199.8963 | 3777.1387 | 3625.937 | 3785.2273 | 3743.0737 | 3642.4895 | 3538.2996 | 485.2712 | -1080.5968
2030-12-05 | 11 | 153.4624 | 153.4624 | 0 | 199.8963 | 155.2515 | 3777.1387 | 3625.937 | 3785.2273 | 3743.0737 | 3642.4895 | 3538.2996 | 485.2712 | -1080.5968
2030-12-05 | 12 | 153.4624 | 153.4624 | 0 | 177.3825 | 133.2642 | 3777.1387 | 3625.937 | 3785.2273 | 3743.0737 | 3642.4895 | 3538.2996 | 647.0283 | -1080.5968
2030-12-05 | 13 | 153.4624 | 153.4624 | 0 | 199.8963 | 199.8963 | 3777.1387 | 3625.937 | 3785.2273 | 3743.0737 | 3642.4895 | 3538.2996 | 485.2712 | -1080.5968
2030-12-05 | 14 | 153.4624 | 153.4624 | 0 | 133.2642 | 133.2642 | 3777.1387 | 3625.937 | 3785.2273 | 3743.0737 | 3642.4895 | 3538.2996 | 0 | -1080.5968
2030-12-05 | 15 | 153.4624 | 153.4624 | 0 | 199.8963 | 183.698 | 3777.1387 | 3625.937 | 3785.2273 | 3743.0737 | 3642.4895 | 3538.2996 | 0 | -1080.5968
2030-12-05 | 16 | 153.4624 | 153.4624 | 0 | 199.8963 | 199.8963 | 3777.1387 | 3625.937 | 3785.2273 | 3743.0737 | 3642.4895 | 3538.2996 | 485.2712 | -1080.5968
2030-12-05 | 17 | 153.4624 | 153.4624 | 0 | 133.2642 | 133.2642 | 3777.1387 | 3625.937 | 3785.2273 | 3743.0737 | 3642.4895 | 3538.2996 | 647.0283 | -1080.5968
2030-12-05 | 18 | 460.3872 | 460.3872 | 0 | 199.8963 | 199.8963 | 3777.1387 | 3625.937 | 3785.2273 | 3743.0737 | 3642.4895 | 3538.2996 | 0 | -1080.5968
2030-12-05 | 19 | 460.3872 | 460.3872 | 604.2985 | 236.0126 | 199.8963 | 3777.1387 | 3625.937 | 3785.2273 | 3743.0737 | 3642.4895 | 3538.2996 | 0 | -1080.5968
2030-12-05 | 20 | 460.3872 | 460.3872 | 646.4664 | 202.7379 | 199.8963 | 3777.1387 | 3454.9822 | 3785.2273 | 3444.0046 | 3642.4895 | 1769.1498 | 0 | -1080.5968
2030-12-05 | 21 | 460.3872 | 460.3872 | 587.1076 | 199.8963 | 209.8329 | 3777.1387 | 1812.9685 | 3785.2273 | 3678.6731 | 3642.4895 | 2266.5417 | 0 | -1080.5968
2030-12-05 | 22 | 460.3872 | 460.3872 | 169.8259 | 199.8963 | 226.1368 | 3777.1387 | 1266.0386 | 3785.2273 | 3743.0737 | 3642.4895 | 1769.1487 | 0 | -1080.5968
2030-12-05 | 23 | 460.3872 | 460.3872 | 0 | 133.2642 | 154.9607 | 3777.1387 | 215.9542 | 3785.2273 | 3743.0737 | 3642.4895 | 1769.1498 | 0 | -1080.5968
2030-12-05 | 24 | 153.4624 | 153.4624 | 0 | 199.8963 | 199.8963 | 3777.1387 | 2084.3083 | 3785.2273 | 3743.0737 | 3642.4895 | 2511.0779 | 0 | -1080.5968
2030-12-06 | 1 | 153.4624 | 153.4624 | 0 | 76.9569 | 66.6321 | 3777.1387 | 2942.6194 | 3785.2273 | 3743.0737 | 3642.4895 | 1512.1337 | 135.271 | -1080.5968
2030-12-06 | 2 | 153.4624 | 153.4624 | 0 | 66.6321 | 40.3533 | 3777.1387 | 3625.937 | 3785.2273 | 3743.0737 | 3642.4895 | 2521.3621 | 0 | -1080.5968
2030-12-06 | 3 | 153.4624 | 153.4624 | 0 | 0 | 0 | 3777.1387 | 3625.937 | 3785.2273 | 3743.0737 | 3642.4895 | 2698.6382 | 0 | -1080.5968
2030-12-06 | 4 | 82.2764 | 0 | 0 | 0 | 0 | 3772.834 | 3625.937 | 3785.2273 | 3743.0737 | 3642.4895 | 2651.3315 | 0 | -1080.5968
2030-12-06 | 5 | 0 | 0 | 0 | 0 | 0 | 3714.5615 | 3625.937 | 3785.2273 | 3743.0737 | 3642.4895 | 2614.6462 | 0 | -1080.5968
2030-12-06 | 6 | 0 | 27.5751 | 0 | 0 | 0 | 3777.1387 | 3625.937 | 3785.2273 | 3743.0737 | 3642.4895 | 3538.2996 | 0 | -1080.5968
2030-12-06 | 7 | 153.4624 | 153.4624 | 0 | 0 | 0 | 2707.876 | 3625.937 | 3785.2273 | 3743.0737 | 3642.4895 | 3538.2996 | 6.443 | -1080.5968
2030-12-06 | 8 | 153.4624 | 153.4624 | 0 | 0 | 0 | 3273.52 | 3625.937 | 3785.2273 | 3743.0737 | 3642.4895 | 3538.2996 | 376.8972 | -1080.5968
2030-12-06 | 9 | 153.4624 | 153.4624 | 39.7415 | 66.6321 | 15.1594 | 3533.4941 | 3625.937 | 3785.2273 | 3743.0737 | 3642.4895 | 3538.2996 | 0 | -1080.5968
2030-12-06 | 10 | 153.4624 | 153.4624 | 238.8065 | 114.6876 | 133.2642 | 3680.8872 | 3625.937 | 3785.2273 | 3743.0737 | 3642.4895 | 3538.2996 | 140.9697 | -1080.5968
2030-12-06 | 11 | 153.4624 | 153.4624 | 475.963 | 66.6321 | 105.0989 | 3777.1387 | 3625.937 | 3743.2451 | 3743.0737 | 3642.4895 | 3538.2996 | 323.5141 | -1080.5968
2030-12-06 | 12 | 306.9248 | 281.9997 | 484.8498 | 133.2642 | 133.2642 | 3777.1387 | 3625.937 | 2383.8792 | 3743.0737 | 3642.4895 | 3538.2996 | 340.3165 | -1080.5968
2030-12-06 | 13 | 460.3872 | 460.3872 | 269.0946 | 133.2642 | 125.0881 | 3777.1387 | 3625.937 | 1468.9703 | 2802.5176 | 3642.4895 | 3538.2996 | 647.0283 | -1080.5968
2030-12-06 | 14 | 460.3872 | 460.3872 | 180.6988 | 133.2642 | 76.5126 | 3777.1387 | 3625.937 | 647.8653 | 1181.1812 | 3642.4895 | 3538.2996 | 485.2712 | -1080.5968
2030-12-06 | 15 | 460.3872 | 460.3872 | 206.7132 | 54.366 | 0 | 3777.1387 | 1140.0282 | 608.8257 | 2790.3523 | 3642.4895 | 3538.2996 | 632.6906 | -1080.5968
2030-12-06 | 16 | 460.3872 | 460.3872 | 381.0294 | 0 | 0 | 3777.1387 | 3247.2437 | -112.068 | 1879.1709 | 3642.4895 | 3538.2996 | 485.2712 | -1080.5968
2030-12-06 | 17 | 460.3872 | 460.3872 | 379.8725 | 66.6321 | 74.2258 | 3777.1387 | 215.954 | -197.8793 | 1918.4154 | 3642.4895 | 1769.1498 | 647.0283 | -1080.5968
2030-12-06 | 18 | 460.3872 | 460.3872 | 646.4664 | 199.8963 | 199.8963 | 3777.1387 | 168.9819 | -194.1305 | 4.6509 | 3642.4895 | 1769.1498 | 647.0283 | -1080.5968
2030-12-06 | 19 | 460.3872 | 460.3872 | 646.4664 | 266.4163 | 266.4163 | 1888.5693 | 168.9786 | 1058.4943 | 1663.96 | 3642.4895 | 3538.2996 | 541.0889 | -1080.5968
2030-12-06 | 20 | 460.3872 | 460.3872 | 646.4664 | 266.4163 | 266.4163 | 1888.5693 | 168.9818 | 1537.9025 | 1698.1752 | 1821.2448 | 3538.2996 | 473.5953 | -1049.9564
2030-12-06 | 21 | 460.3872 | 460.3872 | 646.4664 | 266.4163 | 266.4163 | 1888.5693 | 256.4742 | 2194.7812 | 1871.5369 | 3642.4895 | 3538.2996 | 200.4073 | -893.2055
2030-12-06 | 22 | 460.3872 | 460.3872 | 627.5497 | 199.8963 | 146.2553 | 2325.135 | 193.8689 | 3428.197 | 3743.0737 | 3642.4895 | 1769.1498 | 0 | -790.6072
2030-12-06 | 23 | 460.3872 | 460.3872 | 646.4664 | 199.8963 | 199.8963 | 3171.2515 | 168.9799 | 3785.2273 | 3306.5105 | 3642.4895 | 964.1052 | 0 | -775.1305
2030-12-06 | 24 | 153.4624 | 153.4624 | 0 | 133.2642 | 162.424 | 3777.1387 | 215.9505 | 3785.2273 | 3743.0737 | 3642.4895 | 840.5651 | 485.2712 | -1080.5968
2030-12-07 | 1 | 39.2424 | 0 | 276.0323 | 0 | 0 | 3777.1387 | 1041.6372 | 3785.2273 | 3743.0737 | 3642.4895 | 566.6403 | 0 | -1080.5968
2030-12-07 | 2 | 153.4624 | 153.4624 | 326.7013 | 0 | 54.7076 | 3777.1387 | 1874.1901 | 3785.2273 | 3743.0737 | 3642.4895 | 778.2601 | 0 | -1080.5968
2030-12-07 | 3 | 153.4624 | 153.4624 | 116.0978 | 0 | 0 | 3046.9431 | 2665.082 | 3785.2273 | 3743.0737 | 3642.4895 | 221.013 | 0 | -1080.5968
2030-12-07 | 4 | 153.4624 | 153.4624 | 0 | 125.8862 | 133.2642 | 3462.874 | 3199.8645 | 3785.2273 | 3743.0737 | 3642.4895 | 703.1694 | 0 | -1080.5968
2030-12-07 | 5 | 153.4624 | 17.6251 | 0 | 66.6321 | 47.2745 | 3777.1387 | 3625.937 | 3785.2273 | 3743.0737 | 3642.4895 | 476.3081 | 0 | -1080.5968
2030-12-07 | 6 | 0 | 0 | 78.7055 | 0 | 57.6676 | 3777.1387 | 3625.937 | 3785.2273 | 3743.0737 | 3642.4895 | 221.0157 | 0 | -1080.5968
2030-12-07 | 7 | 0 | 0 | 0 | 0 | 57.9462 | 3377.7297 | 3625.937 | 3785.2273 | 3743.0737 | 3642.4895 | 221.0127 | 0 | -1080.5968
2030-12-07 | 8 | 0 | 0 | 0 | 133.2642 | 133.2642 | 3303.3989 | 3625.937 | 3785.2273 | 3743.0737 | 3642.4895 | 221.0135 | 485.2712 | -1080.5968
2030-12-07 | 9 | 153.4624 | 153.4624 | 323.2332 | 65.6068 | 0 | 3142.2014 | 3625.937 | 3785.2273 | 3743.0737 | 3642.4895 | 2340.9182 | 0 | -1080.5968
2030-12-07 | 10 | 153.4624 | 153.4624 | 0 | 0 | 0 | 2772.1511 | 3625.937 | 3785.2273 | 3743.0737 | 3642.4895 | 3538.2996 | 0 | -1080.5968
2030-12-07 | 11 | 153.4624 | 153.4624 | 0 | 0 | 0 | 3264.2769 | 3625.937 | 3785.2273 | 3743.0737 | 3642.4895 | 3538.2996 | 0 | -1080.5968
2030-12-07 | 12 | 153.4624 | 153.4624 | 0 | 0 | 0 | 3311.999 | 3625.937 | 3785.2273 | 3743.0737 | 3642.4895 | 3538.2996 | 0 | -1080.5968
2030-12-07 | 13 | 153.4624 | 153.4624 | 0 | 0 | 0 | 3777.1387 | 3625.937 | 2336.522 | 3743.0737 | 3642.4895 | 3538.2996 | 21.7136 | -1080.5968
2030-12-07 | 14 | 153.4624 | 153.4624 | 0 | 0 | 0 | 3777.1387 | 3625.937 | 37.97 | 3743.0737 | 3642.4895 | 3538.2996 | 0 | -1080.5968
2030-12-07 | 15 | 153.4624 | 153.4624 | 0 | 0 | 0 | 3777.1387 | 1771.5029 | 845.4769 | 3743.0737 | 3642.4895 | 3538.2996 | 485.2712 | -1080.5968
2030-12-07 | 16 | 460.3872 | 460.3872 | 0 | 133.2642 | 191.4511 | 3536.0801 | 215.9516 | 881.0292 | 1486.567 | 3642.4895 | 3538.2996 | 0 | -1080.5968
2030-12-07 | 17 | 460.3872 | 460.3872 | 19.6026 | 133.2642 | 116.7852 | 3777.1387 | 215.9511 | 740.5116 | -1475.2284 | 3642.4895 | 1702.1613 | 485.2712 | -1080.5968
2030-12-07 | 18 | 460.3872 | 460.3872 | 20.7697 | 175.9036 | 199.8963 | 3777.1387 | 213.952 | 1145.7449 | -694.4529 | 3642.4895 | 1724.7417 | 485.2712 | -1080.5968
2030-12-07 | 19 | 460.3872 | 460.3872 | 167.2162 | 266.4163 | 266.4163 | 1888.5693 | 215.952 | 588.4705 | -3110.8672 | 3642.4895 | 819.3698 | 485.2712 | -1080.5968
2030-12-07 | 20 | 460.3872 | 460.3872 | 646.4664 | 266.4163 | 266.4163 | 1888.5693 | 166.9224 | 0 | -2104.1917 | 3532.4646 | 221.014 | 0 | -1080.5968
2030-12-07 | 21 | 460.3872 | 460.3872 | 484.8498 | 266.4163 | 266.4163 | 1888.5693 | 166.9226 | 62.5056 | -2129.4553 | 3642.4895 | 1451.2603 | 0 | -1080.5968
2030-12-07 | 22 | 460.3872 | 460.3872 | 484.8498 | 133.2642 | 186.9303 | 1888.5693 | 166.9225 | 800.1309 | -1587.5403 | 3642.4895 | 221.0143 | 0 | -1080.5968
2030-12-07 | 23 | 460.3872 | 460.3872 | 336.394 | 199.8963 | 199.8963 | 0 | 166.9224 | 863.5687 | -320.5461 | 3642.4895 | 387.3192 | 0 | -1080.5968
2030-12-07 | 24 | 460.3872 | 460.3872 | 204.4747 | 0 | 0 | 780.0161 | 213.9528 | 421.5558 | -648.5423 | 3642.4895 | 265.2479 | 323.5141 | -1080.5968
2030-12-08 | 1 | 306.9248 | 154.8484 | 323.2332 | 0 | 0 | 2124.5271 | 166.9225 | 1698.4249 | -501.1098 | 3642.4895 | 1674.9346 | 0 | -1080.5968
2030-12-08 | 2 | 153.4624 | 153.4624 | 38.2813 | 35.4146 | 66.6321 | 2649.4966 | 1650.6012 | 3318.8127 | 601.8118 | 3642.4895 | 3538.2996 | 0 | -1080.5968
2030-12-08 | 3 | 0 | 0 | 0 | 199.7842 | 151.6454 | 3453.7058 | 3625.937 | 3785.2273 | 3743.0737 | 3642.4895 | 1769.1498 | 0 | -1080.5968
2030-12-08 | 4 | 153.4624 | 153.4624 | 0 | 0 | 0 | 3777.1387 | 3625.937 | 3785.2273 | 3743.0737 | 3642.4895 | 3538.2996 | 0 | -1080.5968
2030-12-08 | 5 | 153.4624 | 153.4624 | 0 | 0 | 0 | 3777.1387 | 3625.937 | 3785.2273 | 3743.0737 | 3642.4895 | 3538.2996 | 0 | -1080.5968
2030-12-08 | 6 | 153.4624 | 153.4624 | 0 | 0 | 0 | 3777.1387 | 3625.937 | 3785.2273 | 3743.0737 | 3642.4895 | 3538.3005 | 0 | -1080.5968
2030-12-08 | 7 | 153.4624 | 153.4624 | 0 | 0 | 0 | 3777.1387 | 3625.9382 | 3785.2273 | 3743.0737 | 3642.4895 | 3538.2996 | 0 | -1080.5968
2030-12-08 | 8 | 129.0478 | 153.4624 | 0 | 0 | 0 | 3777.1387 | 3625.937 | 3785.2273 | 3743.0737 | 3642.4895 | 3538.2996 | 0 | -1080.5968
2030-12-08 | 9 | 0 | 0 | 0 | 266.4163 | 201.9843 | 3777.1387 | 3625.937 | 3785.2273 | 3743.0737 | 3642.4895 | 3538.2996 | 0 | -1080.5968
2030-12-08 | 10 | 0 | 0 | 211.1637 | 16.5275 | 0 | 3777.1387 | 3625.937 | 3785.2273 | 3743.0737 | 3642.4895 | 3538.2996 | 0 | -1080.5968
2030-12-08 | 11 | 153.4624 | 153.4624 | 0 | 0 | 0 | 3777.1387 | 3625.937 | 3785.2273 | 3743.0737 | 3642.4895 | 3538.2996 | 0 | -1080.5968
2030-12-08 | 12 | 153.4624 | 153.4624 | 0 | 0 | 0 | 3777.1387 | 3625.9382 | 3785.2273 | 3743.0737 | 3642.4895 | 3538.2996 | 0 | -17.1352
2030-12-08 | 13 | 153.4624 | 153.4624 | 0 | 0 | 0 | 3777.1387 | 3625.937 | 3785.2273 | 3743.0737 | 3642.4895 | 3538.2996 | 0 | 540.2984
2030-12-08 | 14 | 0 | 0 | 0 | 0 | 0 | 3777.1387 | 3625.937 | 3785.2273 | 3743.0737 | 3642.4895 | 3538.2996 | 0 | -399.5565
2030-12-08 | 15 | 153.4624 | 153.4624 | 0 | 0 | 0 | 3777.1387 | 3625.937 | 3785.2273 | 3743.0737 | 3642.4895 | 3538.3005 | 0 | -561.4279
2030-12-08 | 16 | 153.4624 | 153.4624 | 0 | 0 | 0 | 3777.1387 | 3625.937 | 3785.2273 | 3743.0737 | 3642.4895 | 3538.2996 | 323.5141 | -4.53e-06
2030-12-08 | 17 | 153.4624 | 153.4624 | 348.6067 | 0 | 0 | 3777.1387 | 3625.937 | 3785.2273 | 3743.0737 | 3642.4895 | 3538.2996 | 507.0209 | -1080.5968
2030-12-08 | 18 | 153.4624 | 153.4624 | 205.3656 | 0 | 0 | 3777.1387 | 3625.937 | 3785.2273 | 3743.0737 | 3642.4895 | 3538.2996 | 124.2255 | -1034.2704
2030-12-08 | 19 | 153.4624 | 153.4624 | 646.4664 | 199.8963 | 164.9633 | 3777.1387 | 3625.937 | 3785.2273 | 3743.0737 | 3642.4895 | 3538.2996 | 0 | -866.4053
2030-12-08 | 20 | 153.4624 | 153.4624 | 646.4664 | 199.8963 | 166.2868 | 3777.1387 | 3625.937 | 3785.2273 | 3743.0737 | 3642.4895 | 3538.2996 | 0 | -1080.5968
2030-12-08 | 21 | 306.9248 | 202.7655 | 646.4664 | 133.2642 | 133.2642 | 3777.1387 | 3625.937 | 2562.4646 | 3743.0737 | 3642.4895 | 3538.2996 | 0 | -1080.5968
2030-12-08 | 22 | 153.4624 | 153.4624 | 646.4664 | 133.2642 | 113.3947 | 3602.8589 | 3625.937 | 2375.3103 | 3743.0737 | 3642.4895 | 3538.2996 | 0 | -1080.5968
2030-12-08 | 23 | 153.4624 | 153.4624 | 646.4664 | 124.4215 | 66.6321 | 3777.1387 | 3625.937 | 3643.166 | 3743.0737 | 3642.4895 | 3538.2996 | 0 | -1080.5968
2030-12-08 | 24 | 153.4624 | 153.4624 | 0 | 0 | 0 | 3777.1387 | 3625.937 | 3785.2273 | 3743.0737 | 3642.4895 | 3538.2996 | 0 | -1080.5968
2030-12-09 | 1 | 153.4624 | 153.4624 | 0 | 0 | 0 | 3387.6167 | 3625.937 | 1699.5671 | 3743.0737 | 3642.4895 | 3538.2996 | 0 | -1080.5968
2030-12-09 | 2 | 0 | 0 | 0 | 47.1817 | 0 | 3777.1387 | 3625.937 | 328.9846 | 2145.3499 | 3642.4895 | 3538.2996 | 0 | -1080.5968
2030-12-09 | 3 | 0 | 0 | 0 | 199.8963 | 146.3053 | 3777.1387 | 3625.937 | 544.7162 | 1756.1876 | 3642.4895 | 3538.2996 | 0 | -1080.5968
2030-12-09 | 4 | 0 | 0 | 0 | 266.4163 | 266.4163 | 3683.1455 | 3625.937 | 839.4949 | 1471.6823 | 3642.4895 | 3538.2996 | 0 | -1080.5968
2030-12-09 | 5 | 0 | 0 | 0 | 212.0748 | 266.4163 | 2719.696 | 3625.937 | 1447.1514 | 3628.0894 | 3642.4895 | 3538.2996 | 0 | -1080.5968
2030-12-09 | 6 | 0 | 0 | 0 | 0 | 0 | 3549.6116 | 3625.937 | 3785.2273 | 3743.0737 | 3642.4895 | 3538.2996 | 0 | -1080.5968
2030-12-09 | 7 | 153.4624 | 153.4624 | 0 | 0 | 0 | 3632.3765 | 3625.937 | 3785.2273 | 3743.0737 | 3642.4895 | 3538.2996 | 0 | -1080.5968
2030-12-09 | 8 | 153.4624 | 153.4624 | 0 | 0 | 0 | 3777.1387 | 3625.937 | 3785.2273 | 3743.0737 | 3642.4895 | 3538.2996 | 647.0283 | -1080.5968
2030-12-09 | 9 | 153.4624 | 153.4624 | 0 | 0 | 0 | 3602.2446 | 3625.937 | 3785.2273 | 3743.0737 | 3642.4895 | 3538.2996 | 323.5141 | -1080.5968
2030-12-09 | 10 | 153.4624 | 153.4624 | 0 | 66.6321 | 58.3769 | 3777.1387 | 3625.937 | 3785.2273 | 3743.0737 | 3642.4895 | 3538.2996 | 474.9713 | -1080.5968
2030-12-09 | 11 | 153.4624 | 153.4624 | 323.2332 | 92.037 | 66.6321 | 3596.905 | 3625.937 | 3785.2273 | 3743.0737 | 3642.4895 | 3538.2996 | 154.1974 | -1080.5968
2030-12-09 | 12 | 153.4624 | 153.4624 | 612.2194 | 66.6321 | 86.295 | 3687.9592 | 3625.937 | 3785.2273 | 3743.0737 | 3642.4895 | 3538.2996 | 0 | -1080.5968
2030-12-09 | 13 | 0 | 100.0187 | 560.0338 | 199.8963 | 188.0911 | 3777.1387 | 3625.937 | 3785.2273 | 3743.0737 | 3642.4895 | 3538.2996 | 0 | 1080.5968
2030-12-09 | 14 | 153.4624 | 153.4624 | 534.3505 | 21.5873 | 0 | 3777.1387 | 3625.937 | 3785.2273 | 3743.0737 | 3642.4895 | 3538.2996 | 0 | -1012.1232
2030-12-09 | 15 | 153.4624 | 153.4624 | 509.7616 | 183.9117 | 133.2642 | 3777.1387 | 3625.937 | 3785.2273 | 3743.0737 | 3642.4895 | 3538.2996 | 0 | -1080.5968
2030-12-09 | 16 | 153.4624 | 153.4624 | 559.5948 | 133.2642 | 114.0163 | 3777.1387 | 3625.937 | 3785.2273 | 3743.0737 | 3642.4895 | 3538.2996 | 0 | -1080.5968
2030-12-09 | 17 | 153.4624 | 153.4624 | 413.9142 | 0 | 0 | 3777.1387 | 3625.937 | 3785.2273 | 3743.0737 | 3642.4895 | 3538.2996 | 555.9421 | -1080.5968
2030-12-09 | 18 | 153.4624 | 153.4624 | 646.4664 | 0 | 0 | 3728.2856 | 3625.937 | 3785.2273 | 3743.0728 | 3642.4895 | 3538.2996 | 647.0283 | -1080.5968
2030-12-09 | 19 | 153.4624 | 153.4624 | 646.4664 | 0 | 0 | 3742.0544 | 3625.937 | 3785.2273 | 3743.0737 | 3642.4895 | 3538.2996 | 631.0743 | -1080.5968
2030-12-09 | 20 | 153.4624 | 153.4624 | 646.4664 | 0 | 0 | 3415.5266 | 3625.937 | 3742.3735 | 3743.0737 | 3642.4895 | 3538.2996 | 345.8706 | -1080.5968
2030-12-09 | 21 | 153.4624 | 153.4624 | 646.4664 | 0 | 0 | 3540.208 | 3625.937 | 2155.6758 | 3743.0737 | 3642.4895 | 3538.2996 | 193.2992 | -1080.5968
2030-12-09 | 22 | 0 | 0 | 646.4664 | 0 | 0 | 3713.0059 | 3625.937 | 621.2885 | 3743.0737 | 3642.4895 | 3538.2996 | 0 | -1080.5968
2030-12-09 | 23 | 0 | 0 | 646.4664 | 0 | 0 | 3777.1387 | 3625.937 | 3785.2273 | 3743.0737 | 3642.4895 | 3538.2996 | 0 | -1080.5968
2030-12-09 | 24 | 0 | 0 | 0 | 0 | 0 | 3777.1387 | 3625.937 | 3785.2273 | 3743.0737 | 3642.4895 | 3538.2996 | 0 | -1080.5968
2030-12-10 | 1 | 0 | 0 | 0 | 0 | 0 | 3777.1387 | 3625.937 | 2316.366 | 3743.0737 | 3642.4895 | 3538.2996 | 0 | -1080.5968
2030-12-10 | 2 | 0 | 0 | 0 | 0 | 0 | 3777.1387 | 3625.937 | 179.3127 | 3322.708 | 3642.4895 | 3538.2996 | 0 | -1080.5968
2030-12-10 | 3 | 0 | 0 | 0 | 0 | 0 | 3777.1387 | 3625.937 | 915.0859 | 3255.4888 | 3642.4895 | 3538.2996 | 0 | -1080.5968
2030-12-10 | 4 | 0 | 0 | 0 | 0 | 0 | 3770.3289 | 3625.937 | -151.2564 | 3676.1519 | 3642.4895 | 3538.2996 | 0 | -1080.5968
2030-12-10 | 5 | 0 | 0 | 0 | 0 | 0 | 3644.2114 | 3625.937 | -533.7906 | 1662.6788 | 3642.4895 | 3538.2996 | 0 | -1080.5968
2030-12-10 | 6 | 0 | 0 | 0 | 0 | 0 | 3312.0532 | 3625.937 | 223.4253 | 3743.0737 | 3642.4895 | 3538.2996 | 0 | -1080.5968
2030-12-10 | 7 | 0 | 0 | 0 | 0 | 0 | 3198.2544 | 3625.937 | 3365.5115 | 3743.0737 | 3642.4895 | 3538.2996 | 0 | -1080.5968
2030-12-10 | 8 | 0 | 0 | 0 | 0 | 0 | 3218.9492 | 3625.937 | 3785.2273 | 3743.0737 | 3642.4895 | 3538.2996 | 0 | -1080.5968
2030-12-10 | 9 | 0 | 0 | 0 | 0 | 0 | 3563.3813 | 3625.937 | 3785.2273 | 3743.0737 | 3642.4895 | 3538.2996 | 303.3702 | -1080.5968
2030-12-10 | 10 | 0 | 0 | 129.0956 | 0 | 0 | 3478.6716 | 3625.937 | 3785.2273 | 3743.0737 | 3642.4895 | 3538.2996 | 299.4544 | -1080.5968
2030-12-10 | 11 | 0 | 0 | 240.9216 | 0 | 0 | 3511.2847 | 3625.937 | 3785.2273 | 3743.0737 | 3642.4895 | 3538.2996 | 285.9868 | -1080.5968
2030-12-10 | 12 | 0 | 0 | 533.0112 | 0 | 0 | 3541.7039 | 3625.937 | 2787.8665 | 3743.0737 | 3642.4895 | 3538.2996 | 0 | -737.0703
2030-12-10 | 13 | 0 | 0 | 511.3578 | 0 | 0 | 3715.4365 | 3625.937 | 2356.7705 | 3743.0737 | 3642.4895 | 3538.2996 | 0 | -714.9098
2030-12-10 | 14 | 0 | 0 | 574.6561 | 0 | 0 | 3777.1387 | 3625.937 | 1914.3092 | 3743.0737 | 3642.4895 | 3538.2996 | 0 | -831.2574
2030-12-10 | 15 | 0 | 0 | 595.6361 | 0 | 0 | 3777.1387 | 3625.937 | 1315.231 | 3038.6824 | 3642.4895 | 3538.2996 | 0 | -984.4251
2030-12-10 | 16 | 0 | 0 | 646.4664 | 0 | 0 | 3592.6365 | 3625.937 | 1771.8226 | 3743.0737 | 3642.4895 | 3538.2996 | 57.5638 | -1080.5968
2030-12-10 | 17 | 153.4624 | 153.4624 | 646.4664 | 0 | 0 | 3777.1387 | 3625.937 | 3785.2273 | 3743.0737 | 3642.4895 | 3538.2983 | 506.9277 | -1080.5968
2030-12-10 | 18 | 153.4624 | 153.4624 | 570.4445 | 0 | 0 | 3777.1387 | 3625.937 | 1501.0361 | 3743.0737 | 3642.4895 | 3538.2996 | 647.0283 | -1080.5968
2030-12-10 | 19 | 153.4624 | 153.4624 | 646.4664 | 0 | 0 | 3777.1387 | 3625.937 | -1938.0787 | 3743.0737 | 3642.4895 | 3538.2996 | 428.8313 | -1080.5968
2030-12-10 | 20 | 153.4624 | 153.4624 | 646.4664 | 0 | 0 | 3777.1387 | 1812.9685 | -3377.5356 | 3743.0737 | 2829.5977 | 3492.2957 | 405.1744 | -1080.5968
2030-12-10 | 21 | 153.4624 | 153.4624 | 646.4664 | 0 | 0 | 3777.1387 | 1812.9685 | -3257.5066 | 2669.0376 | 1821.2448 | 2127.1528 | 227.8215 | -1080.5968
2030-12-10 | 22 | 153.4624 | 153.4624 | 646.4664 | 199.8963 | 199.8963 | 3777.1387 | 699.625 | -3054.3442 | 1871.5369 | 2019.7086 | 3538.2996 | 0 | -1080.5968
2030-12-10 | 23 | 153.4624 | 153.4624 | 646.4664 | 133.2642 | 133.2642 | 3777.1387 | 731.9197 | -2726.9302 | 1871.5369 | 1821.2448 | 3538.2996 | 0 | -1080.5968
2030-12-10 | 24 | 153.4624 | 153.4624 | 533.116 | 0 | 0 | 3777.1387 | 2568.1853 | -3457.3513 | -923.8486 | 3481.3884 | 3538.2996 | 0 | -1080.5968
2030-12-11 | 1 | 153.4624 | 153.4624 | 0 | 0 | 0 | 3777.1387 | 3625.937 | -3421.1658 | -1556.0891 | 3642.4895 | 3538.2996 | 0 | -1080.5968
2030-12-11 | 2 | 0 | 0 | 0 | 0 | 0 | 3777.1387 | 3625.937 | -3276.5989 | 2150.2537 | 3642.4895 | 3538.2996 | 0 | -1080.5968
2030-12-11 | 3 | 0 | 0 | 0 | 0 | 0 | 3777.1387 | 3625.937 | -3256.0972 | -1058.2185 | 3642.4895 | 3538.2996 | 0 | -1080.5968
2030-12-11 | 4 | 0 | 0 | 0 | 0 | 0 | 3777.1387 | 3625.937 | -2577.7783 | 1871.537 | 3642.4895 | 3538.2996 | 0 | -4.53e-06
2030-12-11 | 5 | 0 | 0 | 0 | 0 | 0 | 3777.1387 | 3625.937 | -2345.061 | 2167.7043 | 3642.4895 | 3538.2996 | 0 | -540.2984
2030-12-11 | 6 | 0 | 0 | 0 | 0 | 0 | 3777.1387 | 3625.937 | -2205.2393 | 1542.0272 | 3642.4895 | 3538.2996 | 0 | -1080.5968
2030-12-11 | 7 | 153.4624 | 153.4624 | 0 | 0 | 0 | 3777.1387 | 3625.937 | 1005.5309 | 3743.0737 | 3642.4895 | 3538.2996 | 0 | -1080.5968
2030-12-11 | 8 | 153.4624 | 153.4624 | 0 | 0 | 0 | 3777.1387 | 3625.937 | -667.6074 | 3743.0737 | 3642.4895 | 3538.2996 | 0 | -1080.5968
2030-12-11 | 9 | 153.4624 | 153.4624 | 0 | 0 | 0 | 3777.1387 | 3625.937 | -2670.1377 | 3743.0737 | 3642.4895 | 3538.2996 | 48.3126 | -1080.5968
2030-12-11 | 10 | 153.4624 | 153.4624 | 0 | 0 | 0 | 3777.1387 | 3625.937 | -2689.0496 | 3696.2141 | 3505.9817 | 3538.2996 | 485.2712 | -1080.5968
2030-12-11 | 11 | 153.4624 | 153.4624 | 0 | 0 | 0 | 3777.1387 | 3625.937 | -2048.3167 | 3743.0737 | 3642.4895 | 3538.2996 | 601.105 | -1080.5968
2030-12-11 | 12 | 153.4624 | 153.4624 | 99.2157 | 0 | 0 | 3777.1387 | 3625.937 | -470.8925 | 3743.0737 | 3642.4895 | 3538.2996 | 500.1312 | -1080.5968
2030-12-11 | 13 | 153.4624 | 153.4624 | 0 | 0 | 0 | 3777.1387 | 3625.937 | -417.8494 | 3743.0737 | 3642.4895 | 3538.2996 | 574.2549 | -1080.5968
2030-12-11 | 14 | 153.4624 | 153.4624 | 0 | 0 | 0 | 3777.1387 | 3625.937 | -261.1715 | 3743.0737 | 3642.4895 | 3538.2996 | 578.6315 | -1080.5968
2030-12-11 | 15 | 153.4624 | 153.4624 | 17.8367 | 0 | 0 | 3777.1387 | 3625.937 | -2.7895e-05 | 3743.0737 | 3642.4895 | 3538.2996 | 568.676 | -1080.5968
2030-12-11 | 16 | 153.4624 | 153.4624 | 0 | 0 | 0 | 3777.1387 | 3625.937 | -1211.1426 | 3743.0737 | 3642.4895 | 3538.2996 | 485.2712 | -1080.5968
2030-12-11 | 17 | 153.4624 | 153.4624 | 0 | 0 | 0 | 3777.1387 | 3625.937 | -2220.959 | 3743.0737 | 3642.4895 | 3538.2996 | 0 | -1080.5968
2030-12-11 | 18 | 153.4624 | 153.4624 | 0 | 0 | 0 | 3777.1387 | 3625.937 | -1542.1583 | 3743.0737 | 1448.1045 | 3538.2996 | 0 | -1080.5968
2030-12-11 | 19 | 153.4624 | 153.4624 | 484.8498 | 0 | 0 | 3777.1387 | 3625.937 | -1536.2729 | 1871.5369 | -4.53e-06 | 3538.2996 | 0 | -1080.5968
2030-12-11 | 20 | 153.4624 | 153.4624 | 646.4664 | 0 | 0 | 3777.1387 | 3625.937 | -1467.4707 | 1799.2197 | -561.4936 | 3538.2996 | 0 | -1080.5968
2030-12-11 | 21 | 153.4624 | 153.4624 | 646.4664 | 0 | 0 | 3777.1387 | 3625.937 | -1464.0341 | 2945.4814 | 0 | 3538.2996 | 0 | -1080.5968
2030-12-11 | 22 | 153.4624 | 153.4624 | 0 | 0 | 0 | 3777.1387 | 3625.937 | -2047.8192 | 3671.1262 | 1821.2448 | 3538.2996 | 0 | -1080.5968
2030-12-11 | 23 | 153.4624 | 153.4624 | 0 | 0 | 0 | 3777.1387 | 3625.937 | -2679.3682 | 3035.0598 | 3642.4895 | 3538.2996 | 257.5031 | -1080.5968
2030-12-11 | 24 | 153.4624 | 153.4624 | 0 | 0 | 0 | 3777.1387 | 3625.937 | -2373.6936 | 3743.0737 | 3642.4895 | 3538.2996 | 0 | -1080.5968
2030-12-12 | 1 | 153.4624 | 153.4624 | 0 | 0 | 0 | 3777.1387 | 3625.937 | -2487.4658 | 3677.1724 | 3642.4895 | 3538.2996 | 0 | -1080.5968
2030-12-12 | 2 | 153.4624 | 153.4624 | 0 | 0 | 0 | 3777.1387 | 3625.937 | -1662.25 | 3743.0737 | 3642.4895 | 3538.2996 | 0 | -1080.5968
2030-12-12 | 3 | 0 | 0 | 52.4876 | 0 | 0 | 3777.1387 | 3625.937 | -2056.2434 | 1871.5369 | 3642.4895 | 3538.2996 | 0 | -1080.5968
2030-12-12 | 4 | 153.4624 | 153.4624 | 0 | 0 | 0 | 3777.1387 | 3091.8596 | -1812.8092 | 1539.6473 | 3642.4895 | 3538.2996 | 0 | -1080.5968
2030-12-12 | 5 | 153.4624 | 153.4624 | 0 | 0 | 0 | 3777.1387 | 1812.9685 | -1830.2966 | 1689.2422 | 3642.4895 | 3538.2996 | 0 | -1080.5968
2030-12-12 | 6 | 153.4624 | 153.4624 | 0 | 0 | 0 | 3777.1387 | 3625.937 | -1796.6669 | 1920.3513 | 3642.4895 | 3538.2996 | 0 | -1080.5968
2030-12-12 | 7 | 153.4624 | 153.4624 | 0 | 0 | 0 | 3777.1387 | 3625.937 | -1211.5629 | 2537.6458 | 3642.4895 | 3538.2996 | 0 | -1080.5968
2030-12-12 | 8 | 153.4624 | 153.4624 | 0 | 0 | 0 | 3777.1387 | 2279.5378 | -808.4791 | 1351.115 | 3272.3535 | 3538.2996 | 0 | -1080.5968
2030-12-12 | 9 | 153.4624 | 153.4624 | 0 | 66.6321 | 60.1449 | 3777.1387 | 2147.3877 | -672.9432 | 1024.1698 | 1821.2448 | 3538.2996 | 0 | -1080.5968
2030-12-12 | 10 | 153.4624 | 153.4624 | 0 | 66.6321 | 126.5283 | 3777.1387 | 3030.9277 | -989.655 | 4.53e-05 | 3575.2419 | 3538.2996 | 421.6108 | -1080.5968
2030-12-12 | 11 | 153.4624 | 153.4624 | 0 | 66.6321 | 67.3212 | 3777.1387 | 3625.937 | -573.7473 | 499.4897 | 3642.4895 | 3538.2996 | 256.9404 | -1080.5968
2030-12-12 | 12 | 306.9248 | 393.2601 | 0 | 66.6321 | 72.21 | 3777.1387 | 3625.937 | -129.4982 | 1721.7618 | 3642.4895 | 3538.2996 | 306.2591 | -1080.5968
2030-12-12 | 13 | 153.4624 | 183.1849 | 0 | 199.8963 | 199.8963 | 3777.1387 | 3040.6492 | -238.864 | -555.8528 | 3642.4895 | 3538.2996 | 266.6263 | -1080.5968
2030-12-12 | 14 | 188.8742 | 306.9248 | 646.4664 | 199.8963 | 199.8963 | 3777.1387 | 3625.937 | 465.4799 | 1871.5369 | 3642.4895 | 3538.2996 | 25.4876 | -1080.5968
2030-12-12 | 15 | 306.9248 | 267.5657 | 0 | 133.2642 | 133.2642 | 3777.1387 | 3625.937 | 1191.6691 | 3743.0737 | 3642.4895 | 3538.2996 | 267.5119 | -1080.5968
2030-12-12 | 16 | 306.9248 | 268.7343 | 8.9201 | 133.2642 | 133.2642 | 3777.1387 | 3625.937 | 121.6546 | 3447.1848 | 3642.4895 | 3538.2996 | 315.2694 | -1080.5968
2030-12-12 | 17 | 460.3872 | 337.7973 | 308.6391 | 0 | 0 | 3777.1387 | 842.0403 | -136.8495 | 1210.571 | 3642.4895 | 3538.2996 | 230.4208 | -1080.5968
2030-12-12 | 18 | 342.9474 | 306.9248 | 409.3402 | 66.6321 | 108.3227 | 3777.1387 | 215.9514 | -346.9415 | 952.5999 | 3642.4895 | 1264.2053 | 647.0283 | -1080.5968
2030-12-12 | 19 | 163.1804 | 153.4624 | 646.4664 | 133.2642 | 92.7581 | 3777.1387 | 1812.9685 | 38.1492 | -516.5256 | 1821.2448 | 3013.4792 | 647.0283 | -1080.5968
2030-12-12 | 20 | 460.3872 | 432.8398 | 646.4664 | 199.8963 | 166.7791 | 3777.1387 | 168.9812 | 5.1299 | -465.324 | 1821.2448 | 1770.2448 | 370.5375 | -1080.5968
2030-12-12 | 21 | 460.3872 | 416.9888 | 646.4664 | 199.8963 | 199.8963 | 3503.7024 | 168.9814 | 243.5527 | 25.4977 | 1821.2448 | 1163.9845 | 99.0663 | -1080.5968
2030-12-12 | 22 | 460.3872 | 365.4245 | 646.4664 | 266.4163 | 266.4163 | 3759.7073 | 168.9814 | 0 | -1220.8738 | 2480.9683 | 904.0064 | 0 | -1080.5968
2030-12-12 | 23 | 460.3872 | 460.3872 | 646.4664 | 199.8963 | 255.5344 | 3777.1387 | 166.9225 | -301.8839 | -1102.9828 | 3635.8752 | 221.0128 | 0 | -1080.5968
2030-12-12 | 24 | 460.3872 | 460.3872 | 646.4664 | 128.4681 | 66.6321 | 3777.1387 | 166.9223 | 139.2798 | -1449.3761 | 3642.4895 | 300.5741 | 0 | -1080.5968
2030-12-13 | 1 | 460.3872 | 460.3872 | 0 | 66.6321 | 29.2626 | 3777.1387 | 166.9231 | 107.6997 | -1898.208 | 3642.4895 | 221.0142 | 0 | -1080.5968
2030-12-13 | 2 | 316.5973 | 460.3872 | 0 | 0 | 0 | 3777.1387 | 332.0633 | 961.7365 | 213.3569 | 3642.4895 | 3538.2996 | 0 | -1080.5968
2030-12-13 | 3 | 186.4645 | 306.9248 | 0 | 0 | 0 | 3000.9482 | 204.7166 | 1981.8226 | 3416.8403 | 3642.4895 | 3538.2996 | 0 | 1080.5968
2030-12-13 | 4 | 153.4624 | 153.4624 | 0 | 66.5199 | 59.9282 | 3777.1387 | 230.985 | 2013.0056 | 3743.0737 | 3642.4895 | 3538.2996 | 0 | 1080.5968
2030-12-13 | 5 | 37.8454 | 153.4624 | 0 | 66.5199 | 66.5199 | 3777.1387 | 1812.9675 | 2350.2827 | 3743.0737 | 3642.4895 | 3538.2996 | 0 | -4.53e-06
2030-12-13 | 6 | 55.4441 | 0 | 0 | 0 | 0 | 3777.1387 | 3625.937 | 3785.2273 | 3743.0737 | 3642.4895 | 3538.2996 | 0 | -4.53e-06
2030-12-13 | 7 | 153.4624 | 153.4624 | 646.4664 | 0 | 0 | 3777.1387 | 3625.937 | 3785.2273 | 3743.0737 | 3642.4895 | 3538.2996 | 0 | -1080.5968
2030-12-13 | 8 | 153.4624 | 153.4624 | 0 | 56.0664 | 66.6321 | 3777.1387 | 3625.937 | 3785.2273 | 3743.0737 | 3642.4895 | 3538.2996 | 323.5141 | -1080.5968
2030-12-13 | 9 | 153.4624 | 153.4624 | 0 | 66.6321 | 48.7585 | 3777.1387 | 3625.937 | 3785.2273 | 3743.0737 | 3642.4895 | 3538.2996 | 323.5141 | -1080.5968
2030-12-13 | 10 | 153.4624 | 153.4624 | 0 | 66.6321 | 48.9855 | 3777.1387 | 3625.937 | 3785.2273 | 3743.0737 | 3642.4895 | 3538.2996 | 408.2203 | -1080.5968
2030-12-13 | 11 | 153.4624 | 153.4624 | 89.4722 | 66.6321 | 61.366 | 3777.1387 | 3625.937 | 3785.2273 | 3743.0737 | 3642.4895 | 3538.2996 | 435.932 | -1080.5968
2030-12-13 | 12 | 283.1413 | 153.4624 | 513.4337 | 0 | 0 | 3777.1387 | 3286.6206 | 3785.2273 | 3023.6697 | 3642.4895 | 3538.2996 | 0 | -1080.5968
2030-12-13 | 13 | 188.8418 | 306.9248 | 474.5594 | 0 | 0 | 3777.1387 | 3044.8682 | 3472.1685 | 3743.0737 | 3642.4895 | 3538.2996 | 0 | -1080.5968
2030-12-13 | 14 | 291.4365 | 306.9248 | 432.2531 | 20.4708 | 0 | 3777.1387 | 1932.0029 | 2776.9893 | 3743.0737 | 3642.4895 | 3538.2996 | 0 | -1080.5968
2030-12-13 | 15 | 379.845 | 460.3872 | 413.5168 | 53.2276 | 0 | 3777.1387 | 1459.9971 | 2517.7949 | 3743.0737 | 3642.4895 | 3538.2996 | 0 | -1080.5968
2030-12-13 | 16 | 306.9248 | 270.5627 | 516.3127 | 72.3011 | 133.2642 | 3777.1387 | 1867.7809 | 2711.5293 | 3743.0737 | 3642.4895 | 3538.2996 | 0 | -1080.5968
2030-12-13 | 17 | 306.9248 | 309.845 | 547.3107 | 0 | 0 | 3777.1387 | 3625.937 | 3785.2273 | 3743.0737 | 3642.4895 | 3538.2996 | 321.26 | -1080.5968
2030-12-13 | 18 | 460.3872 | 460.3872 | 646.4664 | 66.6321 | 20.8311 | 3777.1387 | 2577.8958 | 2530.4485 | 3743.0737 | 3642.4895 | 1769.1498 | 647.0283 | -1080.5968
2030-12-13 | 19 | 460.3872 | 460.3872 | 646.4664 | 199.8963 | 199.8963 | 3450.9502 | 166.9223 | 632.5909 | 0 | 2980.4434 | 221.0151 | 647.0283 | -1080.5968
2030-12-13 | 20 | 460.3872 | 460.3872 | 646.4664 | 214.8424 | 199.8963 | 2431.5586 | 166.9224 | 995.5067 | 0 | 1345.3146 | 3.662 | 398.7644 | -1080.5968
2030-12-13 | 21 | 460.3872 | 460.3872 | 646.4664 | 266.4163 | 202.6904 | 1888.5693 | 166.9225 | 607.4453 | -25.9416 | 1821.2448 | 221.0129 | 105.8704 | -1080.5968
2030-12-13 | 22 | 460.3872 | 460.3872 | 646.4664 | 266.4163 | 266.4163 | 1888.5693 | 166.9224 | 481.0289 | -1871.5369 | 1821.2448 | 221.0143 | 0 | -1080.5968
2030-12-13 | 23 | 460.3872 | 460.3872 | 646.4664 | 223.8386 | 199.8963 | 1888.5693 | 166.9227 | 411.4032 | -1871.5369 | 3642.4895 | 221.0143 | 0 | -1080.5968
2030-12-13 | 24 | 460.3872 | 460.3872 | 0 | 133.2642 | 133.2642 | 3777.1387 | 168.9813 | 184.3199 | 350.975 | 3642.4895 | 221.0136 | 0 | -1080.5968
2030-12-14 | 1 | 306.9248 | 313.0171 | 0 | 0 | 0 | 3777.1387 | 168.9814 | 2397.0706 | 1262.8816 | 3642.4895 | 3538.2996 | 0 | -1080.5968
2030-12-14 | 2 | 153.4624 | 12.2914 | 0 | 0 | 0 | 3760.7495 | 682.9587 | 2769.8696 | 1979.7534 | 3642.4895 | 3538.2996 | 0 | -1080.5968
2030-12-14 | 3 | 0 | 0 | 0 | 0 | 0 | 3034.0098 | 3625.937 | 1892.6136 | 3743.0737 | 3642.4895 | 3538.2996 | 0 | -1080.5968
2030-12-14 | 4 | 153.4624 | 153.4624 | 0 | 0 | 0 | 3606.7651 | 3625.937 | 1701.21 | 3743.0737 | 3642.4895 | 3538.2996 | 0 | -1080.5968
2030-12-14 | 5 | 0 | 0 | 0 | 0 | 0 | 3219.2148 | 3625.937 | 2551.1794 | 3743.0737 | 3642.4895 | 3538.2996 | 0 | -1080.5968
2030-12-14 | 6 | 0 | 0 | 0 | 0 | 0 | 3777.1387 | 3625.937 | 3785.2273 | 3743.0737 | 3642.4895 | 3538.2996 | 0 | -1080.5968
2030-12-14 | 7 | 0 | 0 | 0 | 0 | 0 | 3571.4995 | 3625.937 | 3785.2273 | 3743.0737 | 3642.4895 | 3538.2996 | 0 | -1080.5968
2030-12-14 | 8 | 153.4624 | 153.4624 | 0 | 0 | 0 | 3777.1387 | 3625.937 | 3785.2273 | 3743.0737 | 3642.4895 | 3538.2996 | 0 | -1080.5968
2030-12-14 | 9 | 153.4624 | 153.4624 | 0 | 0 | 0 | 3777.1387 | 3625.937 | 3785.2273 | 3743.0737 | 3642.4895 | 3538.2996 | 0 | -1080.5968
2030-12-14 | 10 | 0 | 0 | 0 | 0 | 0 | 3777.1387 | 3625.937 | 3785.2273 | 3743.0737 | 3642.4895 | 3538.2996 | 0 | -1080.5968
2030-12-14 | 11 | 0 | 0 | 0 | 0 | 0 | 3777.1387 | 3625.937 | 3785.2273 | 3743.0737 | 3642.4895 | 3538.2996 | 0 | -1080.5968
2030-12-14 | 12 | 153.4624 | 153.4624 | 0 | 0 | 0 | 3777.1387 | 3625.9382 | 3785.2273 | 3743.0737 | 3642.4895 | 3538.2996 | 365.2982 | -1080.5968
2030-12-14 | 13 | 0 | 0 | 0 | 0 | 0 | 3777.1387 | 3625.937 | 3785.2273 | 3743.0737 | 3642.4895 | 3538.2996 | 0 | -1080.5968
2030-12-14 | 14 | 0 | 0 | 0 | 0 | 0 | 3777.1387 | 3625.937 | 3785.2273 | 3743.0737 | 3642.4895 | 3151.707 | 0 | -1080.5968
2030-12-14 | 15 | 0 | 0 | 0 | 0 | 0 | 3777.1387 | 1812.9685 | 3738.104 | 3743.0737 | 3642.4895 | 2918.1636 | 0 | -1080.5968
2030-12-14 | 16 | 0 | 0 | 0 | 0 | 0 | 3261.6709 | 1698.004 | 3448.2759 | 3743.0737 | 3642.4895 | 3245.8394 | 0 | -1080.5968
2030-12-14 | 17 | 0 | 0 | 0 | 0 | 0 | 3777.1387 | 3625.937 | 3785.2273 | 3743.0737 | 3642.4895 | 1769.1498 | 0 | -1080.5968
2030-12-14 | 18 | 0 | 0 | 107.1367 | 0 | 0 | 3636.4766 | 2445.0862 | 3785.2273 | 3743.0737 | 3642.4895 | 1596.5514 | 413.88 | -1080.5968
2030-12-14 | 19 | 0 | 0 | 646.4664 | 99.8927 | 66.5199 | 3521.8706 | 168.9842 | 3785.2273 | 3743.0737 | 3642.4895 | 221.0116 | 0 | -1080.5968
2030-12-14 | 20 | 0 | 68.7714 | 646.4664 | 0 | 0 | 3672.5967 | 166.9219 | 3785.2273 | 3743.0737 | 3642.4895 | -150.9233 | 0 | -1080.5968
2030-12-14 | 21 | 0 | 0 | 646.4664 | 0 | 0 | 3720.0908 | 166.9229 | 3785.2273 | 3743.0737 | 3642.4895 | -294.522 | 0 | -1080.5968
2030-12-14 | 22 | 0 | 0 | 646.4664 | 0 | 0 | 3768.7051 | 168.9836 | 3785.2273 | 3743.0737 | 3642.4895 | 82.6341 | 0 | -1080.5968
2030-12-14 | 23 | 0 | 0 | 646.4664 | 0 | 0 | 3777.1387 | 166.9207 | 3785.2273 | 3743.0737 | 3642.4895 | -149.08 | 0 | -1080.5968
2030-12-14 | 24 | 0 | 0 | 496.8622 | 0 | 0 | 3777.1387 | 443.3307 | 3785.2273 | 3743.0737 | 3642.4895 | 221.0147 | 0 | -1080.5968
2030-12-15 | 1 | 0 | 0 | 0 | 0 | 0 | 3777.1387 | 1812.9685 | 3785.2273 | 3743.0737 | 3642.4895 | 2938.2876 | 0 | -1080.5968
2030-12-15 | 2 | 0 | 0 | 0 | 0 | 0 | 3650.3445 | 333.9541 | 1946.7656 | 3743.0737 | 3642.4895 | 3538.2996 | 0 | -1080.5968
2030-12-15 | 3 | 0 | 0 | 0 | 0 | 0 | 3777.1387 | 333.9492 | 1892.6136 | 3743.0737 | 3642.4895 | 3538.2996 | 0 | -1080.5968
2030-12-15 | 4 | 0 | 0 | 0 | 0 | 0 | 3777.1387 | 230.9885 | -152.1815 | 3639.1765 | 3642.4895 | 3538.2996 | 0 | 651.5416
2030-12-15 | 5 | 0 | 0 | 0 | 0 | 0 | 3777.1387 | 230.9845 | -599.7721 | 1871.537 | 2542.8684 | 3538.2996 | 0 | 1080.5968
2030-12-15 | 6 | 0 | 0 | 0 | 0 | 0 | 3777.1387 | 215.9533 | -1437.3319 | -264.3188 | 3642.4895 | 3538.2996 | 0 | -1080.5968
2030-12-15 | 7 | 0 | 0 | 0 | 0 | 0 | 3777.1387 | 168.9789 | -1039.2369 | 2952.9189 | 3642.4895 | 3538.2996 | 0 | -1080.5968
2030-12-15 | 8 | 0 | 0 | 0 | 0 | 0 | 2628.3108 | 2472.4756 | -476.4218 | 1825.188 | 3642.4895 | 3158.4863 | 0 | -1080.5968
2030-12-15 | 9 | 153.4624 | 153.4624 | 126.1478 | 0 | 0 | 3337.1003 | 3612.8596 | -1272.2897 | 1961.0958 | 3642.4895 | 3538.2996 | 0 | -1080.5968
2030-12-15 | 10 | 153.4624 | 153.4624 | 0 | 0 | 0 | 3777.1387 | 2460.6299 | -1497.6166 | 235.1602 | 3642.4895 | 3538.2996 | 0 | -1080.5968
2030-12-15 | 11 | 153.4624 | 153.4624 | 225.5634 | 0 | 0 | 3680.1851 | 168.9813 | -1229.2726 | -2936.0286 | 3642.4895 | 3538.2996 | 0 | -1080.5968
2030-12-15 | 12 | 153.4624 | 153.4624 | 346.7285 | 0 | 0 | 3737.4897 | 166.9224 | -534.4971 | -3743.0737 | 3223.759 | 1769.1498 | 0 | -1080.5968
2030-12-15 | 13 | 153.4624 | 153.4624 | 407.7196 | 0 | 0 | 2696.8838 | 166.9225 | 1051.6823 | -1398.9138 | 632.8203 | 1769.1498 | 0 | -1080.5968
2030-12-15 | 14 | 289.1544 | 153.4624 | 418.8695 | 97.4273 | 133.2642 | 3726.4287 | 168.9811 | 152.3198 | -3743.0737 | 3642.4895 | 3538.2996 | 0 | -1080.5968
2030-12-15 | 15 | 460.3872 | 460.3872 | 421.7248 | 199.8963 | 158.9864 | 3777.1387 | 168.9811 | 333.7889 | -2679.4055 | 3642.4895 | 3538.2996 | 0 | -1080.5968
2030-12-15 | 16 | 460.3872 | 460.3872 | 490.0992 | 266.4163 | 266.4163 | 3777.1387 | 168.9816 | 230.7133 | -3743.0737 | 3642.4895 | 3538.2996 | 0 | -1080.5968
2030-12-15 | 17 | 460.3872 | 460.3872 | 0 | 266.4163 | 266.4163 | 3777.1387 | 215.9519 | 45.9612 | -3743.0737 | 3642.4895 | 3538.2996 | 290.9784 | -1080.5968
2030-12-15 | 18 | 460.3872 | 460.3872 | 646.4664 | 266.4163 | 266.4163 | 2118.0227 | 168.9808 | 979.2146 | -1871.5369 | 1821.2448 | 3538.2996 | 0 | -1080.5968
2030-12-15 | 19 | 460.3872 | 460.3872 | 646.4664 | 266.4163 | 266.4163 | 1888.5693 | 166.9216 | -43.4531 | -2636.2395 | 3642.4895 | 1519.8954 | 0 | -1080.5968
2030-12-15 | 20 | 460.3872 | 460.3872 | 646.4664 | 266.4163 | 266.4163 | 1888.5693 | 166.9224 | 7.2086 | -3110.5249 | 3642.4895 | 1445.9578 | 0 | -1080.5968
2030-12-15 | 21 | 460.3872 | 460.3872 | 646.4664 | 204.1134 | 199.8963 | 3646.9763 | 168.9807 | 1107.7247 | -1871.5369 | 3642.4895 | 2692.0378 | 0 | -1080.5968
2030-12-15 | 22 | 460.3872 | 460.3872 | 646.4664 | 199.8963 | 199.8963 | 3248.9792 | 168.981 | 1922.24 | -213.9871 | 3642.4895 | 3225.4744 | 0 | -1080.5968
2030-12-15 | 23 | 460.3872 | 460.3872 | 646.4664 | 199.8963 | 199.8963 | 3777.1387 | 168.981 | 3270.2625 | 1202.9861 | 3642.4895 | 3445.7603 | 0 | -1080.5968
2030-12-15 | 24 | 153.4624 | 153.4624 | 14.1714 | 74.997 | 133.2642 | 3520.0327 | 3040.407 | 3785.2273 | 3743.0737 | 3642.4895 | 3538.2996 | 0 | -1080.5968
2030-12-16 | 1 | 153.4624 | 153.4624 | 0 | 66.6321 | 126.0438 | 3777.1387 | 1812.9685 | 3785.2273 | 3743.0737 | 3642.4895 | 3538.2996 | 0 | -1080.5968
2030-12-16 | 2 | 153.4624 | 153.4624 | 0 | 133.2642 | 169.1344 | 3777.1387 | 3625.937 | 3785.2273 | 3743.0737 | 3642.4895 | 3538.2996 | 0 | -1080.5968
2030-12-16 | 3 | 153.4624 | 153.4624 | 0 | 133.2642 | 71.6981 | 3777.1387 | 3625.937 | 2852.7964 | 3743.0737 | 3642.4895 | 3538.2996 | 0 | -1080.5968
2030-12-16 | 4 | 153.4624 | 153.4624 | 0 | 96.1666 | 66.6321 | 3777.1387 | 3625.937 | 3659.1809 | 3743.0737 | 3642.4895 | 3538.2996 | 0 | -1080.5968
2030-12-16 | 5 | 153.4624 | 153.4624 | 0 | 75.9597 | 66.6321 | 3777.1387 | 3625.937 | 3785.2273 | 3743.0737 | 3642.4895 | 3538.2996 | 0 | -1080.5968
2030-12-16 | 6 | 0 | 0 | 0 | 66.6321 | 14.1993 | 3777.1387 | 3625.937 | 3785.2273 | 3743.0737 | 3642.4895 | 3538.2996 | 0 | -1080.5968
2030-12-16 | 7 | 153.4624 | 153.4624 | 0 | 0 | 2.7815 | 3777.1387 | 3625.937 | 3785.2273 | 3743.0737 | 3642.4895 | 3538.2996 | 289.4134 | -1080.5968
2030-12-16 | 8 | 153.4624 | 153.4624 | 0 | 199.8963 | 199.8963 | 3777.1387 | 3625.937 | 3785.2273 | 3743.0737 | 3642.4895 | 3538.2996 | 544.7679 | -1080.5968
2030-12-16 | 9 | 153.4624 | 153.4624 | 0 | 266.4163 | 266.4163 | 3777.1387 | 3625.937 | 3785.2273 | 3743.0737 | 3642.4895 | 3538.2996 | 0 | -1080.5968
2030-12-16 | 10 | 153.4624 | 153.4624 | 0 | 266.4163 | 266.4163 | 3777.1387 | 3625.937 | 3785.2273 | 3743.0737 | 3642.4895 | 3538.2996 | 144.852 | -1080.5968
2030-12-16 | 11 | 153.4624 | 153.4624 | 78.7366 | 266.4163 | 266.4163 | 3777.1387 | 3625.937 | 3785.2273 | 3743.0737 | 3642.4895 | 3538.2996 | 218.068 | -1080.5968
2030-12-16 | 12 | 153.4624 | 153.4624 | 121.1367 | 266.4163 | 266.4163 | 3777.1387 | 3625.937 | 3785.2273 | 3743.0737 | 3642.4895 | 3538.2996 | 200.091 | -1080.5968
2030-12-16 | 13 | 153.4624 | 153.4624 | 271.3766 | 266.4163 | 266.4163 | 3777.1387 | 3625.937 | 3785.2273 | 3743.0737 | 3642.4895 | 3538.2996 | 221.7648 | -1080.5968
2030-12-16 | 14 | 153.4624 | 242.5094 | 230.0812 | 266.4163 | 266.4163 | 3777.1387 | 3625.937 | 3785.2273 | 3743.0737 | 3642.4895 | 3538.2996 | 287.8799 | -1080.5968
2030-12-16 | 15 | 153.4624 | 153.4624 | 535.9039 | 256.8049 | 199.8963 | 3777.1387 | 3625.937 | 3785.2273 | 3743.0737 | 3642.4895 | 3538.2996 | 0 | -1080.5968
2030-12-16 | 16 | 153.4624 | 153.4624 | 646.4664 | 133.2642 | 179.3297 | 3777.1387 | 3625.937 | 3785.2273 | 3743.0737 | 3642.4895 | 3538.2996 | 30.6872 | -1080.5968
2030-12-16 | 17 | 153.4624 | 153.4624 | 67.2142 | 66.6321 | 69.4597 | 3777.1387 | 3625.937 | 3785.2273 | 3743.0737 | 3642.4895 | 3538.2996 | 332.8087 | -1080.5968
2030-12-16 | 18 | 153.4624 | 153.4624 | 0 | 84.0664 | 66.6321 | 3777.1387 | 3625.937 | 3785.2273 | 3743.0737 | 3642.4895 | 3538.2996 | 347.4528 | -1080.5968
2030-12-16 | 19 | 153.4624 | 181.562 | 366.3441 | 199.8963 | 199.8963 | 3777.1387 | 3625.937 | 2066.2166 | 3743.0737 | 3642.4895 | 3538.2996 | 0 | -1080.5968
2030-12-16 | 20 | 153.4624 | 153.4624 | 646.4664 | 133.2642 | 133.2642 | 3777.1387 | 1812.9685 | 1466.8784 | 3077.498 | 1821.2448 | 3313.8469 | 0 | -1080.5968
2030-12-16 | 21 | 306.9248 | 306.9248 | 646.4664 | 199.8963 | 199.8963 | 3777.1387 | 1812.9685 | 894.043 | 2678.8347 | 1821.2448 | 1769.1498 | 0 | -1080.5968
2030-12-16 | 22 | 460.3872 | 460.3872 | 646.4664 | 199.8963 | 199.8963 | 3777.1387 | 168.9812 | 904.1276 | 2413.2275 | 1821.2448 | 221.0145 | 0 | -1080.5968
2030-12-16 | 23 | 153.4624 | 153.4624 | 46.5888 | 199.8963 | 151.4876 | 3777.1387 | 168.9811 | 1170.5884 | 1871.5369 | 3034.7192 | 221.0136 | 323.5141 | -1080.5968
2030-12-16 | 24 | 306.9248 | 234.6709 | 0 | 133.2642 | 138.3067 | 3777.1387 | 592.0838 | 1987.6763 | 2060.5554 | 3642.4895 | 2168.783 | 231.6864 | -1080.5968
2030-12-17 | 1 | 306.9248 | 306.9248 | 0 | 66.6321 | 109.4939 | 3777.1387 | 1812.9685 | 3542.3711 | 3743.0737 | 3642.4895 | 3247.7808 | 96.3537 | -1080.5968
2030-12-17 | 2 | 153.4624 | 153.4624 | 0 | 20.9248 | 66.6321 | 3577.4719 | 2488.3887 | 1892.6127 | 3743.0737 | 3642.4895 | 3538.2996 | 0 | 540.2984
2030-12-17 | 3 | 153.4624 | 153.4624 | 0 | 66.6321 | 37.2952 | 3777.1387 | 2613.2786 | 1892.6136 | 3312.6497 | 3642.4895 | 3538.2996 | 0 | -4.53e-06
2030-12-17 | 4 | 153.4624 | 153.4624 | 0 | 12 | 66.6321 | 3777.1399 | 573.8223 | 1453.6753 | 989.7094 | 3642.4895 | 3538.2996 | 0 | 1080.5968
2030-12-17 | 5 | 153.4624 | 153.4624 | 0 | 66.6321 | 129.0624 | 3777.1387 | 215.9536 | 1824.0581 | -2098.5271 | 3642.4895 | 3538.2996 | 0 | -1080.5968
2030-12-17 | 6 | 306.9248 | 318.1693 | 0 | 0 | 0 | 3098.8286 | 230.9864 | 2019.6232 | 3732.0479 | 3642.4895 | 3538.2996 | 0 | -1080.5968
2030-12-17 | 7 | 176.5079 | 306.9248 | 0 | 103.4064 | 66.6321 | 3744.0005 | 1960.2582 | 2285.9968 | 3743.0737 | 3642.4895 | 3538.2996 | 351.3073 | -1080.5968
2030-12-17 | 8 | 238.9055 | 306.9248 | 104.588 | 199.8963 | 199.8963 | 3777.1387 | 3525.0381 | 1734.863 | 2513.0251 | 3642.4895 | 3538.2996 | 485.2712 | -1080.5968
2030-12-17 | 9 | 263.2593 | 306.9248 | 0 | 199.8963 | 199.8963 | 3777.1387 | 3625.937 | 1656.427 | 2702.9761 | 3642.4895 | 3538.2996 | 437.2445 | -1080.5968
2030-12-17 | 10 | 422.5875 | 306.9248 | 0 | 133.2642 | 133.2642 | 3777.1387 | 3473.1992 | 1034.8044 | 3743.0737 | 3642.4895 | 3226.7219 | 429.8732 | -1080.5968
2030-12-17 | 11 | 320.7842 | 460.3872 | 149.5589 | 66.6321 | 48.737 | 3777.1387 | 3411.3762 | 230.6577 | 3743.0737 | 3642.4895 | 2225.479 | 77.9222 | -1080.5968
2030-12-17 | 12 | 460.3872 | 460.3872 | 254.537 | 88.5669 | 66.6321 | 3777.1387 | 1603.0385 | 403.2796 | 3743.0737 | 3642.4895 | 1916.6803 | 0 | -1080.5968
2030-12-17 | 13 | 460.3872 | 460.3872 | 230.6976 | 186.8766 | 133.2642 | 3777.1387 | 1069.0894 | 539.3582 | 2611.0957 | 3642.4895 | 3538.2996 | 0 | -1080.5968
2030-12-17 | 14 | 460.3872 | 460.3872 | 484.8498 | 199.8963 | 199.8963 | 3777.1387 | 215.9517 | 510.668 | 2108.0867 | 3642.4895 | 783.2657 | 0 | -1080.5968
2030-12-17 | 15 | 460.3872 | 460.3872 | 646.4664 | 266.4163 | 266.4163 | 3777.1387 | 168.9816 | 971.8261 | 1871.5369 | 2221.1001 | 702.8022 | 0 | -1080.5968
2030-12-17 | 16 | 460.3872 | 460.3872 | 646.4664 | 266.4163 | 266.4163 | 3777.1387 | 166.9229 | 1117.3912 | 1775.8137 | 1821.2448 | 221.0142 | 0 | -1016.8279
2030-12-17 | 17 | 460.3872 | 460.3872 | 2.571 | 199.8963 | 199.8963 | 3777.1387 | 215.9519 | 653.275 | 3028.8943 | 3525.2949 | 831.3281 | 589.0571 | -1010.9615
2030-12-17 | 18 | 460.3872 | 460.3872 | 605.4739 | 252.5477 | 199.8963 | 3777.1387 | 215.9541 | -221.7733 | 373.3661 | 3277.3228 | 3538.2996 | 622.1381 | -919.5464
2030-12-17 | 19 | 460.3872 | 425.3524 | 646.4664 | 66.6321 | 67.4884 | 3181.8557 | 168.9807 | 1165.8883 | 1871.5369 | 1821.2448 | 2606.5396 | 142.811 | -1080.5968
2030-12-17 | 20 | 245.5347 | 306.9248 | 646.4664 | 199.8963 | 199.8963 | 1888.5693 | 168.9812 | 1892.6136 | 1871.5369 | 1766.8644 | 1769.1498 | 147.2381 | -1080.5968
2030-12-17 | 21 | 416.3173 | 460.3872 | 646.4664 | 133.2642 | 133.2642 | 1888.5693 | 168.981 | 725.0811 | 1871.5369 | 2.2178 | 1769.1498 | 95.6642 | -1080.5968
2030-12-17 | 22 | 460.3872 | 460.3872 | 646.4664 | 149.6572 | 133.2642 | 1888.5693 | 168.9809 | -54.1915 | 1871.5369 | 1821.2448 | 1027.5485 | 0 | -1080.5968
2030-12-17 | 23 | 460.3872 | 460.3872 | 646.4664 | 199.8963 | 194.618 | 3169.4758 | 168.9813 | 1.9542 | 0 | 1821.2448 | 1769.1498 | 0 | -1080.5968
2030-12-17 | 24 | 460.3872 | 460.3872 | 646.4664 | 199.8963 | 199.8963 | 3777.1387 | 168.9823 | 161.6895 | 588.6934 | 1821.2448 | 1769.1498 | 0 | -1080.5968
2030-12-18 | 1 | 460.3872 | 460.3872 | 329.2465 | 199.8963 | 178.0669 | 3777.1387 | 168.9813 | 1000.4612 | 3420.0366 | 573.2753 | 1419.381 | 0 | -1080.5968
2030-12-18 | 2 | 306.9248 | 194.6044 | 0 | 133.2642 | 133.2642 | 3777.1387 | 1911.9886 | 66.4237 | 3743.0737 | 2461.7356 | 3538.2996 | 0 | -1080.5968
2030-12-18 | 3 | 153.4624 | 153.4624 | 216.5924 | 133.2642 | 133.2642 | 3777.1387 | 3625.937 | 0 | 2683.6069 | 2945.4854 | 3538.2996 | 0 | -1080.5968
2030-12-18 | 4 | 153.4624 | 153.4624 | 646.4664 | 0 | 0 | 3777.1387 | 3625.937 | 225.7879 | 2629.6853 | 3642.4895 | 3538.2996 | 0 | -1080.5968
2030-12-18 | 5 | 153.4624 | 153.4624 | 646.4664 | 0 | 0 | 3777.1387 | 3034.2908 | 597.09 | 3743.0737 | 3642.4895 | 3538.2996 | 0 | -1080.5968
2030-12-18 | 6 | 153.4624 | 153.4624 | 646.4664 | 66.6321 | 66.6321 | 3777.1387 | 2665.3806 | 1892.6136 | 3743.0737 | 3642.4895 | 3538.2996 | 0 | -1080.5968
2030-12-18 | 7 | 165.1173 | 306.9248 | 0 | 66.6321 | 66.6321 | 3777.1387 | 2251.9524 | 1835.9292 | 3743.0737 | 3642.4895 | 3538.2996 | 0 | -1080.5968
2030-12-18 | 8 | 460.3872 | 460.3872 | 646.4664 | 199.8963 | 199.8963 | 3777.1387 | 1812.9685 | 495.0772 | 1871.5369 | 3395.864 | 2811.8286 | 0 | -1080.5968
2030-12-18 | 9 | 460.3872 | 460.3872 | 646.4664 | 199.8963 | 199.8963 | 3777.1387 | 1383.3408 | 935.2205 | 1871.5369 | 1821.2448 | 449.9301 | 0 | -1080.5968
2030-12-18 | 10 | 460.3872 | 460.3872 | 646.4664 | 199.8963 | 199.8963 | 3777.1387 | 168.9816 | 631.7848 | 1297.1343 | 1821.2448 | 221.0141 | 0 | -1080.5968
2030-12-18 | 11 | 460.3872 | 460.3872 | 484.8498 | 199.8963 | 199.8963 | 3777.1387 | 168.9812 | 1264.3719 | 800.9975 | 1821.2448 | 221.0131 | 232.6385 | -1080.5968
2030-12-18 | 12 | 460.3872 | 460.3872 | 646.4664 | 199.8963 | 199.8963 | 3777.1387 | 168.9813 | 1407.4709 | 740.5751 | 1821.2448 | 221.0143 | 0 | -1080.5968
2030-12-18 | 13 | 460.3872 | 460.3872 | 646.4664 | 266.4163 | 266.4163 | 2684.5579 | 168.9814 | 944.2017 | 0 | 1821.2448 | 221.0153 | 0 | -1080.5968
2030-12-18 | 14 | 460.3872 | 460.3872 | 549.4985 | 266.4163 | 266.4163 | 3200.4148 | 168.9812 | 1113.5681 | -344.0662 | 1821.2448 | 1769.1498 | 0 | -1080.5968
2030-12-18 | 15 | 460.3872 | 460.3872 | 646.4664 | 199.8963 | 199.8963 | 3137.8494 | 168.9833 | 1504.924 | 0 | 1821.2448 | 2210.5474 | 0 | -1080.5968
2030-12-18 | 16 | 460.3872 | 460.3872 | 646.4664 | 245.5728 | 199.8963 | 3637.5527 | 168.981 | 1792.5291 | 0 | 1821.2448 | 250.3885 | 0 | -1080.5968
2030-12-18 | 17 | 460.3872 | 460.3872 | 514.2886 | 266.4163 | 266.4163 | 1888.5693 | 168.9811 | 1541.0498 | 0 | 1821.2448 | 1635.7605 | 0 | -1080.5968
2030-12-18 | 18 | 460.3872 | 460.3872 | 646.4664 | 266.4163 | 266.4163 | 1888.5693 | 168.9809 | 1501.5466 | 1871.5369 | 1821.2448 | 2537.3591 | 195.9363 | -1080.5968
2030-12-18 | 19 | 460.3872 | 460.3872 | 646.4664 | 266.4163 | 266.4163 | 1888.5693 | 168.9813 | 1037.1361 | 1871.5369 | 1821.2448 | 2058.0085 | 129.6973 | -1080.5968
2030-12-18 | 20 | 460.3872 | 460.3872 | 646.4664 | 199.8963 | 158.8713 | 1888.5693 | 168.9807 | 874.7063 | 469.4967 | 1821.2448 | 1769.1498 | 223.2548 | -1080.5968
2030-12-18 | 21 | 460.3872 | 460.3872 | 646.4664 | 133.2642 | 123.1813 | 1888.5693 | 168.9815 | 918.9807 | 1685.0311 | 1821.2448 | 1769.1498 | 100.6049 | -1080.5968
2030-12-18 | 22 | 306.9248 | 417.9918 | 646.4664 | 199.8963 | 199.8963 | 1888.5693 | 168.9809 | 1271.4631 | 1871.5369 | 1821.2448 | 2546.4585 | 0 | -1080.5968
2030-12-18 | 23 | 460.3872 | 316.5625 | 646.4664 | 199.8963 | 199.8963 | 1888.5693 | 168.9809 | 1892.6136 | 1871.5369 | 1821.2448 | 2667.2292 | 381.4936 | -1080.5968
2030-12-18 | 24 | 460.3872 | 460.3872 | 646.4664 | 133.2642 | 196.9929 | 1888.5693 | 168.9811 | 1267.5337 | 478.1001 | 1706.6749 | 1769.1498 | 0 | -1080.5968
2030-12-19 | 1 | 460.3872 | 460.3872 | 359.1862 | 199.8963 | 199.8963 | 3777.1387 | 168.9812 | 1317.752 | 1871.5369 | 568.1493 | 1769.1498 | 0 | -1080.5968
2030-12-19 | 2 | 317.5823 | 460.3872 | 0 | 133.2642 | 133.2642 | 3777.1387 | 168.9824 | 796.8105 | 1871.5369 | 1687.4957 | 3538.2996 | 0 | -1080.5968
2030-12-19 | 3 | 460.3872 | 460.3872 | 0 | 66.6321 | 95.8557 | 3777.1387 | 166.9218 | 1892.6136 | 1871.5369 | 2322.5381 | 2940.1067 | 0 | -1080.5968
2030-12-19 | 4 | 460.3872 | 460.3872 | 0 | 133.2642 | 133.2642 | 3777.1387 | 718.7446 | 1863.3329 | 1871.5369 | 2522.1902 | 3538.2996 | 0 | -1080.5968
2030-12-19 | 5 | 460.3872 | 460.3872 | 400.0222 | 66.6321 | 70.0436 | 3777.1387 | 1637.2826 | 2877.2744 | 2286.2556 | 3642.4895 | 3538.2996 | 0 | -1080.5968
2030-12-19 | 6 | 460.3872 | 460.3872 | 331.8159 | 0 | 13.6352 | 3777.1387 | 1812.9685 | 3438.0649 | 3743.0737 | 3642.4895 | 3538.2996 | 0 | -1080.5968
2030-12-19 | 7 | 460.3872 | 460.3872 | 0 | 30.2937 | 0 | 3777.1387 | 747.2197 | 3049.5864 | 3743.0737 | 3642.4895 | 3538.2996 | 323.5141 | -1080.5968
2030-12-19 | 8 | 460.3872 | 460.3872 | 2.4358 | 199.8963 | 199.8963 | 3777.1387 | 1812.9685 | 2893.3445 | 3679.6978 | 3642.4895 | 1769.1498 | 323.5141 | -1080.5968
2030-12-19 | 9 | 460.3872 | 460.3872 | 484.8498 | 199.8963 | 199.8963 | 3777.1387 | 168.981 | 1942.548 | 1871.5369 | 3536.1714 | 1769.1498 | 0 | -1080.5968
2030-12-19 | 10 | 460.3872 | 460.3872 | 484.8498 | 199.8963 | 199.8963 | 3777.1387 | 168.981 | 1793.0138 | 1871.5369 | 3183.2476 | 1370.3939 | 0 | -1080.5968
2030-12-19 | 11 | 460.3872 | 460.3872 | 484.8498 | 199.8963 | 199.8963 | 3777.1387 | 168.9809 | 1670.8383 | 1871.5369 | 3642.4895 | 247.5639 | 0 | -1080.5968
2030-12-19 | 12 | 460.3872 | 460.3872 | 484.8498 | 266.4163 | 266.4163 | 3777.1387 | 168.9814 | 1310.3612 | 1871.5369 | 2043.2617 | 221.0144 | 0 | -1080.5968
2030-12-19 | 13 | 460.3872 | 460.3872 | 484.8498 | 266.4163 | 266.4163 | 3777.1387 | 168.9822 | 931.1467 | 1818.408 | 1821.2448 | 221.0132 | 0 | -1080.5968
2030-12-19 | 14 | 460.3872 | 460.3872 | 484.8498 | 266.4163 | 216.9188 | 3777.1387 | 166.9222 | 670.1566 | 656.3251 | 1821.2448 | 221.0137 | 190.4485 | -1080.5968
2030-12-19 | 15 | 460.3872 | 460.3872 | 345.6276 | 199.8963 | 199.8963 | 3777.1387 | 168.9812 | 1502.2944 | 1871.5369 | 1821.2448 | 221.0133 | 0 | -1080.5968
2030-12-19 | 16 | 460.3872 | 460.3872 | 0 | 199.8963 | 199.8963 | 3777.1387 | 215.9511 | 3238.4551 | 1871.5369 | 2230.4937 | 1769.1498 | 323.5141 | -1080.5968
2030-12-19 | 17 | 460.3872 | 460.3872 | 0 | 199.8963 | 199.8963 | 3777.1387 | 1578.3676 | 3785.2273 | 1991.4049 | 3642.4895 | 1769.1498 | 485.2712 | -1080.5968
2030-12-19 | 18 | 460.3872 | 460.3872 | 484.8498 | 266.4163 | 266.4163 | 3777.1387 | 168.9814 | 3271.9612 | 1871.5369 | 3131.448 | 1769.1498 | 460.8744 | -1080.5968
2030-12-19 | 19 | 460.3872 | 460.3872 | 646.4664 | 266.4163 | 266.4163 | 1888.5693 | 168.9811 | 1751.4578 | 1835.4502 | 1821.2448 | 1769.1498 | 416.4551 | -1080.5968
2030-12-19 | 20 | 460.3872 | 460.3872 | 646.4664 | 266.4163 | 266.4163 | 1888.5693 | 168.9812 | 620.4062 | 60.39 | 1821.2448 | 1498.1537 | 647.0283 | -1080.5968
2030-12-19 | 21 | 460.3872 | 460.3872 | 646.4664 | 266.4163 | 266.4163 | 1888.5693 | 168.9817 | 678.264 | 145.9658 | 1821.2448 | 1769.1498 | 41.0008 | -1080.5968
2030-12-19 | 22 | 460.3872 | 460.3872 | 646.4664 | 266.4163 | 266.4163 | 1888.5693 | 168.9813 | 1456.6807 | 1492.171 | 1821.2448 | 221.0146 | 241.8027 | -1080.5968
2030-12-19 | 23 | 460.3872 | 460.3872 | 646.4664 | 266.4163 | 266.4163 | 3308.6809 | 166.9224 | 2031.2466 | 1844.1759 | 1847.8047 | 221.014 | 647.0283 | -1080.5968
2030-12-19 | 24 | 460.3872 | 374.9689 | 0 | 66.6321 | 67.4428 | 3777.1387 | 166.9224 | 2432.1816 | 1615.8558 | 1821.2448 | 0 | 307.0264 | -1080.5968
2030-12-20 | 1 | 460.3872 | 460.3872 | 646.4664 | 111.4633 | 66.6321 | 3777.1387 | 168.9822 | 3524.8311 | 3743.0737 | 3642.4895 | 1112.8381 | 0 | -1080.5968
2030-12-20 | 2 | 306.9248 | 311.4089 | 0 | 0 | 0 | 3777.1387 | 3625.937 | 3785.2273 | 3743.0737 | 3642.4895 | 3538.2996 | 0 | -1080.5968
2030-12-20 | 3 | 153.4624 | 153.4624 | 0 | 133.2642 | 123.6477 | 3777.1387 | 3625.937 | 3785.2273 | 3743.0737 | 3642.4895 | 3242.1387 | 0 | -1080.5968
2030-12-20 | 4 | 153.4624 | 153.4624 | 0 | 17.5768 | 66.6321 | 3777.1387 | 3625.937 | 3785.2273 | 3743.0737 | 3642.4895 | 3491.1316 | 0 | -1080.5968
2030-12-20 | 5 | 306.9248 | 261.406 | 0 | 133.2642 | 133.2642 | 3777.1387 | 3625.937 | 3785.2273 | 3743.0737 | 3642.4895 | 3538.2996 | 0 | -1080.5968
2030-12-20 | 6 | 460.3872 | 460.3872 | 0 | 52.5457 | 0 | 3777.1387 | 1813.3645 | 3785.2273 | 3743.0737 | 3642.4895 | 3538.2996 | 0 | -1080.5968
2030-12-20 | 7 | 460.3872 | 460.3872 | 0 | 0 | 0 | 3777.1387 | 1141.1498 | 2568.4963 | 3743.0737 | 3642.4895 | 1769.1498 | 380.2581 | -1080.5968
2030-12-20 | 8 | 437.0172 | 306.9248 | 0 | 0 | 0 | 3777.1387 | 666.8762 | 1843.1493 | 3743.0737 | 3642.4895 | 2217.7285 | 349.3791 | -1080.5968
2030-12-20 | 9 | 460.3872 | 460.3872 | 215.1763 | 42.5024 | 0 | 3777.1387 | 215.9548 | 1229.7458 | 3743.0737 | 3642.4895 | 2342.0706 | 228.9982 | -1080.5968
2030-12-20 | 10 | 455.4133 | 460.3872 | 425.0659 | 133.2642 | 133.2642 | 3777.1387 | 172.3371 | 1456.6858 | 1871.5369 | 1821.2448 | 3296.1492 | 0 | -1080.5968
2030-12-20 | 11 | 460.3872 | 460.3872 | 180.3935 | 199.8963 | 148.0601 | 3777.1387 | 215.953 | 786.5068 | -839.6282 | 1821.2448 | 2094.5598 | 0 | -1080.5968
2030-12-20 | 12 | 460.3872 | 460.3872 | 288.1761 | 199.8963 | 199.8963 | 3777.1387 | 215.9533 | 1307.3983 | -2021.2169 | 1821.2448 | 1769.1498 | 0 | -1080.5968
2030-12-20 | 13 | 460.3872 | 460.3872 | 243.8049 | 179.7148 | 133.2642 | 3777.1387 | 215.9528 | 265.9325 | -2100.1838 | 3642.4895 | 2015.3551 | 0 | -1080.5968
2030-12-20 | 14 | 460.3872 | 460.3872 | 351.3626 | 133.2642 | 131.357 | 3777.1387 | 1041.7622 | 167.5025 | 648.0479 | 3642.4895 | 329.0858 | 0 | -1080.5968
2030-12-20 | 15 | 460.3872 | 460.3872 | 320.2101 | 77.8963 | 66.6321 | 3777.1387 | 1723.2932 | -2.7895e-05 | -441.4047 | 3642.4895 | 1769.1498 | 0 | -1080.5968
2030-12-20 | 16 | 460.3872 | 460.3872 | 371.8641 | 66.6321 | 82.9085 | 3777.1387 | 779.8248 | -424.376 | -531.8431 | 3642.4895 | 3538.2996 | 0 | -1080.5968
2030-12-20 | 17 | 400.7905 | 306.9248 | 216.8931 | 133.2642 | 143.8041 | 3777.1387 | 339.226 | -425.5008 | -534.8291 | 3642.4895 | 3538.2996 | 537.8641 | -1080.5968
2030-12-20 | 18 | 460.3872 | 460.3872 | 392.2238 | 199.8963 | 199.8963 | 3777.1387 | 215.9517 | -428.196 | -310.4153 | 3642.4895 | 3538.2996 | 485.2712 | -1080.5968
2030-12-20 | 19 | 460.3872 | 460.3872 | 290.8373 | 199.8963 | 199.8963 | 3777.1387 | 215.9517 | -738.0905 | 4.53e-05 | 2387.7759 | 3538.2996 | 426.0197 | -1080.5968
2030-12-20 | 20 | 153.4624 | 213.0421 | 446.6727 | 199.8963 | 199.8963 | 3777.1387 | 1812.9685 | -1289.9203 | 1162.1733 | 3500.4556 | 2775.0269 | 0 | -1080.5968
2030-12-20 | 21 | 153.4624 | 153.4624 | 142.0454 | 199.8963 | 199.8963 | 3777.1387 | 2035.8572 | -1225.7129 | 1871.5369 | 3620.1274 | 3538.2996 | 485.2712 | -1080.5968
2030-12-20 | 22 | 153.4624 | 153.4624 | 38.1164 | 156.1266 | 133.2642 | 3777.1387 | 3406.4343 | -487.0048 | 1871.5369 | 3642.4895 | 3538.2996 | 0.39649 | -1080.5968
2030-12-20 | 23 | 153.4624 | 153.4624 | 0 | 89.0557 | 66.6321 | 3777.1387 | 3625.937 | 6.744 | 3743.0737 | 3642.4895 | 1295.2975 | 340.5982 | -1080.5968
2030-12-20 | 24 | 153.4624 | 153.4624 | 0 | 0 | 0 | 3725.2822 | 3625.937 | 954.2645 | 3743.0737 | 3642.4895 | 3538.2996 | 0 | -1080.5968
2030-12-21 | 1 | 153.4624 | 153.4624 | 17.4332 | 0 | 0 | 3743.1729 | 3625.937 | 1892.6136 | 3743.0737 | 3642.4895 | 3538.2996 | 0 | -1080.5968
2030-12-21 | 2 | 153.4624 | 153.4624 | 0 | 0 | 0 | 3777.1387 | 3625.937 | 3785.2273 | 3743.0737 | 3642.4895 | 3538.2996 | 0 | -1080.5968
2030-12-21 | 3 | 0 | 0 | 0 | 0 | 0 | 3777.1387 | 3625.937 | 3785.2273 | 3743.0737 | 3642.4895 | 3538.2996 | 0 | -1080.5968
2030-12-21 | 4 | 0 | 0 | 0 | 0 | 0 | 3777.1387 | 2804.1982 | 1777.5808 | 3743.0737 | 3642.4895 | 3538.2996 | 0 | -35.6989
2030-12-21 | 5 | 0 | 0 | 0 | 0 | 0 | 3777.1387 | 1485.8734 | 3439.6521 | 3743.0737 | 3642.4895 | 3538.2996 | 0 | 676.066
2030-12-21 | 6 | 0 | 0 | 0 | 0 | 0 | 3777.1387 | 692.4642 | 3785.2273 | 3743.0737 | 3642.4895 | 3538.2996 | 0 | 1080.5968
2030-12-21 | 7 | 0 | 0 | 0 | 0 | 0 | 3777.1387 | 3625.937 | 3785.2273 | 3743.0737 | 3642.4895 | 1991.7975 | 0 | -1080.5968
2030-12-21 | 8 | 0 | 0 | 0 | 0 | 0 | 3777.1387 | 3049.3232 | 3785.2273 | 3743.0737 | 3642.4895 | 3538.2996 | 0 | 1080.5968
2030-12-21 | 9 | 0 | 0 | 0 | 0 | 0 | 3777.1387 | 3625.937 | 3785.2273 | 3743.0737 | 3642.4895 | 3395.282 | 0 | -1080.5968
2030-12-21 | 10 | 0 | 0 | 396.5519 | 0 | 0 | 3777.1387 | 3625.937 | 3785.2273 | 3743.0737 | 3642.4895 | 3538.2996 | 0 | -1080.5968
2030-12-21 | 11 | 153.4624 | 145.834 | 0 | 0 | 0 | 3777.1387 | 3625.937 | 3785.2273 | 3743.0737 | 3642.4895 | 3538.2996 | 0 | -1080.5968
2030-12-21 | 12 | 153.4624 | 153.4624 | 0 | 0 | 0 | 3777.1387 | 3625.937 | 3785.2273 | 3743.0737 | 3642.4895 | 3538.2996 | 0 | -1080.5968
2030-12-21 | 13 | 153.4624 | 153.4624 | 0 | 0 | 0 | 3777.1387 | 3625.937 | 3451.156 | 3743.0737 | 3642.4895 | 3538.2996 | 0 | -1080.5968
2030-12-21 | 14 | 153.4624 | 153.4624 | 646.4664 | 0 | 0 | 3777.1387 | 3625.937 | 2064.5713 | 3743.0737 | 3642.4895 | 3538.2996 | 0 | -1080.5968
2030-12-21 | 15 | 153.4624 | 153.4624 | 602.7472 | 0 | 0 | 3777.1387 | 3625.937 | 2229.05 | 3743.0737 | 3642.4895 | 3538.2996 | 0 | -1080.5968
2030-12-21 | 16 | 153.4624 | 153.4624 | 557.7823 | 0 | 0 | 3777.1387 | 3625.937 | 2916.7952 | 3743.0737 | 3642.4895 | 3538.2996 | 0 | -1080.5968
2030-12-21 | 17 | 153.4624 | 153.4624 | 0 | 0 | 0 | 3777.1387 | 3625.937 | 3785.2273 | 3743.0737 | 3642.4895 | 3538.2996 | 0 | -1080.5968
2030-12-21 | 18 | 153.4624 | 153.4624 | 33.5334 | 0 | 0 | 3777.1387 | 3625.937 | 2952.7249 | 3743.0737 | 3642.4895 | 3538.2996 | 485.2712 | -1080.5968
2030-12-21 | 19 | 153.4624 | 153.4624 | 61.4764 | 0 | 0 | 3777.1387 | 3625.937 | 1571.1433 | 3743.0737 | 1851.9567 | 3538.2996 | 0 | -1080.5968
2030-12-21 | 20 | 153.4624 | 153.4624 | 29.4436 | 0 | 0 | 3777.1387 | 3625.937 | 1037.8448 | 2866.0542 | -4.53e-06 | 3538.2996 | 0 | -1080.5968
2030-12-21 | 21 | 153.4624 | 153.4624 | 0 | 0 | 0 | 3777.1387 | 3625.937 | -2.7895e-05 | 2925.3923 | 844.8653 | 3538.2996 | 0 | -1080.5968
2030-12-21 | 22 | 153.4624 | 153.4624 | 0 | 0 | 0 | 3777.1387 | 3625.937 | -715.7124 | 1871.5369 | 1525.5087 | 3538.2996 | 0 | -1080.5968
2030-12-21 | 23 | 153.4624 | 153.4624 | 0 | 0 | 0 | 3777.1387 | 3625.937 | -2.7895e-05 | 3425.7356 | 195.8469 | 3538.2996 | 550.9548 | -1080.5968
2030-12-21 | 24 | 153.4624 | 153.4624 | 0 | 0 | 0 | 3777.1387 | 3625.937 | -1308.6686 | -1119.0288 | 3240.0183 | 3538.2996 | 219.4269 | -1080.5968
2030-12-22 | 1 | 153.4624 | 153.4624 | 0 | 0 | 0 | 3777.1387 | 2924.9661 | -1435.1318 | -1353.6014 | 3442.7581 | 3538.2996 | 133.0135 | -1080.5968
2030-12-22 | 2 | 153.4624 | 153.4624 | 0 | 0 | 0 | 3777.1387 | 1832.9055 | -839.35 | 281.4165 | 3642.4895 | 3538.2996 | 0 | -1080.5968
2030-12-22 | 3 | 0 | 0 | 0 | 0 | 0 | 3777.1387 | 1028.2125 | -1418.5315 | -1414.504 | 3642.4895 | 3538.2996 | 0 | -1080.5968
2030-12-22 | 4 | 0 | 0 | 0 | 0 | 0 | 3777.1387 | 3293.5183 | -1206.0338 | -1311.3776 | 3642.4895 | 3538.2996 | 0 | -1080.5968
2030-12-22 | 5 | 0 | 0 | 0 | 0 | 0 | 3777.1387 | 1812.9685 | -700.4224 | -1427.5581 | 3642.4895 | 3538.2996 | 0 | -1080.5968
2030-12-22 | 6 | 153.4624 | 153.4624 | 0 | 0 | 0 | 3777.1387 | 626.9758 | 213.121 | 302.6548 | 3642.4895 | 3538.2996 | 0 | -1080.5968
2030-12-22 | 7 | 153.4624 | 153.4624 | 0 | 0 | 0 | 3777.1387 | 3204.2222 | 329.7386 | -17.4 | 3642.4895 | 3538.2996 | 0 | -1080.5968
2030-12-22 | 8 | 153.4624 | 153.4624 | 0 | 0 | 0 | 3777.1387 | 3625.937 | -352.1034 | -2612.9233 | 3642.4895 | 3538.2996 | 0 | -1080.5968
2030-12-22 | 9 | 153.4624 | 153.4624 | 0 | 0 | 0 | 3777.1387 | 1564.6155 | -497.3249 | -2914.7812 | 3642.4895 | 3538.2996 | 60.9103 | -1080.5968
2030-12-22 | 10 | 153.4624 | 153.4624 | 0 | 0 | 0 | 3777.1387 | 3276.9414 | -321.1558 | -2236.5879 | 3642.4895 | 3538.2996 | 0 | -1080.5968
2030-12-22 | 11 | 306.9248 | 202.0956 | 0 | 0 | 0 | 3777.1387 | 3625.937 | -283.5045 | -2554.3462 | 3642.4895 | 3538.2996 | 0 | -1080.5968
2030-12-22 | 12 | 460.3872 | 368.7233 | 0 | 0 | 0 | 3777.1387 | 1812.9685 | -240.5341 | -2795.3452 | 3642.4895 | 3538.2996 | 0 | -1080.5968
2030-12-22 | 13 | 460.3872 | 460.3872 | 3.5137 | 133.2642 | 133.2642 | 3777.1387 | 905.5433 | -279.8553 | -3743.0737 | 3642.4895 | 3538.2996 | 0 | -1080.5968
2030-12-22 | 14 | 415.9944 | 306.9248 | 0 | 199.8963 | 199.8963 | 3777.1387 | 1690.1411 | -286.3761 | -3743.0737 | 3642.4895 | 3538.2996 | 0 | -1080.5968
2030-12-22 | 15 | 153.4624 | 153.4624 | 62.4291 | 0 | 0 | 3777.1387 | 1907.584 | -113.5056 | 281.1936 | 3642.4895 | 3538.2996 | 0 | -1080.5968
2030-12-22 | 16 | 153.4624 | 153.4624 | 0 | 0 | 0 | 3777.1387 | 230.9873 | 44.2648 | 3017.1289 | 3642.4895 | 1664.4669 | 0 | -1080.5968
2030-12-22 | 17 | 203.2048 | 306.9248 | 0 | 199.8963 | 187.5255 | 3777.1387 | 215.9514 | -278.1061 | 1234.4099 | 3642.4895 | 1788.6993 | 0 | -1080.5968
2030-12-22 | 18 | 306.9248 | 416.467 | 46.2852 | 199.8963 | 199.8963 | 3777.1387 | 215.9529 | -76.9665 | 4.53e-05 | 3642.4895 | 1012.799 | 242.274 | -1080.5968
2030-12-22 | 19 | 306.9248 | 382.7771 | 25.1155 | 266.4163 | 250.19 | 3777.1387 | 213.9525 | -380.8395 | -244.0072 | 3642.4895 | 265.2482 | 0 | -1080.5968
2030-12-22 | 20 | 306.9248 | 253.726 | 646.4664 | 199.8963 | 199.8963 | 3777.1387 | 166.9224 | -507.616 | -292.4667 | 3642.4895 | -287.4715 | 0 | -1080.5968
2030-12-22 | 21 | 309.0888 | 460.3872 | 646.4664 | 199.8963 | 199.8963 | 3777.1387 | 166.9217 | -145.2493 | 1542.9602 | 3642.4895 | -1461.8259 | 0 | -1080.5968
2030-12-22 | 22 | 460.3872 | 460.3872 | 646.4664 | 199.8963 | 199.8963 | 3777.1387 | 166.9223 | -74.9703 | 1107.329 | 3642.4895 | -959.4249 | 0 | -1080.5968
2030-12-22 | 23 | 460.3872 | 460.3872 | 646.4664 | 179.2239 | 199.8963 | 3777.1387 | 166.9229 | 68.8718 | 480.5864 | 3642.4895 | -1107.2599 | 0 | -1080.5968
2030-12-22 | 24 | 306.9248 | 338.5381 | 646.4664 | 199.8963 | 199.8963 | 3777.1387 | 166.9226 | 571.0938 | 1290.3772 | 3642.4895 | -454.1916 | 0 | -1080.5968
2030-12-23 | 1 | 306.9248 | 191.6577 | 0 | 266.4163 | 266.4163 | 3777.1387 | -1404.1337 | 695.8431 | 467.2516 | 3642.4895 | 0 | 0 | -1080.5968
2030-12-23 | 2 | 85.6063 | 0 | 0 | 0 | 0 | 3777.1387 | 213.9517 | 941.4775 | 1532.9791 | 3642.4895 | 3364.1943 | 0 | -651.9927
2030-12-23 | 3 | 0 | 0 | 0 | 0 | 0 | 3777.1387 | 168.982 | 1469.0465 | 1400.9084 | 3642.4895 | 3538.2996 | 0 | -1080.5968
2030-12-23 | 4 | 0 | 0 | 0 | 266.4163 | 266.4163 | 3777.1387 | 168.9806 | 493.8395 | 1376.7928 | 3642.4895 | 3538.2996 | 0 | -470.4564
2030-12-23 | 5 | 0 | 0 | 0 | 266.4163 | 266.4163 | 3777.1387 | 166.9219 | -356.1076 | 718.6026 | 3642.4895 | 3538.2996 | 0 | -1023.6909
2030-12-23 | 6 | 0 | 0 | 0 | 266.4163 | 266.4163 | 3777.1387 | 228.8478 | 479.1013 | 1441.7094 | 3642.4895 | 3538.2996 | 0 | -540.2984
2030-12-23 | 7 | 0 | 0 | 0 | 266.4163 | 266.4163 | 3777.1387 | 228.8471 | 1875.5896 | 2724.2449 | 3642.4895 | 3501.3032 | 0 | -4.53e-06
2030-12-23 | 8 | 153.4624 | 294.9882 | 467.7932 | 266.4163 | 266.4163 | 3777.1387 | 168.9806 | 3110.9617 | 3743.0737 | 3642.4895 | 3538.2996 | 0 | -1080.5968
2030-12-23 | 9 | 153.4624 | 153.4624 | 0 | 266.4163 | 237.0644 | 3777.1387 | 2255.292 | 3385.3623 | 3743.0737 | 3642.4895 | 1938.6169 | 0 | -1080.5968
2030-12-23 | 10 | 153.4624 | 181.344 | 235.2611 | 266.4163 | 266.4163 | 3692.575 | 2030.3597 | 3444.4353 | 3743.0737 | 3642.4895 | 3538.2996 | 0 | -1080.5968
2030-12-23 | 11 | 252.7835 | 153.4624 | 45.7431 | 266.4163 | 266.4163 | 3777.1387 | 2671.7688 | 2679.772 | 2843.3394 | 3642.4895 | 1769.1498 | 0 | -1080.5968
2030-12-23 | 12 | 306.9248 | 309.4086 | 219.339 | 266.4163 | 266.4163 | 3777.1387 | 945.9454 | 1812.5205 | 2519.4966 | 3642.4895 | 1769.1498 | 0 | -1080.5968
2030-12-23 | 13 | 306.9248 | 310.7375 | 295.5012 | 266.4163 | 266.4163 | 3700.9624 | 2181.9893 | 2395.7734 | 3743.0737 | 3642.4895 | 2035.049 | 0 | -1080.5968
2030-12-23 | 14 | 153.4624 | 153.4624 | 257.6664 | 0 | 0 | 3191.8279 | 3625.937 | 2572.5969 | 3743.0737 | 3642.4895 | 3538.2996 | 0 | -1080.5968
2030-12-23 | 15 | 153.4624 | 153.4624 | 240.8644 | 0 | 0 | 3777.1387 | 3625.937 | 3774.0664 | 3743.0737 | 3642.4895 | 3538.2996 | 0 | -1002.8858
2030-12-23 | 16 | 0 | 115.9978 | 0 | 0 | 0 | 3777.1387 | 3625.937 | 1969.14 | 3743.0737 | 3642.4895 | 3538.2996 | 0 | -1080.5968
2030-12-23 | 17 | 153.4624 | 153.4624 | 0 | 154.0665 | 133.2642 | 3777.1399 | 230.9858 | 1465.2395 | 2812.0417 | 3642.4895 | 2846.9167 | 0 | -1080.5968
2030-12-23 | 18 | 306.9248 | 449.8072 | 646.4664 | 133.2642 | 161.232 | 3614.9221 | 168.9814 | 603.1135 | 1871.5369 | 3642.4895 | 1769.1498 | 0 | -1080.5968
2030-12-23 | 19 | 153.4624 | 153.4624 | 646.4664 | 133.2642 | 133.2642 | 3777.1387 | 168.9811 | 242.0474 | 709.5371 | 3642.4895 | 1769.1498 | 0 | -1080.5968
2030-12-23 | 20 | 153.4624 | 153.4624 | 646.4664 | 0 | 0 | 2901.2236 | 166.9225 | -695.0779 | 0 | 3642.4895 | 221.0162 | 0 | -1080.5968
2030-12-23 | 21 | 153.4624 | 153.4624 | 646.4664 | 0 | 0 | 1888.5693 | 0 | 0 | -96.5565 | 0 | 93.9007 | 0 | -1080.5968
2030-12-23 | 22 | 153.4624 | 153.4624 | 646.4664 | 0 | 0 | 1888.5693 | 0 | 0 | -1286.9067 | -570.7604 | 0 | 0 | -1080.5968
2030-12-23 | 23 | 153.4624 | 153.4624 | 608.9652 | 0 | 0 | 656.0116 | -480.4601 | -250.1902 | -1541.0697 | 0 | 0 | 0 | -1080.5968
2030-12-23 | 24 | 153.4624 | 153.4624 | 195.5506 | 199.8963 | 186.7411 | 1772.1046 | 0 | -1136.1 | -3590.9165 | 3642.4895 | -1395.2001 | 0 | -1080.5968
2030-12-24 | 1 | 153.4624 | 153.4624 | 0 | 133.2642 | 144.1933 | 1209.1594 | 166.9225 | 109.525 | -2241.1929 | 3642.4895 | 221.0139 | 0 | -1080.5968
2030-12-24 | 2 | 349.2542 | 460.3872 | 0 | 76.1921 | 133.2642 | 2008.0507 | 166.9224 | 179.7159 | -1204.339 | 3642.4895 | 221.0126 | 0 | -1080.5968
2030-12-24 | 3 | 460.3872 | 460.3872 | 0 | 87.2808 | 66.6321 | 3450.4753 | 166.9223 | 569.2087 | -162.5152 | 3642.4895 | 221.0124 | 0 | -1080.5968
2030-12-24 | 4 | 153.4624 | 153.4624 | 0 | 266.4163 | 258.1658 | 3149.6829 | 166.9224 | 2416.9097 | 1133.1484 | 3642.4895 | -224.1406 | 0 | -1080.5968
2030-12-24 | 5 | 153.4624 | 153.4624 | 0 | 216.2331 | 199.8963 | 2410.5046 | 166.9221 | 3785.2273 | 3743.0737 | 3642.4895 | -490.438 | 0 | -1080.5968
2030-12-24 | 6 | 153.4624 | 153.4624 | 0 | 0 | 0 | 2152.9712 | 213.9503 | 3785.2273 | 3432.7148 | 3642.4895 | 221.0133 | 0 | -1080.5968
2030-12-24 | 7 | 153.4624 | 153.4624 | 0 | 133.1521 | 95.4016 | 3615.3296 | 168.9792 | 3785.2273 | 3743.0737 | 3642.4895 | 2072.6929 | 0 | -1080.5968
2030-12-24 | 8 | 153.4624 | 153.4624 | 595.2661 | 85.5281 | 133.2642 | 3777.1387 | 1549.458 | 3785.2273 | 3365.0237 | 3642.4895 | 3452.3516 | 0 | -1080.5968
2030-12-24 | 9 | 262.6999 | 153.4624 | 0 | 131.6221 | 133.2642 | 3777.1387 | 3625.937 | 3785.2273 | 3743.0737 | 3642.4895 | 2136.741 | 0 | -1080.5968
2030-12-24 | 10 | 460.3872 | 460.3872 | 0 | 199.8963 | 199.8963 | 3777.1387 | 2954.626 | 3785.2273 | 3743.0737 | 3642.4895 | 3538.3005 | 323.5141 | -1080.5968
2030-12-24 | 11 | 153.4624 | 153.4624 | 0 | 199.8963 | 199.8963 | 3777.1387 | 3625.937 | 3785.2273 | 3743.0737 | 3642.4895 | 3538.2996 | 397.1092 | -1080.5968
2030-12-24 | 12 | 153.4624 | 153.4624 | 0 | 133.2642 | 134.4732 | 3777.1387 | 3625.937 | 3785.2273 | 3743.0737 | 3642.4895 | 3538.2996 | 456.8648 | -1080.5968
2030-12-24 | 13 | 153.4624 | 153.4624 | 116.6672 | 41.5371 | 0 | 3777.1387 | 3625.937 | 3785.2273 | 3743.0737 | 3642.4895 | 3538.2996 | 0 | -1080.5968
2030-12-24 | 14 | 153.4624 | 153.4624 | 153.763 | 0 | 0 | 3777.1387 | 3625.937 | 3785.2273 | 3743.0737 | 3642.4895 | 3538.2996 | 0 | -1046.5703
2030-12-24 | 15 | 0 | 0 | 646.4664 | 0 | 0 | 3777.1387 | 3625.937 | 3785.2273 | 3743.0737 | 3642.4895 | 3538.2996 | 0 | -763.5808
2030-12-24 | 16 | 153.4624 | 153.4624 | 646.4664 | 80.7808 | 66.6321 | 3777.1387 | 3625.937 | 3785.2273 | 3743.0737 | 3642.4895 | 3538.2996 | 0 | -816.9882
2030-12-24 | 17 | 431.6305 | 306.9248 | 35.5644 | 133.2642 | 133.2642 | 3777.1387 | 2310.3018 | 3785.2273 | 3310.7168 | 3642.4895 | 3538.2996 | 370.5767 | -960.5613
2030-12-24 | 18 | 460.3872 | 460.3872 | 646.4664 | 199.8963 | 199.8963 | 3777.1387 | 1198.4008 | 3046.5952 | 1871.5369 | 3642.4895 | 3538.2996 | 491.5052 | -882.0566
2030-12-24 | 19 | 460.3872 | 460.3872 | 646.4664 | 266.4163 | 256.6869 | 3777.1387 | 168.981 | 2079.0608 | 807.7101 | 1395.6854 | 3538.2996 | 313.77 | -786.1636
2030-12-24 | 20 | 460.3872 | 460.3872 | 646.4664 | 213.5776 | 266.4163 | 3701.1382 | 168.9814 | 1921.0435 | 0 | 1742.546 | 3538.2996 | 106.5623 | -920.425
2030-12-24 | 21 | 460.3872 | 460.3872 | 646.4664 | 199.8963 | 199.8963 | 3777.1387 | 168.9814 | 2385.2461 | 872.7023 | 1821.2448 | 3538.2996 | 0 | -948.9118
2030-12-24 | 22 | 460.3872 | 460.3872 | 646.4664 | 199.8963 | 199.8963 | 3777.1387 | 1812.9685 | 2921.9951 | 890.9187 | 1821.2448 | 3538.2996 | 0 | -940.0054
2030-12-24 | 23 | 153.4624 | 153.4624 | 646.4664 | 68.5574 | 133.2642 | 3777.1387 | 3625.937 | 3785.2273 | 1106.2776 | 1870.3478 | 3538.2996 | 0 | -1080.5968
2030-12-24 | 24 | 153.4624 | 153.4624 | 196.1453 | 133.2642 | 133.2642 | 3777.1387 | 3625.937 | 3785.2273 | 2886.9509 | 3642.4895 | 3538.2996 | 0 | -1080.5968
2030-12-25 | 1 | 153.4624 | 153.4624 | 120.4609 | 133.2642 | 74.8965 | 3777.1387 | 3625.937 | 3785.2273 | 3743.0737 | 3642.4895 | 3538.2996 | 0 | -1080.5968
2030-12-25 | 2 | 153.4624 | 153.4624 | 0 | 0 | 0 | 3777.1387 | 3625.937 | 3785.2273 | 3743.0737 | 3642.4895 | 3538.2996 | 0 | -1080.5968
2030-12-25 | 3 | 0 | 0 | 0 | 0 | 0 | 3777.1387 | 3625.937 | 3785.2273 | 3743.0737 | 3642.4895 | 3538.2996 | 0 | -1080.5968
2030-12-25 | 4 | 0 | 0 | 0 | 266.4163 | 251.7803 | 3777.1387 | 3625.937 | 3785.2273 | 3743.0737 | 3642.4895 | 3538.2996 | 0 | -1080.5968
2030-12-25 | 5 | 153.4624 | 153.4624 | 0 | 0 | 0 | 3777.1387 | 3625.937 | 3785.2273 | 3743.0737 | 3642.4895 | 3538.2996 | 0 | -1080.5968
2030-12-25 | 6 | 153.4624 | 153.4624 | 0 | 0 | 0 | 3777.1387 | 3625.937 | 3785.2273 | 3743.0737 | 3642.4895 | 3538.2996 | 0 | -1080.5968
2030-12-25 | 7 | 153.4624 | 153.4624 | 0 | 199.8963 | 199.8963 | 3777.1387 | 3625.937 | 3785.2273 | 3743.0737 | 3642.4895 | 3538.2996 | 0 | -1080.5968
2030-12-25 | 8 | 153.4624 | 153.4624 | 0 | 0 | 0 | 3777.1387 | 3625.937 | 3785.2273 | 3743.0737 | 3642.4895 | 3538.2996 | 187.2123 | -1080.5968
2030-12-25 | 9 | 153.4624 | 153.4624 | 0 | 212.4938 | 199.8963 | 3777.1387 | 3625.937 | 3785.2273 | 3743.0737 | 3642.4895 | 3538.2996 | 0 | 1080.5968
2030-12-25 | 10 | 153.4624 | 153.4624 | 0 | 199.8963 | 199.8963 | 3777.1387 | 3625.937 | 3785.2273 | 3743.0737 | 3642.4895 | 3538.2996 | 0 | -1080.5968
2030-12-25 | 11 | 153.4624 | 153.4624 | 0 | 199.8963 | 199.8963 | 3777.1387 | 3625.937 | 3785.2273 | 3743.0737 | 3642.4895 | 3538.2996 | 0 | -1080.5968
2030-12-25 | 12 | 153.4624 | 153.4624 | 0 | 199.8963 | 199.8963 | 3777.1387 | 3625.937 | 3785.2273 | 3743.0737 | 3642.4895 | 3538.2996 | 0 | -1080.5968
2030-12-25 | 13 | 153.4624 | 153.4624 | 0 | 130.5958 | 66.6321 | 3777.1387 | 3625.937 | 3785.2273 | 3743.0737 | 3642.4895 | 3538.2996 | 0 | -1080.5968
2030-12-25 | 14 | 153.4624 | 153.4624 | 0 | 0 | 0 | 3777.1387 | 3625.937 | 3785.2273 | 3743.0737 | 3642.4895 | 3538.2996 | 0 | -1080.5968
2030-12-25 | 15 | 153.4624 | 153.4624 | 0 | 0 | 0 | 3777.1387 | 3625.937 | 3785.2273 | 3743.0737 | 3642.4895 | 3538.2996 | 0 | -1080.5968
2030-12-25 | 16 | 153.4624 | 153.4624 | 0 | 0 | 0 | 3777.1387 | 3625.937 | 3785.2273 | 3743.0737 | 3642.4895 | 3538.2996 | 0 | -1080.5968
2030-12-25 | 17 | 153.4624 | 153.4624 | 0 | 0 | 0 | 3777.1387 | 3625.937 | 3785.2273 | 3743.0737 | 3642.4895 | 3538.2996 | 0 | -4.53e-06
2030-12-25 | 18 | 153.4624 | 153.4624 | 96.7483 | 0 | 0 | 3777.1387 | 3625.937 | 3785.2273 | 3743.0737 | 3642.4895 | 3538.2996 | 0 | -540.2984
2030-12-25 | 19 | 153.4624 | 153.4624 | 0 | 0 | 0 | 3777.1387 | 3625.937 | 3785.2273 | 3743.0737 | 3642.4895 | 3538.2996 | 0 | -1080.5968
2030-12-25 | 20 | 153.4624 | 153.4624 | 0 | 0 | 0 | 3777.1387 | 3625.937 | 3030.3176 | 3743.0737 | 3642.4895 | 3538.2996 | 1.7012 | -1080.5968
2030-12-25 | 21 | 153.4624 | 153.4624 | 0 | 199.8963 | 199.8963 | 3777.1387 | 3625.937 | -2.7895e-05 | 3743.0737 | 3642.4895 | 3538.2996 | 485.2712 | -1080.5968
2030-12-25 | 22 | 153.4624 | 153.4624 | 0 | 0 | 0 | 3777.1387 | 3625.937 | -2.7895e-05 | 3743.0737 | 3642.4895 | 3538.2996 | 402.407 | -1080.5968
2030-12-25 | 23 | 153.4624 | 153.4624 | 0 | 0 | 0 | 3777.1387 | 3625.937 | -488.0756 | 3743.0737 | 3642.4895 | 3538.2996 | 491.2503 | -1080.5968
2030-12-25 | 24 | 153.4624 | 153.4624 | 0 | 125.0817 | 66.6321 | 3777.1387 | 1310.6865 | -97.4558 | 1871.5369 | 2980.0671 | 1662.9459 | 354.9204 | -1080.5968
2030-12-26 | 1 | 153.4624 | 153.4624 | 646.4664 | 0 | 0 | 3777.1387 | 168.9806 | 263.7955 | 1871.5369 | 2853.8464 | 3538.2996 | 0 | -1080.5968
2030-12-26 | 2 | 153.4624 | 153.4624 | 0 | 133.2642 | 133.2642 | 3777.1387 | 168.9821 | 452.9158 | 3420.1687 | 3642.4895 | 1769.1498 | 0 | -1080.5968
2030-12-26 | 3 | 460.3872 | 460.3872 | 0 | 184.1541 | 133.2642 | 3777.1387 | 168.9794 | 533.9157 | 1721.4623 | 3642.4895 | 1769.1498 | 0 | -1080.5968
2030-12-26 | 4 | 460.3872 | 460.3872 | 0 | 66.6321 | 111.5661 | 3561.3899 | 168.9825 | 852.4476 | 3053.1428 | 3642.4895 | 3538.2996 | 0 | -1080.5968
2030-12-26 | 5 | 460.3872 | 460.3872 | 0 | 133.2642 | 105.3508 | 3489.752 | 541.3027 | 551.0294 | 3743.0737 | 3642.4895 | 3538.2996 | 0 | -1080.5968
2030-12-26 | 6 | 460.3872 | 460.3872 | 162.9426 | 183.7367 | 133.2642 | 3777.1387 | 168.9805 | 234.4937 | 3414.6858 | 3642.4895 | 3538.2996 | 0 | -1080.5968
2030-12-26 | 7 | 460.3872 | 460.3872 | 0 | 133.2642 | 115.3017 | 3777.1387 | 215.9524 | -167.1448 | 2501.8535 | 3642.4895 | 2998.0518 | 0 | -1080.5968
2030-12-26 | 8 | 460.3872 | 460.3872 | 0 | 66.6321 | 29.0228 | 3777.1387 | 215.9518 | -461.4995 | 771.3157 | 3642.4895 | 1004.1897 | 344.8893 | -1080.5968
2030-12-26 | 9 | 365.7429 | 460.3872 | 0 | 66.6321 | 66.6321 | 3777.1387 | 460.9722 | -421.6835 | 32.5998 | 3642.4895 | 1442.8995 | 161.6488 | -1080.5968
2030-12-26 | 10 | 460.3872 | 460.3872 | 0 | 12.2221 | 0 | 3777.1387 | 2315.6716 | -414.9145 | -987.8464 | 3642.4895 | 3538.2996 | 0 | -1080.5968
2030-12-26 | 11 | 460.3872 | 460.3872 | 0 | 66.6321 | 0.89026 | 3777.1387 | 3523.6089 | -2.7895e-05 | -1168.9407 | 2071.6973 | 3538.2996 | 0 | -1080.5968
2030-12-26 | 12 | 460.3872 | 460.3872 | 0 | 93.4275 | 133.2642 | 3777.1387 | 3625.937 | -791.7515 | -2690.8594 | 3642.4895 | 3538.2996 | 156.4104 | -1080.5968
2030-12-26 | 13 | 460.3872 | 460.3872 | 0 | 194.7674 | 199.8963 | 3777.1387 | 2709.3174 | -527.5683 | -1632.7074 | 3642.4895 | 3538.2996 | 0 | -1080.5968
2030-12-26 | 14 | 306.9248 | 275.9841 | 0 | 133.2642 | 133.2642 | 3777.1387 | 3396.314 | 661.1754 | 960.6992 | 2670.2188 | 3538.2996 | 0 | -1080.5968
2030-12-26 | 15 | 306.9248 | 274.5772 | 0 | 199.8963 | 199.8963 | 3777.1387 | 2484.9614 | 1355.0546 | 1871.5369 | 3642.4895 | 3538.2996 | 0 | -1080.5968
2030-12-26 | 16 | 153.4624 | 153.4624 | 0 | 133.2642 | 83.2705 | 3777.1387 | 3625.937 | 1118.1123 | 791.4931 | 3642.4895 | 3538.2996 | 0 | -1080.5968
2030-12-26 | 17 | 306.9248 | 353.5834 | 646.4664 | 199.8963 | 199.8963 | 3777.1387 | 2488.8066 | 912.5821 | 1871.5369 | 1608.6421 | 3538.2996 | 0 | -1080.5968
2030-12-26 | 18 | 358.935 | 460.3872 | 50.8008 | 199.8963 | 199.8963 | 3777.1387 | 215.9542 | -2.7895e-05 | 2679.9727 | -4.53e-06 | 265.2458 | 326.1075 | -1080.5968
2030-12-26 | 19 | 425.8765 | 460.3872 | 646.4664 | 199.8963 | 199.8963 | 3478.7578 | 166.9223 | -1427.0469 | 0 | 0 | 1426.1713 | 647.0283 | -1080.5968
2030-12-26 | 20 | 460.3872 | 460.3872 | 646.4664 | 199.8963 | 199.8963 | 1888.5693 | 166.9225 | -299.4239 | 0 | 0 | 221.0139 | 594.4945 | -1080.5968
2030-12-26 | 21 | 460.3872 | 460.3872 | 646.4664 | 199.8963 | 199.8963 | 1888.5693 | 0 | 0 | 0 | -542.0649 | 221.0135 | 0 | -1080.5968
2030-12-26 | 22 | 460.3872 | 460.3872 | 646.4664 | 199.8963 | 199.8963 | 1888.5693 | 166.9232 | 0 | 0 | -1175.4479 | 221.0142 | 0 | -1080.5968
2030-12-26 | 23 | 460.3872 | 460.3872 | 646.4664 | 199.8963 | 199.8963 | 1888.5693 | 61.9682 | -660.0356 | 0 | -1821.2448 | 221.0141 | 0 | -1080.5968
2030-12-26 | 24 | 460.3872 | 460.3872 | 646.4664 | 199.8963 | 199.8963 | 1907.4847 | 166.9224 | -701.2345 | 0 | 0 | 221.0161 | 0 | -1080.5968
2030-12-27 | 1 | 153.4624 | 153.4624 | 345.027 | 126.8599 | 66.6321 | 3777.1387 | 166.923 | -222.8381 | 0 | 128.5185 | 1769.1498 | 0 | -1080.5968
2030-12-27 | 2 | 153.4624 | 153.4624 | 0 | 0 | 0 | 3777.1387 | 168.9813 | -1678.8085 | 1222.0173 | 3642.4895 | 3538.2996 | 0 | -1080.5968
2030-12-27 | 3 | 0 | 0 | 0 | 0 | 0 | 3777.1387 | 3625.937 | -1897.7195 | -121.7935 | 3642.4895 | 3538.2996 | 0 | -1080.5968
2030-12-27 | 4 | 0 | 0 | 0 | 0 | 0 | 3777.1387 | 3625.937 | -1345.3595 | -351.9316 | 3642.4895 | 3538.2996 | 0 | -1080.5968
2030-12-27 | 5 | 0 | 0 | 0 | 0 | 0 | 3777.1387 | 3625.937 | -969.3058 | -131.2277 | 3642.4895 | 3538.2996 | 0 | -1080.5968
2030-12-27 | 6 | 153.4624 | 153.4624 | 0 | 0 | 0 | 3777.1387 | 3625.937 | -222.9486 | 3743.0737 | 3642.4895 | 3538.2996 | 0 | -4.53e-06
2030-12-27 | 7 | 153.4624 | 153.4624 | 0 | 0 | 0 | 3777.1387 | 3625.937 | 2740.3884 | 3743.0737 | 3642.4895 | 3538.2996 | 0 | -1080.5968
2030-12-27 | 8 | 153.4624 | 153.4624 | 0 | 0 | 0 | 3777.1387 | 3625.937 | 0.0010707 | 3743.0737 | 3642.4895 | 3538.2996 | 0 | -1080.5968
2030-12-27 | 9 | 153.4624 | 153.4624 | 0 | 0 | 0 | 3777.1387 | 3625.937 | 1043.1549 | 3743.0737 | 3642.4895 | 3538.2996 | 75.8499 | -1080.5968
2030-12-27 | 10 | 153.4624 | 153.4624 | 0 | 0 | 0 | 3777.1387 | 3625.937 | 3785.2273 | 3743.0737 | 3642.4895 | 3538.2996 | 309.9109 | -1080.5968
2030-12-27 | 11 | 153.4624 | 153.4624 | 0 | 0 | 0 | 3777.1387 | 3625.937 | 3785.2273 | 3743.0737 | 3642.4895 | 3538.2996 | 220.0294 | -1080.5968
2030-12-27 | 12 | 153.4624 | 153.4624 | 0 | 0 | 0 | 3777.1387 | 3625.937 | 3785.2273 | 3743.0737 | 3642.4895 | 3538.2996 | 450.9546 | -1080.5968
2030-12-27 | 13 | 153.4624 | 153.4624 | 0 | 0 | 0 | 3777.1387 | 3625.937 | 2142.426 | 3743.0737 | 3642.4895 | 3538.2996 | 323.5141 | -1080.5968
2030-12-27 | 14 | 153.4624 | 153.4624 | 0 | 0 | 0 | 3777.1387 | 3625.937 | 1527.3416 | 3743.0737 | 3642.4895 | 3538.2996 | 0 | -1080.5968
2030-12-27 | 15 | 153.4624 | 153.4624 | 0 | 0 | 0 | 3777.1387 | 3625.937 | 1366.8666 | 3743.0737 | 3642.4895 | 3538.2996 | 0 | -1080.5968
2030-12-27 | 16 | 153.4624 | 153.4624 | 0 | 0 | 0 | 3777.1387 | 3625.937 | 3667.2307 | 3743.0737 | 3642.4895 | 3538.2996 | 485.2712 | -1080.5968
2030-12-27 | 17 | 153.4624 | 153.4624 | 18.6969 | 0 | 0 | 3777.1387 | 3625.937 | 3441.3584 | 3743.0737 | 3642.4895 | 3538.2996 | 323.5141 | -1080.5968
2030-12-27 | 18 | 153.4624 | 153.4624 | 188.0287 | 0 | 0 | 3777.1387 | 3625.937 | 3303.6562 | 3743.0737 | 3642.4895 | 3538.2996 | 432.3676 | -1080.5968
2030-12-27 | 19 | 153.4624 | 153.4624 | 377.4751 | 0 | 0 | 3777.1387 | 3625.937 | -2433.2703 | 3743.0737 | 3642.4895 | 3538.2996 | 486.6617 | -1080.5968
2030-12-27 | 20 | 153.4624 | 153.4624 | 213.8577 | 0 | 0 | 3751.0608 | 2628.9856 | -2243.8958 | 3733.1672 | 3642.4895 | 3538.2996 | 485.2712 | -1080.5968
2030-12-27 | 21 | 153.4624 | 153.4624 | 646.4664 | 0 | 36.4386 | 3768.3032 | 3625.937 | -2017.4742 | 3743.0737 | 3518.1431 | 3538.2996 | 580.7275 | -1080.5968
2030-12-27 | 22 | 153.4624 | 153.4624 | 39.4535 | 66.6321 | 7.3071 | 3777.1387 | 2636.5483 | -1907.4376 | 3743.0737 | 3642.4895 | 3538.2996 | 323.5141 | -1080.5968
2030-12-27 | 23 | 153.4624 | 153.4624 | 0 | 0 | 0 | 3777.1387 | 2353.3213 | -2196.6929 | 3160.0461 | 3642.4895 | 3538.2996 | 0 | -1080.5968
2030-12-27 | 24 | 153.4624 | 153.4624 | 646.4664 | 66.6321 | 0.72282 | 3777.1387 | 3625.937 | -2444.9878 | 2890.7939 | 3642.4895 | 3538.2996 | 0 | -1080.5968
2030-12-28 | 1 | 153.4624 | 153.4624 | 0 | 0 | 0 | 3777.1387 | 3625.937 | -2608.356 | 3363.9692 | 3642.4895 | 3538.2996 | 0 | -1080.5968
2030-12-28 | 2 | 0 | 0 | 0 | 0 | 0 | 3777.1387 | 3625.937 | -3134.0054 | 1061.5819 | 3642.4895 | 3538.2996 | 0 | 1080.5968
2030-12-28 | 3 | 59.8482 | 0 | 0 | 0 | 0 | 3777.1387 | 3625.937 | -2810.3928 | -1913.2267 | 3642.4895 | 3538.2996 | 0 | 119.0994
2030-12-28 | 4 | 0 | 0 | 0 | 0 | 0 | 3777.1387 | 1244.3699 | -2667.1938 | -899.6974 | 3642.4895 | 3538.2996 | 0 | -4.53e-06
2030-12-28 | 5 | 0 | 0 | 0 | 0 | 0 | 3777.1387 | 1915.3235 | -2722.5806 | -970.705 | 3642.4895 | 3538.2996 | 0 | 215.2144
2030-12-28 | 6 | 0 | 0 | 0 | 0 | 0 | 3777.1387 | 3625.937 | -2518.4624 | -126.1121 | 3642.4895 | 3538.2996 | 0 | 308.5191
2030-12-28 | 7 | 0 | 106.5734 | 0 | 0 | 0 | 3777.1387 | 3625.937 | -2386.7217 | 3743.0737 | 3001.6541 | 3538.2996 | 0 | 1080.5968
2030-12-28 | 8 | 153.4624 | 153.4624 | 0 | 0 | 0 | 3777.1387 | 3625.937 | 914.5682 | 3743.0737 | 3642.4895 | 3538.2996 | 0 | -4.53e-06
2030-12-28 | 9 | 153.4624 | 153.4624 | 0 | 0 | 0 | 3777.1387 | 3625.937 | -1738.9492 | 3743.0737 | 3642.4895 | 3538.2996 | 0 | -1080.5968
2030-12-28 | 10 | 153.4624 | 153.4624 | 0 | 0 | 0 | 3777.1387 | 3625.937 | -968.6437 | 3743.0737 | 3642.4895 | 3538.2996 | 0 | -1080.5968
2030-12-28 | 11 | 153.4624 | 153.4624 | 0 | 0 | 0 | 3777.1387 | 3625.937 | -70.1071 | 3743.0737 | 3642.4895 | 3538.2996 | 323.5141 | -1080.5968
2030-12-28 | 12 | 153.4624 | 153.4624 | 0 | 0 | 0 | 3777.1387 | 3625.937 | 486.6484 | 3743.0737 | 3642.4895 | 3538.2996 | 0 | -1080.5968
2030-12-28 | 13 | 153.4624 | 153.4624 | 0 | 0 | 0 | 3777.1387 | 3625.937 | -1638.1812 | 2342.572 | 3642.4895 | 3538.2996 | 323.5141 | -1080.5968
2030-12-28 | 14 | 153.4624 | 153.4624 | 0 | 0 | 0 | 3777.1387 | 2893.2832 | -988.9408 | 1199.6628 | 1821.2448 | 3538.2996 | 366.1719 | -1080.5968
2030-12-28 | 15 | 153.4624 | 153.4624 | 0 | 0 | 0 | 3777.1387 | 3625.937 | -827.7231 | 3607.2297 | 1801.6117 | 3538.2996 | 0 | -1080.5968
2030-12-28 | 16 | 153.4624 | 153.4624 | 0 | 0 | 0 | 3777.1387 | 3625.937 | -1017.7288 | 3685.6943 | 1821.2448 | 3538.2996 | 0 | -1080.5968
2030-12-28 | 17 | 153.4624 | 153.4624 | 0 | 0 | 0 | 3777.1387 | 3625.937 | -1322.6973 | 1871.5369 | 797.2024 | 3538.2996 | 323.5141 | -1080.5968
2030-12-28 | 18 | 153.4624 | 153.4624 | 0 | 0 | 0 | 3777.1387 | 3625.937 | -986.1699 | 4.53e-05 | 948.1684 | 3538.2996 | 647.0283 | -1080.5968
2030-12-28 | 19 | 153.4624 | 153.4624 | 646.4664 | 199.8963 | 199.8963 | 3777.1387 | 1676.2953 | -407.3199 | 0 | -1158.4117 | 3538.2996 | 0 | -1080.5968
2030-12-28 | 20 | 306.9248 | 355.8783 | 646.4664 | 199.8963 | 199.8963 | 3714.7505 | 168.9803 | 382.3602 | 0 | -1821.2448 | 2763.6462 | 0 | -1080.5968
2030-12-28 | 21 | 153.4624 | 153.4624 | 646.4664 | 66.6321 | 66.6321 | 3777.1387 | 1688.7603 | 228.5842 | 0 | -1364.2426 | 3538.2996 | 0 | -1080.5968
2030-12-28 | 22 | 153.4624 | 153.4624 | 646.4664 | 33.3314 | 0 | 3777.1387 | 3625.937 | -345.3814 | 316.9489 | 0 | 3538.2996 | 0 | -1080.5968
2030-12-28 | 23 | 153.4624 | 153.4624 | 646.4664 | 0 | 0 | 3414.439 | 3625.937 | -51.0501 | 3743.0737 | 1821.2448 | 3538.2996 | 0 | -1080.5968
2030-12-28 | 24 | 153.4624 | 153.4624 | 0 | 0 | 0 | 3777.1387 | 3625.937 | -850.4335 | 3743.0737 | 2422.2021 | 3538.2996 | 104.4156 | -1080.5968
2030-12-29 | 1 | 153.4624 | 153.4624 | 0 | 0 | 0 | 3777.1387 | 3625.937 | -719.7774 | 3272.6575 | 1821.2448 | 3538.2996 | 354.7343 | -1080.5968
2030-12-29 | 2 | 153.4624 | 153.4624 | 0 | 0 | 0 | 3777.1387 | 3625.937 | -481.2599 | 3618.2798 | 1821.2448 | 3538.2996 | 0 | -1080.5968
2030-12-29 | 3 | 153.4624 | 153.4624 | 0 | 0 | 0 | 3777.1387 | 3625.937 | -754.578 | 1685.6926 | 1821.2448 | 3538.2996 | 0 | -1080.5968
2030-12-29 | 4 | 0 | 0 | 0 | 0 | 0 | 3777.1387 | 3625.937 | -1451.1674 | -183.6486 | 1821.2448 | 3538.2996 | 0 | -1080.5968
2030-12-29 | 5 | 0 | 0 | 0 | 0 | 0 | 3777.1387 | 3593.1929 | -2009.1107 | -1317.3356 | 2970.0388 | 3538.2996 | 0 | -1080.5968
2030-12-29 | 6 | 153.4624 | 153.4624 | 0 | 0 | 0 | 3777.1387 | 1166.9927 | -874.5059 | 1871.5369 | 3299.7783 | 3538.2996 | 0 | -1080.5968
2030-12-29 | 7 | 153.4624 | 153.4624 | 0 | 0 | 0 | 3777.1387 | 776.2397 | -354.8805 | 1871.5369 | 1891.0143 | 3538.2996 | 0 | -1080.5968
2030-12-29 | 8 | 153.4624 | 153.4624 | 0 | 0 | 0 | 3777.1387 | 213.9523 | -379.0619 | 29.9067 | 1166.7615 | 1769.1498 | 0 | -1080.5968
2030-12-29 | 9 | 153.4624 | 153.4624 | 0 | 0 | 0 | 3777.1387 | 168.98 | -643.8039 | -622.679 | 1554.4723 | 2271.6072 | 0 | -1080.5968
2030-12-29 | 10 | 153.4624 | 153.4624 | 0 | 0 | 0 | 3777.1387 | 215.953 | 201.6102 | 756.6702 | -84.9668 | 1769.1498 | 186.8285 | -1080.5968
2030-12-29 | 11 | 153.4624 | 153.4624 | 0 | 0 | 0 | 3777.1387 | 215.953 | 354.6479 | 1159.3445 | -4.53e-06 | 1769.1498 | 309.1766 | -1080.5968
2030-12-29 | 12 | 153.4624 | 153.4624 | 0 | 0 | 0 | 3777.1387 | 215.9516 | 389.7459 | 1354.8138 | -4.53e-06 | 1865.4637 | 377.7271 | -1080.5968
2030-12-29 | 13 | 153.4624 | 153.4624 | 0 | 0 | 0 | 3777.1387 | 1025.0232 | 1009.8009 | 1323.2943 | -4.53e-06 | 3538.2996 | 399.8872 | -1080.5968
2030-12-29 | 14 | 153.4624 | 153.4624 | 0 | 0 | 0 | 3777.1387 | 1771.7253 | 926.2881 | 461.8142 | 493.5183 | 3538.2996 | 281.4124 | -1080.5968
2030-12-29 | 15 | 153.4624 | 153.4624 | 0 | 0 | 0 | 3777.1387 | 3625.937 | -2.7895e-05 | 716.2535 | 1481.7329 | 3538.2996 | 254.9527 | -1080.5968
2030-12-29 | 16 | 153.4624 | 153.4624 | 0 | 0 | 0 | 3777.1387 | 3625.937 | -863.837 | 3743.0737 | 3053.2827 | 3538.2996 | 276.1051 | -1080.5968
2030-12-29 | 17 | 153.4624 | 153.4624 | 0 | 0 | 0 | 3777.1387 | 3625.937 | -829.5505 | 3603.6914 | 1821.2448 | 3538.2996 | 0 | -1080.5968
2030-12-29 | 18 | 153.4624 | 153.4624 | 0 | 0 | 0 | 3777.1387 | 3625.937 | -1230.6628 | 3743.0737 | 3642.4895 | 3538.2996 | 0 | -1080.5968
2030-12-29 | 19 | 153.4624 | 153.4624 | 0 | 0 | 0 | 3777.1387 | 3625.937 | -1202.3528 | 3743.0737 | 3642.4895 | 3538.2996 | 0 | -1080.5968
2030-12-29 | 20 | 153.4624 | 153.4624 | 424.744 | 0 | 0 | 3777.1387 | 3625.937 | 0 | 3743.0737 | 3642.4895 | 3538.2996 | 0 | -1080.5968
2030-12-29 | 21 | 153.4624 | 153.4624 | 0 | 0 | 0 | 3777.1387 | 3625.937 | -1198.7267 | 3743.0737 | 3642.4895 | 3538.2996 | 23.846 | -1080.5968
2030-12-29 | 22 | 153.4624 | 153.4624 | 0 | 0 | 0 | 3777.1387 | 3625.937 | -509.3037 | 3743.0737 | 3642.4895 | 3538.2996 | 0 | -1080.5968
2030-12-29 | 23 | 153.4624 | 153.4624 | 0 | 0 | 0 | 3777.1387 | 3625.937 | 1829.8101 | 3743.0737 | 3642.4895 | 3538.2996 | 0 | -1080.5968
2030-12-29 | 24 | 153.4624 | 153.4624 | 0 | 0 | 0 | 3777.1387 | 3625.937 | 3334.2004 | 3743.0737 | 3642.4895 | 3538.2996 | 0 | -1080.5968
2030-12-30 | 1 | 153.4624 | 153.4624 | 0 | 0 | 0 | 3777.1387 | 3625.937 | 3785.2273 | 3743.0737 | 3642.4895 | 3538.2996 | 0 | -1080.5968
2030-12-30 | 2 | 153.4624 | 153.4624 | 0 | 0 | 0 | 3777.1387 | 3625.937 | 3785.2273 | 3743.0737 | 3642.4895 | 3538.2996 | 0 | -1080.5968
2030-12-30 | 3 | 153.4624 | 153.4624 | 0 | 0 | 0 | 3777.1387 | 3625.937 | 914.0794 | 3743.0737 | 3642.4895 | 3538.2996 | 0 | -1080.5968
2030-12-30 | 4 | 153.4624 | 153.4624 | 0 | 0 | 0 | 3777.1387 | 3625.937 | -2923.4082 | 3630.4114 | 3642.4895 | 3538.2996 | 0 | -1080.5968
2030-12-30 | 5 | 153.4624 | 153.4624 | 0 | 0 | 0 | 3777.1387 | 3625.937 | -3344.1775 | 1976.5449 | 3642.4895 | 3538.2996 | 0 | -1080.5968
2030-12-30 | 6 | 153.4624 | 153.4624 | 0 | 0 | 0 | 3777.1387 | 3625.937 | -3505.4868 | 1746.1766 | 3642.4895 | 3538.2996 | 0 | -1080.5968
2030-12-30 | 7 | 153.4624 | 153.4624 | 0 | 0 | 0 | 3777.1387 | 3625.937 | -3785.2273 | 3743.0737 | 3642.4895 | 3538.2996 | 0 | -1080.5968
2030-12-30 | 8 | 153.4624 | 153.4624 | 0 | 0 | 0 | 3777.1387 | 3625.937 | 2031.4329 | 3743.0737 | 3642.4895 | 3538.2996 | 0 | -1080.5968
2030-12-30 | 9 | 0 | 0 | 0 | 0 | 0 | 3777.1387 | 3625.937 | -1471.0693 | 3743.0737 | 3642.4895 | 3538.2996 | 0 | -1080.5968
2030-12-30 | 10 | 153.4624 | 153.4624 | 0 | 0 | 0 | 3777.1387 | 3625.937 | 1535.0522 | 3743.0737 | 3642.4895 | 3538.2996 | 0 | -1080.5968
2030-12-30 | 11 | 153.4624 | 153.4624 | 215.0472 | 0 | 0 | 3777.1387 | 3625.937 | 3785.2273 | 3743.0737 | 3642.4895 | 3538.2996 | 0 | -1080.5968
2030-12-30 | 12 | 153.4624 | 153.4624 | 426.5447 | 0 | 0 | 3777.1387 | 3625.937 | 3785.2273 | 3743.0737 | 3642.4895 | 3538.2996 | 0 | -1080.5968
2030-12-30 | 13 | 153.4624 | 153.4624 | 303.9703 | 0 | 0 | 3777.1387 | 3625.937 | 3785.2273 | 3743.0737 | 3642.4895 | 3538.2996 | 0 | -1080.5968
2030-12-30 | 14 | 153.4624 | 153.4624 | 527.981 | 0 | 0 | 3777.1387 | 3625.937 | 3785.2273 | 3743.0737 | 3642.4895 | 3538.2996 | 0 | -1080.5968
2030-12-30 | 15 | 153.4624 | 153.4624 | 0 | 0 | 0 | 3777.1387 | 3625.937 | 3785.2273 | 3743.0737 | 3642.4895 | 3538.2996 | 0 | -1080.5968
2030-12-30 | 16 | 153.4624 | 153.4624 | 0 | 0 | 0 | 3777.1387 | 3625.937 | 3785.2273 | 3743.0737 | 3642.4895 | 3538.2996 | 238.0086 | -1080.5968
2030-12-30 | 17 | 153.4624 | 153.4624 | 13.7739 | 0 | 0 | 3777.1387 | 3625.937 | 3785.2273 | 3743.0737 | 3642.4895 | 3538.2996 | 323.5141 | -1080.5968
2030-12-30 | 18 | 153.4624 | 153.4624 | 0 | 0 | 0 | 3777.1387 | 3625.937 | 3785.2273 | 3743.0737 | 3642.4895 | 3538.2996 | 0 | -1080.5968
2030-12-30 | 19 | 153.4624 | 153.4624 | 646.4664 | 0 | 0 | 3777.1387 | 3625.937 | 3464.3545 | 3743.0737 | 3642.4895 | 3538.2996 | 0 | -1080.5968
2030-12-30 | 20 | 153.4624 | 153.4624 | 646.4664 | 0 | 0 | 3777.1387 | 3625.937 | 1892.6136 | 3743.0737 | 3642.4895 | 3538.2996 | 0 | -1080.5968
2030-12-30 | 21 | 153.4624 | 153.4624 | 646.4664 | 0 | 0 | 3777.1387 | 3625.937 | 0 | 3743.0737 | 3642.4895 | 3538.2996 | 0 | -1080.5968
2030-12-30 | 22 | 153.4624 | 153.4624 | 597.0845 | 0 | 0 | 3777.1387 | 3625.937 | 1892.6136 | 3743.0737 | 3642.4895 | 3538.2996 | 0 | -1080.5968
2030-12-30 | 23 | 153.4624 | 153.4624 | 336.1883 | 0 | 0 | 3777.1387 | 3625.937 | 3785.2273 | 3743.0737 | 3642.4895 | 3538.2996 | 0 | -1080.5968
2030-12-30 | 24 | 153.4624 | 153.4624 | 0 | 0 | 0 | 3777.1387 | 3625.937 | 1969.5677 | 3743.0737 | 3642.4895 | 3538.2996 | 0 | -1080.5968
2030-12-31 | 1 | 0 | 0 | 0 | 0 | 0 | 3777.1387 | 3625.937 | 497.9709 | 3743.0737 | 3642.4895 | 3538.2996 | 0 | -1080.5968
2030-12-31 | 2 | 0 | 0 | 0 | 0 | 0 | 3777.1387 | 230.9858 | 579.3311 | 3743.0737 | 3642.4895 | 3538.2996 | 0 | -1080.5968
2030-12-31 | 3 | 0 | 0 | 0 | 0 | 0 | 3777.1387 | 230.9865 | 189.5061 | 3743.0737 | 3642.4895 | 3538.2996 | 0 | -1080.5968
2030-12-31 | 4 | 0 | 0 | 0 | 0 | 0 | 3777.1387 | 3099.332 | -656.985 | 1871.537 | 3642.4895 | 3538.2996 | 0 | -1080.5968
2030-12-31 | 5 | 0 | 0 | 0 | 0 | 0 | 3777.1387 | 3153.761 | -216.1031 | 1871.537 | 3642.4895 | 3538.2996 | 0 | -1080.5968
2030-12-31 | 6 | 0 | 0 | 0 | 0 | 0 | 3777.1387 | 365.2234 | 189.4716 | 2821.2292 | 3642.4895 | 3538.2996 | 0 | -1080.5968
2030-12-31 | 7 | 0 | 0 | 0 | 0 | 0 | 3777.1387 | 360.5286 | 1219.6895 | 3743.0737 | 3642.4895 | 3538.2996 | 0 | -1080.5968
2030-12-31 | 8 | 0 | 0 | 0 | 0 | 0 | 3777.1387 | 1032.2209 | 1679.4851 | 3743.0728 | 3642.4895 | 3538.2996 | 0 | -486.5332
2030-12-31 | 9 | 153.4624 | 153.4624 | 0 | 0 | 0 | 3777.1387 | 3593.5791 | 1951.1527 | 1036.3378 | 3642.4895 | 398.4013 | 0 | -1080.5968
2030-12-31 | 10 | 153.4624 | 153.4624 | 0 | 0 | 0 | 3777.1387 | 3625.937 | 2390.1404 | 1483.153 | 3642.4895 | 3538.2996 | 0 | -1080.5968
2030-12-31 | 11 | 94.3409 | 0 | 200.7332 | 0 | 0 | 3538.5161 | 3625.937 | 1892.6136 | 1871.537 | 3642.4895 | 3538.2996 | 0 | -1080.5968
2030-12-31 | 12 | 153.4624 | 153.4624 | 0 | 0 | 0 | 3281.1479 | 3625.937 | 3785.2273 | 3743.0737 | 3642.4895 | 3538.2996 | 273.5045 | -1080.5968
2030-12-31 | 13 | 0 | 0 | 0 | 0 | 0 | 3334.3198 | 3625.937 | 3785.2273 | 3743.0737 | 3642.4895 | 3538.2996 | 295.8458 | -1080.5968
2030-12-31 | 14 | 68.6526 | 153.4624 | 0 | 0 | 0 | 3156.113 | 3625.937 | 3785.2273 | 3743.0737 | 3642.4895 | 3538.2996 | 275.7172 | -1080.5968
2030-12-31 | 15 | 153.4624 | 153.4624 | 105.3047 | 0 | 0 | 3159.085 | 3625.937 | 3785.2273 | 3743.0737 | 3642.4895 | 3538.2996 | 399.8618 | -1080.5968
2030-12-31 | 16 | 153.4624 | 153.4624 | 0 | 0 | 0 | 3335.9131 | 3625.937 | 3785.2273 | 3743.0737 | 3642.4895 | 3538.2996 | 364.5043 | -1080.5968
2030-12-31 | 17 | 153.4624 | 153.4624 | 47.7599 | 0 | 0 | 3458.4341 | 3625.937 | 3785.2273 | 3743.0737 | 3642.4895 | 3538.2996 | 0 | -1080.5968
2030-12-31 | 18 | 0 | 0 | 0 | 2.4833 | 66.5199 | 2874.6077 | 3625.937 | 3785.2273 | 3743.0737 | 3642.4895 | 3538.2996 | 374.5651 | 1080.5968
2030-12-31 | 19 | 153.4624 | 153.4624 | 0 | 0 | 0 | 3202.1084 | 3625.937 | 3785.2273 | 3743.0737 | 3642.4895 | 3538.2996 | 0 | -1080.5968
2030-12-31 | 20 | 153.4624 | 153.4624 | 0 | 0 | 0 | 3084.8679 | 3625.937 | 3785.2273 | 3743.0737 | 3642.4895 | 3538.2996 | 0 | -1080.5968
2030-12-31 | 21 | 153.4624 | 153.4624 | 0 | 0 | 0 | 3074.6538 | 3625.937 | 3785.2273 | 3743.0737 | 3642.4895 | 3538.2996 | 0 | -1080.5968
2030-12-31 | 22 | 0 | 0 | 0 | 0 | 0 | 3118.2434 | 3625.937 | 3785.2273 | 3743.0737 | 3642.4895 | 3538.2996 | 0 | -1080.5968
2030-12-31 | 23 | 0 | 0 | 0 | 0 | 0 | 3431.3105 | 3625.937 | 3785.2273 | 3743.0737 | 3642.4895 | 3538.2996 | 0 | -1080.5968
2030-12-31 | 24 | 89.0581 | 153.4624 | 0 | 0 | 0 | 3136.4536 | 3625.937 | 3785.2273 | 3743.0737 | 3642.4895 | 3538.2996 | 0 | -1080.5968

## Hourly Tie Line Flows
Date | Hour | TIE-LINES: ENTERGY -MAPP_US | TIE-LINES: ENTERGY -MISO_MO_ | TIE-LINES: ENTERGY -MISO_W | TIE-LINES: ENTERGY -NE | TIE-LINES: ENTERGY -SOCO | TIE-LINES: ENTERGY -SPP_N | TIE-LINES: ENTERGY -SPP_S | TIE-LINES: ENTERGY -TVA | TIE-LINES: FRCC -SOCO | TIE-LINES: IESO -MAPP_CA | TIE-LINES: IESO -MISO_MI | TIE-LINES: IESO -MISO_W | TIE-LINES: IESO -NYISO_A- | TIE-LINES: MAPP_CA -MAPP_US | TIE-LINES: MAPP_CA -MISO_W | TIE-LINES: MAPP_US -MISO_W | TIE-LINES: MAPP_US -NE | TIE-LINES: MAPP_US -OUTBACK | TIE-LINES: MISO_IN -MISO_MI | TIE-LINES: MISO_IN -MISO_MO_ | TIE-LINES: MISO_IN -NON_RTO_ | TIE-LINES: MISO_IN -PJM_REST | TIE-LINES: MISO_IN -TVA | TIE-LINES: MISO_MI -MISO_WUM | TIE-LINES: MISO_MI -PJM_REST | TIE-LINES: MISO_MO_-MISO_W | TIE-LINES: MISO_MO_-PJM_REST | TIE-LINES: MISO_MO_-SPP_N | TIE-LINES: MISO_MO_-SPP_S | TIE-LINES: MISO_MO_-TVA | TIE-LINES: MISO_W -MISO_WUM | TIE-LINES: MISO_W -NE | TIE-LINES: MISO_W -PJM_REST | TIE-LINES: MISO_W -SPP_N | TIE-LINES: MISO_W -OUTBACK | TIE-LINES: MISO_WUM-PJM_REST | TIE-LINES: NE -SPP_N | TIE-LINES: NEISO -NYISO_A- | TIE-LINES: NEISO -NYISO_GH | TIE-LINES: NEISO -NYISO_J_ | TIE-LINES: NON_RTO_-PJM_REST | TIE-LINES: NON_RTO_-TVA | TIE-LINES: NYISO_A--NYISO_GH | TIE-LINES: NYISO_A--PJM_R_MA | TIE-LINES: NYISO_GH-NYISO_J_ | TIE-LINES: NYISO_GH-PJM_E_MA | TIE-LINES: NYISO_J_-PJM_E_MA | TIE-LINES: PJM_E_MA-PJM_R_MA | TIE-LINES: PJM_R_MA-PJM_REST | TIE-LINES: PJM_REST-TVA | TIE-LINES: PJM_REST-VACAR | TIE-LINES: SOCO -TVA | TIE-LINES: SOCO -VACAR | TIE-LINES: SPP_N -SPP_S | TIE-LINES: SPP_S -OUTBACK | TIE-LINES: TVA -VACAR
2030-01-01 | 1 | -11.858 | 639.9889 | -46.279 | -526.5408 | -991.5034 | -644.9154 | -6297.6157 | 711.9651 | 1904.2721 | -211.9908 | 4025.6643 | -43.8092 | 1440.5231 | -84.445 | 2055.8367 | 1732.364 | 204.4083 | 209.9989 | -585.4713 | 510.1902 | -1196.8309 | -4925.4932 | -124.7269 | 16.5911 | 3491.625 | -1351.9404 | -2831.3779 | -516.9359 | -98.302 | 194.2776 | 1357.0127 | 85.5281 | -1094.5216 | 215.1538 | 3.2363 | -174.724 | 2505.5205 | -875.3907 | 1.0011 | 209.3955 | -2685.4441 | -327.2186 | 3374.3926 | 1298.438 | 4649.1621 | -299.9398 | -272.3618 | 2749.6819 | 390.7832 | 1183.1663 | -939.9731 | -333.876 | -154.3319 | 4398.0713 | 210.1043 | -302.6231
2030-01-01 | 2 | -1.4145 | 1720.124 | -47.8416 | -579.8897 | -318.3684 | -1508.365 | -9340.5693 | 2332.9263 | 1509.5297 | -200.3941 | 3900.7009 | -90.0088 | 2119.6462 | -10.5707 | 2056.2505 | 954.7195 | -503.2936 | 209.9989 | -549.4611 | 420.2925 | -1136.2828 | -5258.4355 | -186.8587 | 20.618 | 3506.8083 | -1857.9677 | -3018.2676 | -822.2972 | -144.2194 | 156.1458 | 1004.558 | -831.9778 | -1143.1577 | -295.911 | 0.81304 | -481.5376 | -948.1089 | -204.3321 | 358.6281 | 1.001 | -2469.3777 | -228.8417 | 3170.2915 | 1342.7616 | 4544.8237 | -2.5095 | -272.56 | 215.9442 | -2487.7554 | 586.472 | -346.6602 | -1664.4008 | 1811.3081 | 889.4506 | 210.1042 | 26.0704
2030-01-01 | 3 | -26.1345 | 2070.4299 | -64.6249 | -441.0542 | 0.998 | -1929.5934 | -10535.0361 | 3081.8118 | 1488.8959 | -334.2101 | 3819.1833 | 7.7276 | 2039.3428 | -350.9201 | 1251.0948 | 239.2979 | -317.3058 | 209.9989 | -510.4251 | 134.1774 | -839.1456 | -4965.7397 | -239.2512 | -15.8062 | 3365.8557 | -2205.116 | -2603.3186 | -911.8553 | -160.9846 | 210.5082 | 1352.9347 | 5.3675 | -734.8668 | -132.5155 | 0.64732 | 158.8455 | -1302.4973 | -353.8483 | 29.5408 | 449.4163 | -2541.0952 | -396.8662 | 2855.0518 | 1296.1111 | 3937.4404 | -2.4247 | -272.626 | 1138.6422 | -1544.1107 | 411.0024 | -388.3878 | -2464.7214 | 1991.7903 | -70.1071 | 210.1043 | 71.0323
2030-01-01 | 4 | -26.8631 | 2107.5947 | -65.3401 | -370.6823 | 285.8658 | -2078.7241 | -11448.5322 | 3889.27 | 1622.7164 | -294.5991 | 3775.0942 | -51.9954 | 2016.7135 | -363.2217 | 1262.5675 | 255.8703 | -309.445 | 209.9989 | -478.3127 | -16.9715 | -747.1299 | -4993.8857 | -206.7624 | -21.4291 | 3263.781 | -2258.5437 | -2304.7324 | -944.5345 | -165.6066 | 371.5427 | 1414.9437 | 5.0952 | -626.3005 | -203.3526 | 0.68453 | 294.5375 | -1777.9155 | -143.1796 | 356.6547 | 1.0012 | -2556.3428 | -277.1299 | 2951.605 | 1320.3864 | 4353.2925 | -2.4209 | -272.6448 | 1281.7345 | -1431.5769 | 491.3891 | 25.6913 | -2157.0688 | 1699.1075 | 418.7094 | 210.1042 | 67.4226
2030-01-01 | 5 | -26.1982 | 2087.8098 | -65.1614 | -370.4051 | 454.3442 | -2093.9929 | -11647.5234 | 4030.4895 | 1285.0151 | -265.0965 | 3746.3887 | -121.167 | 2003.7986 | -326.3997 | 1430.0105 | 320.2906 | -246.708 | 209.9989 | -425.0634 | -101.4959 | -825.3702 | -4553.7061 | -207.6697 | -29.4464 | 3095.0227 | -2245.4182 | -1912.2991 | -947.6982 | -166.2711 | 406.9876 | 1518.4836 | 5.1464 | -578.5251 | -215.6316 | 0.72715 | 369.763 | -1788.2805 | -160.9961 | 330.5792 | 1.0029 | -2153.7517 | -258.9409 | 2973.4575 | 1339.7841 | 4335.2002 | -2.5248 | -276.816 | 452.7401 | -2530.2717 | 298.1388 | 105.1655 | -3389.9543 | 1793.9553 | 540.3805 | 210.1043 | 122.0251
2030-01-01 | 6 | -27.0994 | 1857.5831 | -67.0101 | -376.7376 | 556.3237 | -2056.272 | -11908.6914 | 4199.8608 | 931.2847 | -255.5592 | 3933.7422 | -116.0783 | 1897.3273 | -248.2986 | 1710.2062 | 369.4971 | -102.7904 | 209.9989 | -348.4828 | 33.4781 | -1187.4706 | -4909.9683 | -121.5 | -24.2626 | 2307.9302 | -2186.6055 | -1866.4452 | -926.7232 | -155.5098 | 503.3699 | 1719.4991 | 3.8948 | -615.8574 | -155.8804 | 0.75791 | 236.3483 | -1594.1793 | -380.3857 | 1.0006 | 449.4008 | -2295.3411 | 0.99888 | 3026.9824 | 1365.311 | 4054.7646 | -68.2659 | -272.5199 | 690.287 | -2898.437 | 622.886 | 242.296 | -3480.9341 | 915.7668 | 831.5109 | 210.1042 | 69.8302
2030-01-01 | 7 | -28.7919 | 1707.1974 | -71.0171 | -410.7186 | 758.5791 | -2090.4895 | -12897.3281 | 4685.8862 | -680.7668 | -330.8855 | 4037.1125 | 16.725 | 1866.9656 | -202.2658 | 1892.3173 | 451.31 | -185.561 | 209.9989 | -307.2997 | -158.0267 | -1302.8097 | -5286.9985 | -100.5483 | -25.0294 | 2040.4767 | -2210.7637 | -1646.9659 | -938.6639 | -147.3402 | 677.6815 | 2097.939 | 4.19 | -494.3042 | -227.297 | 0.61099 | 90.2792 | -1786.1105 | -679.497 | 1.002 | 368.1501 | -2691.9038 | -2.2604 | 3515.2278 | 1276.5936 | 4702.0718 | -274.3965 | -272.3854 | 1202.5109 | -2878.5312 | 934.7219 | 1083.2012 | -3243.9731 | 1.0029 | 943.7162 | 210.1043 | -32.1502
2030-01-01 | 8 | -19.0204 | 1462.4238 | -77.4125 | -601.8834 | 670.9073 | -1876.9313 | -13567.5869 | 4588.7822 | -287.16 | -224.8845 | 3819.0161 | 183.5738 | 1786.6312 | 224.5829 | 2142.3347 | 412.6798 | -407.7757 | 209.9989 | -285.3203 | -115.6265 | -1657.9945 | -4918.2949 | -81.8195 | 3.2755 | 1834.5228 | -2369.4055 | -1313.2456 | -916.7 | -135.6915 | 676.0331 | 2142.9043 | 0.99645 | -430.7459 | -360.7434 | 0.72535 | -672.0557 | -1566.1803 | -1.9447 | 0.99816 | 288.997 | -2223.2671 | -2.9117 | 4015.1555 | 1311.7579 | 5016.6416 | -2.3567 | -272.5883 | 1263.3108 | -2418.5251 | 895.054 | 945.3475 | -2732.7957 | 15.329 | 1719.0332 | 210.1043 | 15.3315
2030-01-01 | 9 | -12.4602 | 1154.53 | -64.697 | -638.6307 | 121.3485 | -1567.1798 | -12939.915 | 3507.3586 | 117.5884 | -337.7092 | 3980.4309 | 195.001 | 1607.4369 | -74.7222 | 2142.6028 | -208.9979 | -558.6035 | 209.9989 | -295.3136 | -24.2806 | -1628.4446 | -4656.0454 | -119.0807 | 19.8198 | 1854.2526 | -2423.9275 | -1242.7067 | -838.3924 | -120.9692 | 522.8862 | 2021.3484 | 333.6774 | -551.0485 | -361.8163 | 0.65987 | -997.2357 | -1243.3317 | 1.0006 | 157.8837 | 449.265 | -2247.2498 | -72.5389 | 4029.0208 | 1248.9609 | 5058.4766 | -2.4322 | -348.6483 | 1043.6317 | -2826.6377 | 853.2526 | 364.827 | -2078.9038 | 28.1238 | 2276.574 | 210.1043 | -19.7402
2030-01-01 | 10 | -11.6717 | 1187.4038 | -61.5669 | -635.1814 | -23.6234 | -1534.3035 | -12761.6963 | 3270.7227 | 639.8199 | -322.0422 | 3979.719 | 195.0003 | 1712.9305 | -78.4295 | 2138.9661 | -366.3836 | -533.5892 | 209.9989 | -256.8338 | -120.7703 | -1508.8523 | -4592.6855 | -149.4466 | 15.7356 | 1590.1451 | -2422.9858 | -713.9539 | -832.637 | -119.637 | 470.2721 | 2017.4155 | 560.8815 | -516.3666 | -375.8728 | 0.66748 | -1064.8667 | -1444.307 | 1.0004 | 108.413 | 449.3573 | -2384.2756 | -197.5197 | 4036.0747 | 1219.3245 | 5073.6772 | -2.4575 | -412.4428 | 201.6342 | -3469.3401 | 798.0559 | 1.0092 | -1898.8944 | 108.2295 | 1739.4113 | 210.1042 | -42.4581
2030-01-01 | 11 | -12.4712 | 1202.4854 | -60.894 | -640.7246 | 0.99988 | -1544.3333 | -12784.3076 | 3302.665 | 837.5513 | -288.6638 | 3979.9697 | 195.0004 | 1758.3293 | 13.8622 | 2138.0876 | -354.5844 | -484.8369 | 209.9989 | -234.303 | -186.362 | -1414.2332 | -4390.0278 | -159.8417 | 13.5893 | 1478.2061 | -2419.1362 | -377.8424 | -833.8517 | -120.4511 | 469.8812 | 2103.8438 | 682.329 | -459.0215 | -351.0284 | 0.68304 | -1005.62 | -1374.0869 | 1.0027 | 16.6124 | 449.4141 | -2473.1536 | -293.042 | 4124.4165 | 1174.7041 | 5074.7539 | -2.5517 | -393.7729 | -307.6807 | -3956.0542 | 730.7193 | 1.0173 | -1963.3522 | 359.2788 | 1536.301 | 210.1043 | -29.296
2030-01-01 | 12 | -8.5985 | 1099.0751 | -58.1468 | -605.1369 | -6.4823 | -1432.8983 | -12781.458 | 3245.2527 | 936.3027 | -310.5529 | 4014.7678 | 194.9998 | 1762.3362 | 107.4667 | 2130.5952 | -414.7164 | -489.6438 | 209.9989 | -237.9794 | -185.5708 | -1365.5427 | -4405.0776 | -154.9744 | 21.051 | 1415.2578 | -2232.9148 | -204.0204 | -795.9092 | -119.7045 | 478.1741 | 2151.2876 | 291.8603 | -480.2644 | -377.329 | 0.67663 | -1091.6926 | -1419.5493 | 0.99925 | 1.7212 | 449.4293 | -2526.47 | -299.5475 | 4139.5884 | 1229.5491 | 5077.1123 | -2.5436 | -432.0122 | -141.303 | -3383.1506 | 761.6979 | 264.4255 | -2019.5979 | 285.6515 | 943.8694 | 210.1043 | -41.058
2030-01-01 | 13 | 9.1685 | 713.7528 | -48.7919 | -470.8269 | -82.7328 | -1139.3369 | -12441.375 | 3040.6807 | 1042.8593 | -321.9776 | 4033.0107 | 195.0005 | 1809.0776 | 188.6026 | 2143.6926 | -286.6194 | -608.8464 | 209.9989 | -222.0887 | -133.9707 | -1330.6205 | -3747.3167 | -150.2182 | 18.6736 | 1260.6853 | -1427.6979 | -160.0934 | -684.2656 | -117.5274 | 444.1103 | 1771.8433 | -1097.7173 | -663.4989 | -589.2551 | 1.0329 | -996.7538 | -2541.7651 | 1.001 | 41.4444 | 449.4325 | -2463.1406 | -233.6523 | 4087.1438 | 1226.7953 | 5075.9819 | -2.5553 | -394.046 | -71.35 | -3314.6694 | 766.5901 | 461.6055 | -1888.1168 | 152.3541 | -643.1478 | 210.1042 | -63.6981
2030-01-01 | 14 | 10.1022 | 775.5869 | -48.1943 | -468.239 | -153.4716 | -1171.58 | -12019.1963 | 2657.627 | 298.1546 | -295.005 | 4047.3289 | 195.0007 | 1739.3325 | 155.9452 | 2153.2864 | 703.3756 | -345.688 | 209.9989 | -259.0032 | 138.1248 | -1452.3826 | -3295.1851 | -90.3988 | 28.6621 | 1446.307 | -1315.1816 | -691.2499 | -666.4641 | -107.7667 | 393.8318 | 1382.6205 | -1780.2181 | -1091.729 | -583.4398 | 0.69058 | -1222.3351 | -2715.2439 | 1.0017 | 33.1859 | 449.4452 | -2450.0491 | -13.9949 | 4111.562 | 1298.8921 | 5075.8677 | -2.4148 | -272.7943 | 402.8034 | -2618.0491 | 912.9098 | 1111.4067 | -1837.3802 | 1.003 | -1580.1719 | 210.1042 | -80.024
2030-01-01 | 15 | 11.1559 | 767.3843 | -47.7728 | -470.8655 | -22.7256 | -1193.7507 | -12413.0957 | 3027.1978 | 444.2523 | -255.5141 | 3966.3372 | 195.0009 | 1750.9768 | 46.4607 | 2184.4309 | 28.9348 | -647.3464 | 209.9989 | -269.1571 | 154.4991 | -1272.02 | -2462.0059 | -59.7277 | 33.6669 | 1657.8268 | -1384.6031 | -722.1501 | -667.5517 | -105.8311 | 508.5143 | 1339.4397 | -1782.5889 | -1135.947 | -561.6069 | 0.69626 | -1200.1479 | -2729.7739 | 1.0007 | 71.0224 | 449.3979 | -2605.146 | 40.6223 | 4222.3198 | 1226.4066 | 5075.4468 | -2.5029 | -386.2245 | -174.0037 | -3579.6111 | 958.4156 | 1179.1123 | -2090.9011 | 1.008 | -978.5881 | 210.1043 | -86.0842
2030-01-01 | 16 | 9.8894 | 1359.2834 | -50.884 | -510.2982 | 110.4867 | -1537.199 | -13033.3643 | 3648.4673 | 1233.5469 | -153.6606 | 4058.9038 | 183.0027 | 2061.9802 | -9.9578 | 2177.7668 | 255.1902 | -603.8768 | 209.9989 | -212.2708 | 6.1008 | -1118.8489 | -2184.1216 | -81.1744 | 5.6474 | 1432.6191 | -1750.6796 | -704.0967 | -787.601 | -121.9241 | 537.0329 | 1299.4181 | -1893.1515 | -997.2031 | -659.8748 | 0.74798 | -1131.9946 | -2800.9587 | -226.7011 | 1.0039 | 449.3326 | -2463.6248 | -2.1028 | 4054.9124 | 1331.1115 | 5064.8901 | -245.9004 | -579.4687 | 474.3618 | -3281.0911 | 782.48 | 821.9291 | -2102.0374 | 670.7095 | -2538.1338 | 210.1042 | -92.7196
2030-01-01 | 17 | 9.5645 | 1462.2493 | -52.8365 | -514.1725 | 124.3085 | -1584.3323 | -13029.9463 | 3652.259 | 1172.205 | -148.2845 | 4047.7344 | 179.3659 | 1946.2114 | -21.8315 | 2167.6082 | 155.0113 | -557.9165 | 209.9989 | -187.495 | 18.9399 | -1229.6069 | -2072.4058 | -88.5316 | -2.1182 | 1333.0537 | -1806.9468 | -553.0284 | -805.4085 | -124.1008 | 516.4359 | 1430.3992 | -1941.0782 | -852.1057 | -675.272 | 1.737 | -966.4567 | -2772.8394 | -266.539 | 1.0023 | 231.1565 | -2396.241 | -2.4155 | 4066.667 | 1361.1901 | 5045.2612 | -261.3792 | -1066.6338 | 1334.3258 | -2825.1941 | 782.6733 | 1200.4055 | -2084.3525 | 674.6038 | -2691.5544 | 210.1043 | -74.7843
2030-01-01 | 18 | 18.238 | 1141.8494 | -46.9363 | -422.7069 | 57.1768 | -1340.6089 | -12529.5605 | 3420.1243 | 478.0706 | -318.8039 | 4056.741 | 195.0006 | 1886.9862 | 219.015 | 2134.6226 | 1088.5369 | -187.4308 | 209.9989 | -145.0808 | -120.2342 | -1328.4231 | -2304.6572 | -148.235 | -7.3907 | 980.6465 | -1232.3422 | -291.5988 | -734.1222 | -126.3111 | 461.1547 | 1530.8285 | -2547.8879 | -716.4268 | -815.4772 | 2.5444 | -851.6718 | -3207.3159 | -664.7507 | -149.2176 | 0.9977 | -2343.4607 | -292.4666 | 4529.9653 | 1289.1531 | 5084.7173 | -131.7344 | -1536.756 | 1075.017 | -3216.572 | 775.5543 | 1027.3932 | -1745.3551 | -277.3949 | -2915.3699 | 210.1043 | -160.3252
2030-01-01 | 19 | 12.7511 | 1290.0461 | -53.5614 | -505.2643 | 3.2953 | -1459.4303 | -12769.6006 | 3383.948 | -2.9884 | -347.2377 | 4112.9404 | 195.0009 | 1257.7454 | 184.6709 | 2143.0176 | 587.4442 | -257.9649 | 209.9989 | -147.0264 | 100.2473 | -1558.3411 | -1949.3657 | -118.5357 | 5.1546 | 824.3284 | -1408.0229 | -555.5375 | -775.5737 | -124.2516 | 422.5312 | 1702.4698 | -1869.3431 | -641.2682 | -786.0545 | 3.1439 | -1083.6951 | -2929.8965 | -260.8747 | -354.8224 | -430.4581 | -2129.9978 | -215.4108 | 4255.2651 | 1203.609 | 4678.5596 | -244.2023 | -1997.2611 | 4175.3374 | -425.6498 | 793.4665 | 1922.2605 | -1794.0009 | -21.5603 | -2247.3916 | 210.1043 | -71.1945
2030-01-01 | 20 | 9.0649 | 1143.2462 | -55.6142 | -515.3607 | -455.6104 | -1328.2469 | -12044.5205 | 2332.6777 | 1.0065 | -351.5666 | 4033.7036 | 195 | 1868.3422 | 139.0177 | 2168.2637 | 491.9285 | -293.7711 | 209.9989 | -160.8772 | 316.1616 | -1608.4487 | -1325.7247 | -122.7849 | 19.4432 | 911.3082 | -1363.4657 | -754.6507 | -731.9101 | -114.4353 | 296.5822 | 1755.7351 | -1463.1652 | -759.5944 | -707.6833 | 3.1475 | -1978.8778 | -2648.71 | -363.7413 | -27.8604 | -1.9898 | -2114.2437 | -154.6902 | 4471.8003 | 1265.6613 | 5075.2163 | -67.5611 | -1185.9482 | 2170.9116 | -2179.7705 | 810.4208 | 1541.871 | -1092.9309 | -90.8186 | -1133.8752 | 210.1043 | -103.0635
2030-01-01 | 21 | 9.7415 | 668.9114 | -54.4936 | -478.1099 | -783.0208 | -1104.9916 | -11717.3584 | 1925.8923 | 622.9921 | -284.2078 | 3984.3938 | 195.0011 | 1888.0939 | 73.4308 | 2181.5916 | 878.8168 | -374.9381 | 209.9989 | -173.5457 | 406.2638 | -1483.9816 | -1213.0599 | -46.2339 | 12.1557 | 1043.0417 | -1123.7002 | -1308.3002 | -633.6998 | -98.1064 | 400.4657 | 1134.6298 | -1792.9108 | -1314.1594 | -606.7922 | 1.1153 | -2497.8203 | -2693.8042 | -152.0868 | 0.99618 | 91.4326 | -2182.6555 | 12.1794 | 4076.3098 | 1127.353 | 5066.9517 | -204.9301 | -716.1315 | 917.2185 | -3554.3066 | 879.0266 | 1532.1902 | -1124.8152 | 0.16117 | 743.2823 | 210.1043 | -97.2416
2030-01-01 | 22 | 1.1158 | 520.644 | -57.0052 | -510.8774 | -625.7442 | -1098.3666 | -12044.0498 | 2078.4534 | 1.0032 | -142.4043 | 3864.8403 | 195.0012 | 1625.8669 | 1.0021 | 2198.6541 | -188.8303 | -681.4858 | 209.9989 | -195.9785 | 310.2792 | -1322.4904 | -713.0277 | -38.8252 | 38.9481 | 1259.3507 | -1419.1549 | -650.0798 | -647.0547 | -97.4776 | 506.0718 | 1651.1831 | -943.2717 | -986.5611 | -420.5148 | 1.9306 | -2305.6313 | -2020.1809 | -2.037 | 65.9782 | 449.2418 | -2201.5352 | 114.3597 | 3910.73 | 1063.6628 | 4862.0146 | -2.3107 | -272.7515 | 685.123 | -3561.4756 | 834.1288 | 1134.4504 | -1624.3411 | 1.0146 | 4689.0137 | 210.1043 | -34.0793
2030-01-01 | 23 | -9.0668 | 972.6811 | -56.8418 | -649.2822 | -457.1133 | -1423.5233 | -12666.3906 | 2743.0876 | 558.7076 | -92.9708 | 3787.3054 | 139.3561 | 1786.7906 | -151.8896 | 1860.1311 | -311.7557 | -667.4046 | 209.9989 | -212.8364 | 75.3893 | -760.5289 | -632.4633 | -52.9034 | 8.925 | 1658.416 | -1801.3055 | -903.332 | -766.1385 | -102.7768 | 602.8547 | 1466.7693 | 186.4415 | -1023.759 | -274.5579 | 0.77828 | -1849.0505 | -1412.2806 | 0.99969 | 0.99988 | 403.5623 | -2501.9993 | 82.2595 | 4014.1228 | 1124.1797 | 4832.2012 | -2.5229 | -272.8804 | 704.2656 | -3772.5847 | 504.4223 | -79.563 | -1378.9196 | 1090.0052 | 5478.5552 | 210.1043 | -45.2217
2030-01-01 | 24 | -23.9684 | 845.8452 | -57.1569 | -377.606 | -148.688 | -1533.9393 | -12878.666 | 3021.9773 | 1447.9274 | -199.1611 | 3283.6216 | 126.116 | 2058.0063 | -249.1046 | 1642.4291 | -299.4876 | -292.7896 | 209.9989 | -266.8157 | 154.9006 | -478.9272 | -261.7774 | 16.7353 | -13.8486 | 2433.4939 | -1774.3741 | -1044.3851 | -721.0284 | -106.3434 | 701.6174 | 1307.1447 | 3.7035 | -1202.524 | 40.7571 | 0.70912 | -1266.9764 | -2027.1523 | -182.401 | 536.3004 | 0.99623 | -2356.6116 | 318.4653 | 3004.4526 | 1078.3713 | 4485.2676 | -2.4768 | -534.5463 | -676.2428 | -5362.75 | 582.0568 | 1.0372 | -1900.1654 | 1492.3409 | 5062.8223 | 210.1043 | 18.669
2030-01-02 | 1 | -22.8031 | 1114.1252 | -58.6491 | -299.4644 | 684.6735 | -1665.2303 | -13576.832 | 4710.3306 | 1975.7708 | -114.494 | 3240.4604 | -3.3053 | 2111.0227 | -276.9339 | 1585.842 | -238.8989 | -161.3162 | 209.9989 | -275.2051 | 7.9293 | -154.8298 | -130.0032 | 78.8118 | -40.6803 | 2647.1726 | -1704.5603 | -1083.1416 | -737.9174 | -123.0742 | 983.3697 | 1110.1685 | 4.6466 | -1245.8456 | 109.2858 | 0.78504 | -705.4268 | -1674.8934 | -193.881 | 486.6548 | 1.001 | -2573.9331 | 437.007 | 3093.4033 | 1138.6423 | 4585.4331 | -2.349 | -273.7432 | -532.4788 | -5100.771 | 750.2009 | 816.2473 | -2756.8403 | 1312.9738 | 182.5412 | 210.1043 | 50.5307
2030-01-02 | 2 | -16.6066 | 1109.7709 | -54.5171 | -247.379 | 819.1016 | -1580.5928 | -12486.7842 | 4713.3779 | 2268.8025 | -63.0465 | 3169.5503 | -5.3401 | 2153.8223 | -472.3774 | 993.8655 | 0.10666 | -125.2455 | 209.9989 | -231.8442 | 152.2243 | -99.9126 | -10.0253 | 104.4673 | -56.3842 | 2583.7722 | -1503.8004 | -1456.8613 | -690.6365 | -125.5876 | 969.8361 | 513.2482 | 1.0027 | -1511.3615 | 102.5403 | 0.69415 | -591.941 | -2196.6514 | -323.4957 | 0.9985 | 418.0376 | -2589.9355 | 547.4254 | 3014.0952 | 1092.2379 | 4064.4941 | -2.2851 | -272.6082 | -592.8334 | -4929.1792 | 736.53 | 1336.0435 | -3117.7688 | 1710.2183 | 337.7459 | 210.1043 | 106.0179
2030-01-02 | 3 | -16.8995 | 1091.9796 | -53.8139 | -239.088 | 788.7827 | -1525.1714 | -12205.292 | 4565.521 | 2317.0085 | -69.2244 | 3226.2812 | -54.676 | 2147.8894 | -552.0961 | 726.5106 | 75.1405 | -130.4221 | 209.9989 | -118.232 | 139.9104 | -39.1257 | -270.3346 | 98.504 | -72.445 | 2182.7156 | -1476.9651 | -1436.7224 | -669.071 | -125.4026 | 956.6581 | 408.036 | 5.3722 | -1520.6949 | 146.2404 | 0.93939 | -469.4313 | -1737.6753 | -327.1521 | 286.3729 | 0.99953 | -2585.0408 | 528.2694 | 2948.1077 | 1136.3508 | 4282.6792 | -2.4865 | -276.6166 | -701.2104 | -4853.2354 | 734.0042 | 1470.3375 | -3186.01 | 1852.8962 | -2196.7488 | 210.1043 | 117.4455
2030-01-02 | 4 | -19.3537 | 1094.9176 | -54.8314 | -247.4392 | 937.8233 | -1503.0894 | -12388.3174 | 4792.2354 | 2386.7563 | -119.2238 | 3298.3274 | -163.285 | 2083.8311 | -550.7905 | 780.455 | 97.6819 | -119.9759 | 209.9989 | -110.9433 | 132.7005 | -83.2628 | -369.3239 | 109.245 | -62.1199 | 2108.0125 | -1489.8983 | -1546.5409 | -664.8494 | -127.987 | 984.5343 | 469.2703 | 5.663 | -1518.2638 | 197.5212 | 0.78854 | -516.4185 | -1575.3383 | -313.8468 | 220.2519 | 0.99783 | -2598.2922 | 576.4769 | 2951.3223 | 1163.4851 | 4209.0991 | -2.4281 | -276.617 | -544.5151 | -4551.4048 | 760.423 | 1751.8322 | -3482.8044 | 1821.975 | -2981.7175 | 210.1042 | 135.2788
2030-01-02 | 5 | -23.5246 | 1080.4684 | -57.2697 | -265.4832 | 1111.1541 | -1607.896 | -13156.0088 | 5298.9507 | 1821.9192 | -129.0474 | 3419.4563 | -176.6483 | 2153.4553 | -535.8712 | 845.0857 | -108.627 | -133.1723 | 209.9989 | -105.0659 | -71.9136 | -33.3053 | -525.7509 | 118.0945 | -70.7363 | 2015.7677 | -1645.8903 | -1205.9552 | -705.5134 | -128.728 | 1122.272 | 690.084 | 5.7918 | -1274.1682 | 168.3875 | 0.72624 | -329.0618 | -1313.2421 | -269.5047 | 250.0521 | 1.0026 | -2619.418 | 569.8594 | 2986.1438 | 1177.6079 | 4263.5664 | -2.463 | -276.71 | -459.0116 | -4551.7607 | 780.4636 | 1488.1416 | -3896.9773 | 1335.8033 | -1905.3254 | 210.1042 | 134.0633
2030-01-02 | 6 | -25.1535 | 900.6906 | -59.3157 | -266.316 | 1130.2673 | -1494.6016 | -13084.624 | 5202.8989 | 1050.464 | -133.9248 | 3581.9541 | -163.3447 | 2031.2743 | -493.4471 | 993.6564 | -216.1025 | -106.9722 | 209.9989 | -211.4657 | -48.6495 | -208.8773 | -701.6805 | 139.401 | -56.5236 | 2300.2471 | -1624.09 | -1034.91 | -662.1796 | -117.9482 | 1159.4752 | 768.9808 | 6.4589 | -1266.483 | 245.6341 | 0.94712 | -534.9493 | -1347.8715 | -481.0735 | -2.4982 | -2.3129 | -2720.6892 | 558.2197 | 3721.9033 | 1117.3777 | 4673.8716 | 1.0026 | -272.4125 | -7.3501 | -4263.0859 | 1015.7802 | 2420.9241 | -3700.1313 | 758.248 | -2806.1636 | 210.1043 | 43.2568
2030-01-02 | 7 | -25.2656 | 1158.4133 | -63.7476 | -305.6297 | 1010.5818 | -1768.6504 | -13347.9277 | 5011.4028 | 724.2234 | -138.1792 | 3560.3647 | -128.2894 | 2021.2294 | -352.951 | 1414.4207 | -121.7449 | -137.0784 | 209.9989 | -152.3461 | -343.6585 | -487.8208 | -1090.1418 | -9.4035 | -67.0247 | 1946.2906 | -1865.8967 | -712.9865 | -769.2021 | -127.9376 | 978.9489 | 1318.4182 | 186.5795 | -902.5116 | 58.0028 | 0.79894 | -457.3991 | -1343.4491 | 1.0008 | 0.99939 | 435.2352 | -2302.4971 | 64.4773 | 3896.7073 | 1045.957 | 4702.1729 | -2.4318 | -276.5974 | -294.8867 | -5240.2798 | 540.4322 | 1058.1804 | -3747.8491 | 1162.3844 | -476.711 | 210.1043 | 100.7497
2030-01-02 | 8 | -23.1726 | 983.9512 | -67.9929 | -340.6417 | 941.311 | -1734.6301 | -13986.2803 | 4694.8433 | -133.75 | -115.2021 | 3944.5664 | 110.925 | 1671.3619 | -198.6014 | 1941.1862 | -176.9947 | -211.2205 | 209.9989 | -249.4814 | -67.6446 | -739.038 | -1482.9377 | 11.956 | -35.7135 | 2290.5693 | -1768.543 | -1326.6575 | -752.6027 | -112.4848 | 914.348 | 1707.7958 | 4.6175 | -1072.8114 | 12.7779 | 0.63738 | -980.3394 | -1744.5377 | 96.7961 | 0.99791 | 133.7477 | -2526.042 | 61.1572 | 4123.7446 | 1177.4857 | 4995.4614 | -154.2151 | -1176.3466 | 5233.8081 | -1619.5598 | 805.127 | 1756.4783 | -3957.0889 | 704.6577 | 1593.2117 | 210.1043 | 169.2163
2030-01-02 | 9 | -24.1757 | 922.6486 | -69.0037 | -363.1765 | 487.6003 | -1805.9485 | -14095.0605 | 4201.856 | -3.0279 | -117.7759 | 3619.0762 | 55.6788 | 1772.2026 | -198.6978 | 1880.2129 | -237.5323 | -288.329 | 209.9989 | -295.1945 | -1.3566 | -782.3007 | -1207.2274 | -1.9657 | -16.8668 | 2644.7466 | -1838.6946 | -1448.8721 | -785.7055 | -102.0743 | 845.4303 | 1698.9403 | 4.3702 | -961.3906 | -92.3817 | 0.78696 | -1345.6812 | -1871.0675 | -2.1667 | -36.1628 | 449.7007 | -2484.6672 | 17.1316 | 4392.7983 | 1230.6321 | 5069.7354 | 1.0195 | -635.0484 | -190.4267 | -4819.8521 | 701.8339 | 755.0591 | -3095.6853 | 882.2571 | 3775.5396 | 0.10427 | 118.5699
2030-01-02 | 10 | -24.426 | 949.842 | -66.774 | -370.287 | 261.5479 | -1815.007 | -13724.7119 | 3960.3201 | -3.0412 | -113.5018 | 3500.4663 | 61.2648 | 1762.3806 | -195.6153 | 1858.4375 | -398.6521 | -342.6462 | 209.9989 | -278.2356 | 65.5102 | -733.7147 | -1045.8379 | 4.2831 | -27.0551 | 2640.4421 | -1892.4338 | -1740.6279 | -803.1844 | -99.1774 | 824.3718 | 1648.4131 | 4.6504 | -982.3267 | -101.2327 | 0.79284 | -1300.4603 | -1872.6111 | -2.2573 | -67.9051 | 449.4567 | -2435.1436 | 36.4501 | 4455.0762 | 1151.7249 | 5078.5156 | 0.93072 | -841.9726 | -1020.8844 | -5292.3579 | 693.457 | 316.5454 | -2911.3926 | 476.3914 | 5477.6597 | 210.1043 | 95.5356
2030-01-02 | 11 | -23.4536 | 952.1044 | -65.3313 | -368.7305 | 60.8581 | -1773.35 | -12654.5479 | 3460.8381 | -3.0464 | -97.4424 | 3519.9985 | 86.0091 | 1758.5337 | -16.595 | 1808.0822 | -394.339 | -397.1245 | 209.9989 | -336.2637 | 226.3878 | -786.742 | -1069.3459 | 24.6025 | -17.9261 | 2974.8003 | -1828.1556 | -2118.3035 | -793.4564 | -96.8251 | 746.8814 | 1464.5726 | 139.8403 | -1158.7914 | -98.5722 | 0.78998 | -1418.5834 | -1804.3911 | -2.3077 | -110.8839 | 449.7834 | -2445.97 | 166.7974 | 4507.2788 | 1204.1904 | 5083.0225 | 1.0053 | -899.2898 | -838.1716 | -4657.5903 | 827.7115 | 333.7874 | -2616.3025 | 0.9987 | 6945.0054 | 210.1043 | 13.7693
2030-01-02 | 12 | -24.5262 | 934.8366 | -64.7316 | -515.5261 | -34.1827 | -1685.098 | -11662.1201 | 2994.9412 | -3.07 | -122.0483 | 3582.0674 | 136.1721 | 1707.0725 | 1.0003 | 1622.2368 | -663.0599 | -626.9589 | 209.9989 | -339.1405 | 268.6391 | -633.0753 | -1214.9105 | -2.1722 | -12.6319 | 2912.3601 | -1891.7141 | -2201.4578 | -801.794 | -91.3853 | 689.5997 | 1428.9359 | 174.1487 | -1029.3429 | -84.819 | 0.75504 | -1506.98 | -971.4695 | -2.3658 | -158.019 | 449.517 | -2652.9478 | 77.017 | 4552.8345 | 1244.2054 | 5085.2476 | 0.98231 | -974.0575 | -768.8462 | -4426.7407 | 848.4927 | 218.8248 | -2815.186 | -0.72937 | 9142.6553 | 210.1043 | -1.101
2030-01-02 | 13 | -5.1528 | 982.1048 | -40.7726 | -675.8121 | -90.1188 | -1495.2264 | -10995.2207 | 2677.8433 | -3.0778 | -74.8452 | 3566.9961 | 140.4277 | 1679.0729 | 156.2392 | 1704.2487 | -639.2564 | -837.3683 | 209.9989 | -360.082 | 187.8393 | -744.1646 | -2011.8435 | 9.5876 | -6.016 | 2943.77 | -1776.6755 | -1981.5404 | -808.6274 | -87.2429 | 678.9843 | 1198.3278 | 513.0859 | -1044.8967 | -202.4314 | 0.78737 | -1631.8458 | -626.5717 | -2.1123 | -96.6741 | 449.4386 | -2671.6541 | 93.0943 | 4494.2905 | 1246.057 | 5085.6265 | 1.008 | -1165.4164 | -1191.556 | -4886.9546 | 1097.5819 | 1029.1521 | -2715.022 | -187.639 | 10220.3916 | 210.1043 | -61.477
2030-01-02 | 14 | -12.1746 | 1040.9069 | -40.9344 | -679.5303 | 4.9221 | -1346.8524 | -10923.2764 | 2682.4341 | -3.0845 | -100.7259 | 3306.9326 | 107.8315 | 1721.5403 | -14.0435 | 1916.0726 | -886.6702 | -741.5314 | 209.9989 | -398.1797 | 131.3348 | -635.0374 | -1872.1871 | 29.8468 | -11.3788 | 3321.9102 | -1739.6036 | -1920.9548 | -750.6764 | -87.967 | 757.8672 | 1131.1484 | 1516.4108 | -1123.5217 | 3.9941 | 0.77085 | -1606.985 | 222.2654 | -486.0771 | -25.0695 | 449.4192 | -2642.595 | 188.6836 | 4420.4097 | 1166.3245 | 5084.4941 | 0.98992 | -1120.6631 | -489.4814 | -4232.6592 | 986.638 | 1024.8243 | -2693.5774 | 1.0265 | 9446.8301 | 210.1043 | -79.0324
2030-01-02 | 15 | -25.7625 | 801.0179 | -61.211 | -512.9006 | 80.6333 | -1563.4235 | -10935.166 | 2859.6077 | -3.0707 | -129.1044 | 2724.4324 | 49.0913 | 1939.9382 | -89.354 | 1986.4016 | -558.1105 | -459.9364 | 209.9989 | -376.5019 | 81.9866 | -580.7889 | -1560.1577 | 33.6775 | -26.7646 | 3335.0042 | -1832.6146 | -1576.9396 | -761.4759 | -86.1257 | 774.2336 | 1310.1185 | 504.3027 | -1105.3309 | 64.8239 | 0.78751 | -1376.7837 | -768.0196 | -685.3649 | -53.2257 | 449.455 | -2569.5991 | 284.0742 | 4435.6475 | 1216.9739 | 5084.3535 | 1.0059 | -1107.8729 | -37.5264 | -3816.1655 | 754.8787 | -78.6567 | -2544.9648 | 209.3094 | 10110.1533 | 210.1042 | -86.9751
2030-01-02 | 16 | -22.3448 | 901.3137 | -58.8537 | -378.4626 | 130.7523 | -1711.7712 | -11343.6826 | 3107.3838 | -3.0706 | -267.234 | 2596.7317 | 195.0011 | 2003.0057 | -298.4894 | 1510.5327 | -147.9448 | -376.7104 | 209.9989 | -396.1199 | -78.6699 | -621.7357 | -2677.9341 | 22.3084 | -26.7313 | 3398.5776 | -1758.6191 | -1002.7536 | -778.3184 | -94.526 | 794.6163 | 1306.4757 | 3.9422 | -1109.5985 | -58.1326 | 0.65358 | -1336.7749 | -1898.5144 | -788.4994 | -21.6865 | 449.4701 | -2588.5908 | 271.9716 | 4422.9463 | 1274.6528 | 5085.8232 | 0.98582 | -1064.1399 | 396.0946 | -3639.0271 | 698.3671 | -79.5964 | -2498.2036 | 416.3822 | 10122.1172 | 210.1043 | -80.5554
2030-01-02 | 17 | -19.9423 | 1015.3211 | -32.52 | -495.5355 | 133.0848 | -1478.9595 | -10375.8018 | 2844.4036 | -3.049 | -138.8404 | 2543.7356 | 38.8108 | 1913.8322 | -110.2228 | 2030.3226 | -86.625 | -411.9782 | 209.9989 | -366.3124 | -253.6166 | -693.4946 | -2934.4148 | 0.99955 | -27.5287 | 3266.4026 | -1754.8419 | -505.1262 | -726.9261 | -94.3611 | 812.3689 | 1387.9503 | 761.6389 | -976.7349 | 125.1166 | 0.79471 | -1366.6058 | -16.2568 | -740.6677 | -166.1911 | 449.5076 | -2586.1663 | 176.7843 | 4666.7783 | 1202.8273 | 5094.522 | 0.98696 | -1271.5525 | -850.1606 | -5300.7886 | 808.9706 | 357.0298 | -2555.9202 | 233.9049 | 12160.5557 | 210.1042 | -87.9003
2030-01-02 | 18 | -21.9861 | 368.8067 | -45.5195 | -628.606 | -368.8455 | -858.9584 | -7663.1401 | 1540.1754 | 410.2119 | -106.872 | 3093.3518 | 127.4715 | 2126.6736 | 229.9538 | 1883.2588 | -454.5951 | -431.2648 | 209.9989 | -422.3205 | 100.031 | -991.2036 | -3111.1838 | 31.8679 | -2.0544 | 3478.011 | -2110.3699 | -803.9363 | -593.5788 | -69.0178 | 729.5452 | 1192.9941 | 2594.1724 | -943.5983 | 440.9728 | 2.5601 | -996.0309 | 2509.3 | -445.6946 | -230.9453 | 449.4873 | -2675.2625 | 285.939 | 4847.5054 | 1315.3386 | 5106.7188 | -2.6978 | -1288.9286 | 47.3784 | -4001.7932 | 897.269 | 1286.5144 | -2031.7457 | 176.059 | 13606.4863 | 0.10427 | -38.7652
2030-01-02 | 19 | -12.6755 | -14.6802 | -41.631 | -538.2843 | -1047.1062 | -416.5659 | -5792.4272 | 148.8864 | 1.0078 | -121.4159 | 3430.314 | 194.9993 | 1922.2271 | 308.8963 | 2196.5452 | -685.3868 | -399.0116 | 209.9989 | -524.0144 | 349.6201 | -1495.4445 | -3865.5601 | -26.5458 | -4.177 | 3800.1646 | -1445.0063 | -1348.6167 | -436.5235 | -63.898 | 454.4583 | 844.7427 | 2240.2112 | -985.6852 | 420.377 | 5.0177 | -471.1918 | 2169.3616 | -818.2139 | -590.5882 | 449.8036 | -2587.8252 | 3.3151 | 5190.0474 | 1252.9507 | 5071.2935 | -2.9785 | -1990.6416 | 1982.4597 | -2175.5012 | 1115.6672 | 1938.8455 | -1085.4425 | -534.8204 | 10915.5264 | 0.10427 | -139.4518
2030-01-02 | 20 | 0.14646 | -875.8365 | -34.1625 | -347.7396 | -1670.1392 | 186.6359 | -3878.356 | -860.5899 | 31.7472 | -115.2619 | 2708.0281 | 195.0003 | 1644.3777 | 428.5388 | 2048.7092 | -669.514 | -480.4133 | 209.9989 | -693.7277 | 533.1613 | -1464.7294 | -3245.0522 | 0.09268 | 3.6407 | 4301.3096 | -409.8815 | -1674.7659 | -195.6762 | -50.8672 | 395.275 | -135.0781 | 1670.0205 | -1489.5712 | 411.5725 | 5.0773 | -261.8299 | 1422.5444 | -788.3149 | -538.1262 | 449.7139 | -2576.2439 | 0.99447 | 5125.7583 | 1263.4806 | 5062.0186 | -2.979 | -1995.48 | 2100.2002 | -1910.4805 | 1126.5439 | 1484.6785 | -480.664 | -521.9478 | 8576.7373 | 0.10427 | -160.2609
2030-01-02 | 21 | 6.8718 | -771.1943 | -31.6606 | -288.0835 | -1844.5598 | 63.9776 | -3629.6172 | -1387.2677 | 670.8331 | -129.7048 | 2448.1702 | 195.001 | 1164.0337 | 330.8511 | 1975.825 | -6.8166 | -165.8294 | 209.9989 | -680.5292 | 471.3102 | -1259.8608 | -1646.051 | -35.2909 | -23.6824 | 4468.7559 | -369.9857 | -1548.3934 | -226.8413 | -53.1091 | 327.9409 | -298.7295 | 782.8046 | -1471.1001 | 232.8173 | 4.7112 | 189.5151 | 826.5942 | -719.78 | -417.8427 | 166.4642 | -2162.6851 | 0.9987 | 4965.6016 | 1300.9542 | 5071.0874 | -2.9993 | -1459.3285 | 2436.4624 | -863.2087 | 642.9525 | 911.0704 | -768.2507 | -30.4048 | 6493.7104 | 0.10427 | -139.2587
2030-01-02 | 22 | 0.058047 | -788.6298 | -33.6821 | -296.2301 | -1886.5112 | 72.6489 | -3298.3625 | -1418.5256 | 232.6169 | -124.0584 | 3066.8147 | 195.0011 | 454.9717 | 293.732 | 1855.8662 | -187.5019 | 68.8537 | 209.9989 | -611.7962 | 661.1501 | -1278.9673 | -319.7971 | 0.73628 | -41.4439 | 4165.3921 | -517.2899 | -2377.0872 | -230.0089 | -50.672 | 340.4437 | -368.1114 | 1627.4368 | -1398.6854 | 335.8998 | 6.9733 | 409.2272 | 1847.8569 | -406.5154 | -223.1763 | 450.5142 | -2308.1421 | 108.3939 | 4676.1597 | 1421.0697 | 5060.7822 | 1.0005 | -786.4028 | 2918.6763 | -282.0804 | 1131.353 | 1335.536 | -50.7681 | -1046.1084 | 6006.8555 | 210.1043 | -236.857
2030-01-02 | 23 | -7.9826 | -983.5636 | -37.0305 | -301.0988 | -1879.3572 | 269.9714 | -3004.1135 | -1472.2152 | 678.4114 | -129.9818 | 2892.2581 | 195.0005 | 385.5387 | 7.6835 | 2057.5129 | -1222.6039 | -202.5914 | 209.9989 | -617.0117 | 694.4807 | -1093.598 | -164.4095 | 18.3408 | -39.6732 | 4194.5513 | -486.9752 | -2301.8484 | -163.1891 | -49.8177 | 368.1228 | -436.3337 | 2612.1116 | -1490.5844 | 641.4038 | 7.0196 | 361.8952 | 2560.7144 | -587.532 | -124.3349 | 450.3785 | -2648.5271 | 214.8722 | 4404.6362 | 1465.897 | 5040.4434 | 1.006 | -276.789 | 3138.7827 | -48.8908 | 1124.5159 | 1266.1234 | -688.7672 | -220.0328 | 5018.1475 | 210.1043 | -158.1923
2030-01-02 | 24 | -5.2686 | -677.6169 | -35.9448 | -298.6737 | -1903.9128 | 115.2797 | -3394.1331 | -1253.4641 | 1124.4154 | -92.6666 | 3057.3977 | 128.6741 | 1449.7633 | -183.5147 | 1630.8226 | -772.6296 | -143.5014 | 209.9989 | -633.752 | 520.7698 | -1086.1355 | -1639.4786 | 25.4711 | -36.5258 | 4213.3926 | -614.5192 | -1480.0831 | -224.3355 | -62.4997 | 416.8929 | -287.1459 | 1815.8403 | -1482.2257 | 475.0884 | 5.1669 | 226.2991 | 2197.5945 | -945.8201 | -141.2931 | 449.3833 | -2627.3477 | 239.5148 | 3960.4968 | 1419.6688 | 5004.9258 | -285.0845 | -416.687 | 2630.3933 | -366.972 | 1067.756 | 199.1106 | -50.943 | 1.0018 | 3949.3499 | 210.1043 | -266.2344
2030-01-03 | 1 | -14.5372 | -336.4661 | -40.341 | -327.3818 | -1927.5841 | -25.5396 | -2880.7148 | -1228.4873 | 1560.4608 | -125.0903 | 3502.6321 | -9.9238 | 1493.9961 | -311.0035 | 1349.8512 | -518.689 | 1.0008 | 209.9989 | -722.0086 | 410.4797 | -1341.4496 | -3841.9038 | -74.7411 | -47.7147 | 4433.9585 | -1035.3661 | -1583.6948 | -286.3169 | -77.3233 | 224.1613 | -309.5443 | 2176.5479 | -1311.374 | 662.4515 | 6.6689 | 679.2186 | 3236.7551 | -951.0462 | 1.0003 | 1.0001 | -2376.4568 | -58.4376 | 3639.4026 | 1478.4807 | 4629.7842 | -3.151 | -277.0419 | 2982.0935 | 309.2596 | 1180.6285 | 103.6691 | -51.6858 | -1.4924 | 4684.9141 | 210.1042 | -279.658
2030-01-03 | 2 | 2.2692 | 496.7142 | -37.275 | -301.6965 | -765.7192 | -594.7022 | -7180.103 | 1533.8887 | 1796.5239 | -87.272 | 3270.1738 | -34.6115 | 1785.0194 | -481.6123 | 903.7297 | 283.0051 | -193.518 | 209.9989 | -614.7498 | 139.7915 | -895.3322 | -4375.1152 | -99.7795 | -65.2599 | 3980.6516 | -1066.1576 | -1386.552 | -426.9065 | -110.4442 | 416.01 | -327.7721 | -935.5837 | -1357.9142 | 137.7368 | 4.6936 | 698.3809 | 812.9471 | -813.3707 | 169.6618 | 1.0003 | -2642.3618 | -167.2027 | 3636.0195 | 1479.3954 | 4887.6274 | -3.5162 | -276.538 | 2990.9761 | 320.8939 | 960.0088 | 397.9649 | -1411.9589 | 573.8989 | 1105.0266 | 210.1042 | -154.9203
2030-01-03 | 3 | 13.4588 | 899.0806 | -40.963 | -332.5175 | -386.4237 | -1098.8541 | -8403.1748 | 2296.5603 | 1570.8575 | -117.4303 | 2809.9299 | -165.4871 | 2107.0796 | -523.65 | 784.139 | 1101.3726 | -338.7755 | 209.9989 | -540.5233 | 183.5912 | -692.8165 | -3107.4197 | -81.9625 | -63.3334 | 3777.4019 | -1049.3282 | -1271.8229 | -590.3103 | -126.597 | 431.5626 | -240.6937 | -3116.834 | -1423.0662 | -266.1135 | 3.1925 | 719.8635 | -653.8461 | -287.2503 | 340.0376 | 0.99966 | -2567.3198 | -1.6472 | 3229.2278 | 1287.0305 | 4650.3916 | -2.4952 | -272.2343 | 1591.3053 | -1139.5989 | 643.8246 | 32.2112 | -1953.8879 | 1505.0446 | 1575.2604 | 210.1042 | 24.4536
2030-01-03 | 4 | 14.0907 | 1069.3553 | -43.2663 | -346.7721 | -104.3208 | -1315.7756 | -9246.0908 | 2930.634 | 1465.1659 | -142.1483 | 3038.5859 | -184.1665 | 2128.2134 | -464.2894 | 1010.0523 | 1213.6259 | -292.3592 | 209.9989 | -530.8656 | 212.3357 | -605.9843 | -2837.3223 | -49.1146 | -43.685 | 3644.322 | -1108.0697 | -1380.5343 | -657.2298 | -131.728 | 537.6512 | 47.4823 | -3567.1575 | -1403.9031 | -350.7719 | 2.5084 | 587.2877 | -1623.7902 | -291.8531 | 332.0363 | 1.0005 | -2604.1912 | 41.9727 | 3085.396 | 1331.1581 | 4519.8354 | -2.4947 | -272.502 | 1506.9124 | -1757.0581 | 752.9269 | 504.9243 | -2803.4089 | 1169.9449 | 2339.396 | 210.1042 | 35.3799
2030-01-03 | 5 | 18.0384 | 1306.1487 | -43.8395 | -350.329 | -22.3052 | -1488.8142 | -9688.3125 | 3171.1777 | 1360.6594 | -146.3279 | 3794.3298 | -152.0169 | 2116.1458 | -410.8752 | 1215.7825 | 1023.769 | -368.7322 | 209.9989 | -541.2116 | 160.8293 | -735.1409 | -3845.9888 | -68.6355 | -28.9161 | 3626.0657 | -1105.5165 | -1264.6125 | -716.5602 | -140.0178 | 508.4373 | 187.9068 | -4192.0127 | -1357.951 | -495.5595 | 1.9563 | 465.9579 | -2305.603 | -386.3054 | 526.3411 | 1.0002 | -2623.4087 | 0.9989 | 2951.1086 | 1354.0026 | 4577.2212 | -3.0468 | -272.2213 | 2628.9751 | -482.1738 | 770.9301 | 366.8145 | -2502.2903 | 1077.1976 | 2519.6033 | 210.1042 | 30.2804
2030-01-03 | 6 | 12.1014 | 1329.5944 | -49.6615 | -411.8587 | 118.6678 | -1613.8037 | -10252.3145 | 3514.978 | 594.6691 | -139.7324 | 3943.7869 | -133.3701 | 1926.4619 | -416.1245 | 1227.9083 | 1651.313 | -76.826 | 209.9989 | -508.7738 | -3.1865 | -910.2528 | -5351.2061 | -51.3541 | -49.2809 | 3254.3926 | -1345.572 | -1019.4017 | -772.4319 | -134.2084 | 617.488 | 425.4241 | -4340.3188 | -1137.1033 | -491.5947 | 1.9647 | 690.9055 | -701.1791 | -877.5035 | 1.0005 | 250.1701 | -2784.2268 | -0.15663 | 3607.1716 | 1333.0886 | 4638.0854 | -296.5573 | -272.3227 | 2902.9319 | -1007.5549 | 1134.304 | 714.9036 | -2462.8396 | -0.17082 | 3190.196 | 210.1043 | -123.1684
2030-01-03 | 7 | 3.9981 | 923.2493 | -56.2967 | -425.384 | -232.1808 | -1368.1115 | -9174.2031 | 2662.0947 | 1.006 | -67.8967 | 3960.2417 | 145.7625 | 1375.5084 | -258.9387 | 1712.2017 | 1672.5858 | 63.8377 | 209.9989 | -596.7944 | 164.8331 | -1359.3372 | -6279.9824 | -30.3298 | -71.1917 | 3754.1658 | -1264.0435 | -1770.3097 | -662.6797 | -117.7861 | 553.3824 | 351.2517 | -3789.0112 | -1388.9882 | -240.4597 | 2.0733 | 1655.1204 | -14.8197 | -263.4045 | -3.6988 | -2.2257 | -2960.4177 | 46.6967 | 3715.2656 | 1322.0667 | 4657.1406 | -282.5336 | -634.0393 | 3794.4614 | -331.7174 | 1189.5723 | 1395.8826 | -2190.553 | -88.8852 | 4540.1152 | 210.1042 | -5.3488
2030-01-03 | 8 | 1.2131 | 1089.8787 | -61.163 | -476.1928 | -532.8132 | -1301.8318 | -9039.1123 | 1812.4901 | 1.0039 | -172.5952 | 4018.8879 | 111.4806 | 1820.4307 | -83.0452 | 2186.1353 | 1314.5591 | 85.0544 | 209.9989 | -626.1467 | 535.7673 | -1847.6147 | -6067.0312 | -61.3718 | -49.0047 | 3815.6028 | -1293.8397 | -2143.0452 | -626.5316 | -117.4332 | 378.5409 | 715.1658 | -3501.675 | -1383.3546 | -171.6306 | 2.0785 | 1454.0665 | 194.9941 | -819.748 | -346.2365 | 312.5868 | -2404.4614 | 0.9943 | 4622.1943 | 1367.8326 | 5023.5781 | -214.3158 | -1087.04 | 2125.4788 | -1377.4348 | 1006.3055 | 783.4866 | -1426.5295 | 0.99291 | 3993.8098 | 210.1043 | 14.6469
2030-01-03 | 9 | -6.4405 | 1081.2926 | -65.9923 | -519.7307 | -1109.6232 | -1222.9872 | -8867.3301 | 821.3612 | 308.6636 | -223.7991 | 3982.6802 | 134.4948 | 1479.054 | 13.7713 | 2152.2458 | 820.3719 | 128.6941 | 209.9989 | -628.0613 | 585.655 | -1991.8989 | -5971.875 | -110.3392 | -57.8511 | 3767.9612 | -1525.6051 | -2174.7178 | -610.1394 | -111.0385 | 227.2392 | 1029.4432 | -2584.0588 | -1177.3328 | 39.1413 | 2.7339 | 1888.4907 | 685.2475 | -611.9536 | -461.8099 | 449.6761 | -2233.646 | -198.4207 | 4908.979 | 1425.5997 | 5040.5181 | -92.6928 | -1350.8358 | 2381.4812 | -1048.1074 | 1211.946 | 556.5972 | -694.5802 | -581.6565 | 4222.9141 | 210.1043 | -112.288
2030-01-03 | 10 | -2.2982 | 1221.5271 | -61.9799 | -518.137 | -995.6082 | -1328.6216 | -9443.7588 | 1221.1887 | 630.9456 | -287.7937 | 3966.0496 | 194.9989 | 1388.7987 | 12.0834 | 2082.3442 | 421.9402 | 57.289 | 209.9989 | -576.5236 | 452.1624 | -1889.7975 | -5874.8491 | -99.2301 | -30.7397 | 3465.3237 | -1492.2188 | -1783.8091 | -644.8175 | -113.0093 | 300.6129 | 1111.9354 | -2970.4429 | -1152.4353 | -122.2859 | 2.529 | 1507.1797 | 322.6729 | -652.5667 | -477.8482 | 449.803 | -2230.436 | -138.7045 | 5097.8418 | 1481.8473 | 5064.1538 | 66.3177 | -1626.5576 | 2211.04 | -741.015 | 1009.8753 | 0.96856 | -778.3018 | -15.8447 | 3835.2708 | 210.1043 | -97.1939
2030-01-03 | 11 | 3.322 | 1338.8795 | -58.6546 | -509.9652 | -1076.7474 | -1428.9252 | -9680.8105 | 1298.9829 | 855.662 | -326.3698 | 3920.0044 | 195.0014 | 1426.4178 | 156.4432 | 2074.741 | 421.2336 | -60.6767 | 209.9989 | -527.4413 | 590.7415 | -1940.1451 | -6123.0049 | -84.9173 | -11.6269 | 2995.4424 | -1359.1849 | -2151.1953 | -674.9009 | -115.75 | 257.295 | 1015.913 | -3439.4878 | -1331.0709 | -294.0028 | 2.328 | 1120.4884 | -134.5615 | -652.6851 | -338.3371 | 449.6743 | -2359.3054 | -98.3687 | 4623.8774 | 1467.7443 | 5061.103 | -257.1913 | -1724.3717 | 1947.661 | -796.1713 | 1127.3575 | 5.0195 | -818.1043 | -0.81249 | 2814.6021 | 210.1043 | -60.6755
2030-01-03 | 12 | -4.1208 | 1213.0278 | -62.9034 | -510.0667 | -1021.1439 | -1441.3682 | -9322.4727 | 1138.882 | 782.9603 | -329.3018 | 3967.2129 | 195.0003 | 1499.3904 | 274.8393 | 2083.1804 | 306.9303 | -25.4764 | 209.9989 | -521.1496 | 664.031 | -1966.9198 | -5998.2271 | -94.5999 | -3.9032 | 2923.6199 | -1567.6515 | -2356.4426 | -694.8396 | -115.1164 | 196.0391 | 1090.6141 | -2422.6741 | -1203.8486 | -215.8758 | 2.4614 | 1097.0972 | -254.9756 | -639.4537 | -293.0959 | 449.6556 | -2326.2334 | -114.1341 | 4595.5181 | 1467.4746 | 5062.4331 | -259.1203 | -1700.3617 | 2037.6161 | -823.1015 | 1163.2847 | -103.9042 | -839.246 | -215.3197 | 1913.9233 | 210.1043 | -83.7187
2030-01-03 | 13 | -6.5331 | 1560.5264 | -63.8449 | -591.1263 | -607.1096 | -1756.8804 | -10821.4414 | 2303.3862 | 681.7097 | -325.8305 | 3936.1565 | 195.0006 | 1386.4735 | 284.9686 | 2086.7317 | 641.7395 | -59.9638 | 209.9989 | -424.0083 | 435.0954 | -1845.3412 | -5716.8936 | -117.8657 | -13.8869 | 2331.0081 | -1949.7301 | -2079.0293 | -835.829 | -130.5248 | 318.6284 | 1630.1177 | -2130.7424 | -677.225 | -382.3801 | 2.3693 | 1063.0275 | 106.078 | -664.7902 | -302.6072 | 449.6503 | -2176.3916 | -186.5602 | 4560.2778 | 1493.2866 | 5062.1128 | -261.9262 | -1717.4666 | 2130.9785 | -1200.2211 | 1031.5006 | 1.0075 | -1315.462 | -1.4883 | 3128.4409 | 210.1043 | -55.1088
2030-01-03 | 14 | -4.2635 | 1789.7314 | -62.8102 | -658.5917 | -304.0169 | -1942.9249 | -11804.2578 | 3079.9666 | 1.0053 | -333.3471 | 3877.4771 | 195.001 | 1141.5424 | 298.5155 | 2139.2366 | 1175.3248 | -337.3004 | 209.9989 | -342.555 | 271.7006 | -1739.2495 | -5390.6152 | -135.1117 | -16.294 | 1778.2283 | -2094.5647 | -1973.0007 | -930.8203 | -139.149 | 396.7716 | 1450.0159 | -2128.3357 | -573.8478 | -601.5432 | 1.4454 | 841.7799 | -142.4702 | -432.0005 | -32.6157 | 449.3959 | -2027.6069 | -242.8467 | 4538.0288 | 1510.9568 | 5062.1011 | -2.9663 | -1673.776 | 1823.7037 | -1452.7167 | 903.2524 | 117.5224 | -1592.4008 | -1.3866 | 4280.9771 | 210.1043 | -26.5096
2030-01-03 | 15 | -13.2708 | 1652.6355 | -62.2272 | -616.4984 | 40.7343 | -1877.0771 | -12823.5127 | 3907.1199 | 1.0067 | -280.93 | 3917.2703 | 195.0009 | 1447.2798 | 316.4088 | 2145.7766 | 1048.1267 | -205.9154 | 209.9989 | -276.3197 | -42.0769 | -1412.2543 | -4810.8418 | -87.9449 | -3.2104 | 1417.0671 | -2298.825 | -1600.4005 | -933.0249 | -136.4462 | 618.4413 | 1932.7784 | 0.99586 | -318.3259 | -414.0771 | 0.70117 | 251.8904 | -1097.9821 | -499.0925 | -109.8836 | 449.5094 | -2308.9897 | -299.7764 | 4429.9385 | 1446.5197 | 5062.5903 | -2.9732 | -1638.2523 | 1771.342 | -1863.1792 | 887.0425 | 0.99112 | -2121.8323 | -19.1703 | 3154.3972 | 210.1043 | -7.9245
2030-01-03 | 16 | -20.6119 | 1657.026 | -61.549 | -464.7643 | 170.265 | -1943.3293 | -13401.4219 | 4256.5254 | 1.0039 | -303.4094 | 3904.9883 | 195.0014 | 1374.4523 | 279.1851 | 2123.9204 | 785.0652 | -126.2528 | 209.9989 | -249.5915 | -192.9214 | -1421.7963 | -5315.4448 | -122.6632 | -12.5138 | 1206.8872 | -2419.3569 | -1441.3195 | -925.4329 | -145.5126 | 632.9636 | 2188.1772 | 1.0054 | -140.8306 | -366.6605 | 0.64403 | 483.4108 | -1108.3521 | -340.8742 | -1.8397 | 449.4046 | -2253.7769 | -393.0475 | 4207.8823 | 1405.7579 | 5077.9219 | 0.99819 | -1291.1639 | 2585.0007 | -1460.7578 | 837.6514 | -14.1977 | -2313.8967 | -1.1955 | 2005.5052 | 210.1043 | 0.68298
2030-01-03 | 17 | -6.6473 | 1719.8536 | -56.6623 | -599.6896 | 147.9348 | -1877.3938 | -13248.2998 | 4164.874 | 1.0037 | -331.2127 | 3847.0771 | 195.0003 | 1374.9821 | 306.2421 | 2128.4163 | 758.3022 | -198.4861 | 209.9989 | -213.8273 | -188.6398 | -1627.7139 | -5595.5098 | -141.3265 | -8.3221 | 1114.7987 | -2210.8804 | -1398.594 | -942.7729 | -145.9427 | 580.492 | 2016.6841 | 0.99352 | -196.636 | -577.607 | 0.68112 | 512.8247 | -1569.4758 | 1.0041 | 0.99519 | 449.3719 | -1880.9056 | -393.3112 | 4316.7095 | 1285.6505 | 5091.375 | -2.7823 | -976.5525 | 2363.7585 | -1519.3538 | 715.5284 | 137.6999 | -2229.7783 | 1.0192 | 2758.7988 | 210.1043 | 29.8095
2030-01-03 | 18 | 12.2758 | 1523.4309 | -51.6871 | -581.9571 | 230.1074 | -1837.9849 | -13638.627 | 4538.1172 | 696.3064 | -333.7628 | 3807.468 | 195 | 1900.6562 | 356.5684 | 2132.0212 | 1001.9826 | -372.763 | 209.9989 | -194.1905 | -126.9138 | -1567.9229 | -5804.4004 | -127.6877 | -22.6479 | 1061.9895 | -1821.6038 | -1979.2448 | -926.1686 | -142.4498 | 671.9968 | 1832.2671 | -2019.222 | -313.2581 | -897.8588 | 0.67599 | 542.5525 | -2500.4958 | -2.1588 | 23.654 | 449.5219 | -1621.7188 | -200.8842 | 4275.7114 | 1257.8611 | 5101.1367 | -2.8886 | -436.0263 | 1837.4708 | -2357.8447 | 563.8765 | 746.0792 | -2436.4905 | 666.2003 | 5787.4326 | 210.1043 | 115.9595
2030-01-03 | 19 | 12.1314 | 1397.6049 | -55.9277 | -599.3067 | 136.9877 | -1798.0571 | -13724.4121 | 4377.8545 | -3.0649 | -336.5674 | 3872.9749 | 195.0004 | 1686.0082 | 352.1927 | 2143.0137 | 930.0305 | -362.5192 | 209.9989 | -300.9862 | -138.941 | -1728.8715 | -6013.7148 | -146.2982 | -14.3043 | 1660.3971 | -1852.8304 | -1506.0443 | -881.4749 | -139.5613 | 654.3301 | 1951.8103 | -2407.9561 | -31.7425 | -971.1031 | 2.8464 | 1279.5748 | -2352.0156 | -426.3724 | -2.0702 | 449.4727 | -1737.6862 | -383.9643 | 4392.2031 | 1318.5043 | 5081.2866 | -106.1678 | -484.021 | 2817.0559 | -1673.9308 | 907.232 | 755.6064 | -1877.3989 | -21.1931 | 5487.5464 | 0.10427 | -75.7838
2030-01-03 | 20 | 7.1527 | 1083.1444 | -58.7727 | -608.4431 | -45.3685 | -1681.6885 | -13755.8281 | 3898.7263 | 1.005 | -334.6173 | 3865.8494 | 194.9993 | 1442.2722 | 341.3652 | 2144.7585 | 1297.9261 | -340.5621 | 209.9989 | -329.8708 | -30.5383 | -1738.7281 | -6024.6606 | -105.4493 | -21.0364 | 1778.7681 | -1858.4279 | -1539.8059 | -860.889 | -124.5743 | 681.0839 | 1808.6177 | -2271.0608 | 2.1117 | -842.4969 | 3.0436 | 1440.1663 | -1831.1151 | -364.8753 | 33.5257 | 449.5578 | -1802.4414 | -277.261 | 4424.832 | 1371.0072 | 5070.7021 | -3.7033 | -468.3289 | 2977.4563 | -1238.172 | 1060.9226 | 835.7019 | -1647.1702 | -208.6034 | 7822.6133 | 0.10427 | -116.5097
2030-01-03 | 21 | 9.0138 | 892.2292 | -56.2169 | -604.4565 | -313.961 | -1526.2488 | -13330.6924 | 3212.6375 | 651.28 | -334.8085 | 3855.2046 | 195.0007 | 1411.9987 | 385.2096 | 2161.0981 | 1812.9232 | -423.6609 | 209.9989 | -308.4824 | -8.5701 | -1672.8839 | -5761.4673 | -98.1252 | -10.6323 | 1622.9572 | -1767.1287 | -1648.1063 | -826.3236 | -116.3412 | 665.8608 | 1715.9261 | -2263.1296 | -76.9238 | -839.726 | 2.5778 | 959.5648 | -1674.3657 | -402.8765 | -32.87 | 449.6068 | -1763.3429 | -226.2649 | 4515.5767 | 1391.9899 | 5069.7373 | 54.2221 | -396.5795 | 2924.8164 | -1196.0989 | 847.1844 | 375.7325 | -1567.2842 | 1.0053 | 7696.4526 | 0.10427 | -107.4429
2030-01-03 | 22 | 15.8895 | 641.7368 | -50.6398 | -526.1933 | -345.2658 | -1272.2726 | -13079.9209 | 3079.6362 | 876.8623 | -336.8012 | 3854.9673 | 194.9985 | 1453.4762 | 415.9474 | 2171.7866 | 2321.384 | -449.1493 | 209.9989 | -273.1367 | 106.5781 | -1686.3273 | -5883.1646 | -73.9902 | -0.68016 | 1230.4972 | -1430.1252 | -1950.6167 | -742.2852 | -114.5519 | 634.1841 | 1480.2178 | -2266.4236 | -353.8476 | -857.2497 | 1.9102 | 472.2139 | -2198.8582 | -313.5092 | 238.3513 | 450.0038 | -1718.6765 | -108.5676 | 4047.7085 | 1357.9542 | 5045.313 | -4.169 | -272.4192 | 2929.9309 | -1053.6636 | 858.1743 | 506.0149 | -1712.4399 | 180.225 | 4600.1572 | 210.1043 | -17.9033
2030-01-03 | 23 | 23.644 | 627.9954 | -45.8574 | -472.8046 | -213.5077 | -1220.717 | -13148.3262 | 3171.3464 | 682.2339 | -342.3939 | 3812.4897 | 194.9996 | 1422.5989 | 332.8911 | 2180.8616 | 2833.4934 | -529.4033 | 209.9989 | -272.2596 | 254.6437 | -1455.481 | -5959.5342 | -124.9793 | 8.5024 | 1130.8787 | -1199.863 | -2082.281 | -721.5273 | -118.1136 | 533.443 | 1037.6459 | -2908.4358 | -671.0958 | -964.7478 | 0.67412 | 30.1885 | -2757.3857 | -276.4981 | 1.0028 | 449.4477 | -1942.1089 | -205.3125 | 3615.2312 | 1341.7979 | 4803.1313 | -272.3772 | -272.451 | 2694.9797 | -975.033 | 862.0767 | 735.6248 | -2181.3489 | 1.0047 | 3597.1787 | 210.1043 | 23.8629
2030-01-03 | 24 | 20.6411 | 1253.3448 | -45.3976 | -512.4846 | -121.0599 | -1627.3932 | -13243.4531 | 3431.2112 | 1425.87 | -143.904 | 3845.9102 | 193.6957 | 1276.6859 | 289.7021 | 2136.627 | 3518.6958 | -356.1404 | 209.9989 | -346.1734 | 140.8292 | -1544.001 | -5683.1768 | -126.7523 | 22.0054 | 1534.7731 | -1613.3188 | -1883.4777 | -861.6299 | -132.157 | 479.291 | 1465.9235 | -3159.3086 | -558.2487 | -986.2325 | 0.77295 | -397.5584 | -2665.8928 | -341.2085 | 48.3635 | 449.3582 | -2236.5344 | -204.9059 | 3512.25 | 1354.6713 | 4896.0898 | -287.2257 | -531.191 | 2916.2312 | -814.0635 | 1031.0039 | 563.035 | -2299.2383 | -1.8646 | 5018.9106 | 210.1043 | -46.6031
2030-01-04 | 1 | 23.3748 | 1697.7411 | -40.311 | -465.3484 | 76.8711 | -1808.9557 | -13209.8936 | 3897.2876 | 1729.0126 | -154.2211 | 3825.7253 | 195.0024 | 1558.4801 | -31.0824 | 2149.6023 | 3488.8669 | -208.8925 | 209.9989 | -381.49 | 23.8186 | -1220.4963 | -5011.2212 | -159.1284 | -6.311 | 1943.1647 | -1678.6208 | -1393.0598 | -909.3375 | -153.4386 | 479.3526 | 1594.6793 | -3213.1709 | -613.5686 | -955.9547 | 0.84189 | -200.4792 | -3199.5515 | -666.9645 | 1.0014 | 180.1139 | -2273.7761 | -225.3859 | 2550.1372 | 1232.4382 | 3974.6897 | -298.0697 | -455.0497 | 2929.1213 | -614.1345 | 711.9495 | -83.1396 | -2303.0388 | 1040.5936 | 3014.0405 | 210.1043 | 11.2951
2030-01-04 | 2 | 26.2927 | 1757.1711 | -38.3492 | -425.0416 | 301.9753 | -1874.9657 | -13163.251 | 4299.8994 | 1735.7205 | -204.1701 | 3754.2935 | 195.0004 | 1639.5779 | -87.2208 | 1999.2861 | 2789.6831 | -587.5429 | 209.9989 | -344.4231 | -45.8163 | -1059.9617 | -4969.5244 | -142.8402 | -13.2469 | 1781.7491 | -1663.7865 | -941.9565 | -921.5399 | -157.2575 | 560.9852 | 1640.2754 | -3848.6189 | -693.8436 | -965.6582 | 0.4718 | -464.421 | -3425.239 | 1.0016 | 122.7407 | 449.3518 | -2392.7539 | -139.3269 | 2747.1755 | 1294.5001 | 3977.0886 | -2.4168 | -272.534 | 2289.8584 | -1387.8044 | 749.9604 | 138.8513 | -2914.8022 | 1225.6703 | 3933.1968 | 210.1042 | 56.4245
2030-01-04 | 3 | 19.3702 | 2106.877 | -42.806 | -491.1065 | 363.6837 | -2123.8213 | -13405.4492 | 4465.9512 | 1709.5031 | -248.5301 | 3752.0166 | 195.0013 | 1664.5806 | -254.0964 | 1697.6064 | 2904.2029 | -466.4261 | 209.9989 | -334.4933 | -102.8456 | -1028.8009 | -5036.5747 | -142.0232 | 5.5258 | 1711.755 | -2104.6621 | -655.8878 | -1009.8503 | -162.0761 | 576.914 | 2044.9885 | -3765.373 | -515.066 | -902.4103 | 0.43396 | -731.7116 | -2940.3223 | -185.1718 | 33.8252 | 449.4666 | -2325.1047 | -105.4122 | 2682.8398 | 1307.6964 | 3829.145 | -2.9481 | -272.5321 | 2240.5688 | -1409.234 | 699.2132 | 242.3028 | -2992.2688 | 1415.3663 | 4915.6777 | 210.1042 | 58.5595
2030-01-04 | 4 | 8.515 | 2025.6788 | -63.9282 | -451.063 | 498.7806 | -2179.2417 | -13673.1982 | 4684.5112 | 1557.6172 | -136.2504 | 3737.0552 | 83.8463 | 1681.1343 | -306.3045 | 1645.8019 | 2372.8496 | -261.0977 | 209.9989 | -225.0247 | -135.4963 | -923.9197 | -4434.9375 | -116.8939 | -6.1964 | 1364.2136 | -2036.777 | -413.0422 | -974.3444 | -161.2678 | 646.3564 | 2027.104 | -3386.4089 | -560.4055 | -768.15 | 0.58591 | -743.3154 | -3179.7412 | -12.1383 | 25.1005 | 449.4464 | -2286.8357 | -47.4292 | 2813.4807 | 1333.8585 | 3930.4539 | -2.623 | -272.6156 | 2255.8506 | -1383.1461 | 720.4819 | 259.5222 | -3033.1372 | 1390.8582 | 1995.8894 | 210.1042 | 58.2781
2030-01-04 | 5 | -5.8587 | 1825.2542 | -40.5962 | -408.0279 | 603.4385 | -2102.3538 | -13766.8252 | 4758.9404 | 1111.606 | -162.6189 | 3746.0833 | 95.0355 | 1673.839 | -345.8566 | 1547.7694 | 2054.1541 | 27.4241 | 209.9989 | -139.0113 | -184.6516 | -686.1393 | -3730.1064 | -82.3804 | -26.265 | 1410.9818 | -1941.632 | -308.2469 | -928.2659 | -154.4302 | 756.607 | 2185.9993 | -1085.7567 | -574.5725 | -351.5786 | 0.56247 | -587.3865 | -2171.0754 | -5.2734 | 0.99557 | 339.8813 | -2691.1787 | -2.2637 | 2843.6807 | 1328.399 | 3924.5857 | -2.5812 | -272.8767 | 2170.9878 | -1668.6405 | 832.5012 | 300.2494 | -2703.0388 | 1253.3008 | 2238.6331 | 210.1043 | 76.4448
2030-01-04 | 6 | -29.1645 | 1596.1654 | -70.8412 | -410.8267 | 684.3886 | -2103.2583 | -13947.668 | 4804.7671 | 199.986 | -285.962 | 3698.9519 | 167.4699 | 1770.194 | -438.5034 | 1297.441 | 2012.0118 | 68.6696 | 209.9989 | -155.5314 | -365.1329 | -759.2859 | -2940.6558 | -60.082 | -27.156 | 1431.0192 | -2164.1382 | 9.4543 | -908.9934 | -150.1739 | 883.091 | 2364.0051 | 1.004 | -363.9865 | -112.0827 | 0.55945 | -530.1859 | -1018.914 | 0.99918 | 495.7893 | 0.99924 | -2299.2505 | 65.2001 | 2807.5554 | 1332.4279 | 4522.3286 | -2.4952 | -275.3993 | 1695.1469 | -2664.8076 | 619.6572 | 304.5053 | -3456.5085 | 1306.0159 | 3164.2454 | 210.1042 | 184.3008
2030-01-04 | 7 | -31.9037 | 1409.4468 | -75.3658 | -436.2107 | 750.9009 | -2137.4641 | -14247.0713 | 4679.3481 | -3.0435 | -326.7515 | 3652.5471 | 120.6065 | 1676.7576 | -427.8841 | 1405.5061 | 1800.7798 | 87.0792 | 209.9989 | -167.5536 | -485.7544 | -1043.6309 | -3316.4709 | -89.3915 | -19.5485 | 1266.798 | -2263.071 | -4.8386 | -923.3945 | -136.7056 | 913.1868 | 2823.2188 | 3.3884 | -222.7165 | -95.8011 | 0.55277 | -689.5604 | -929.2272 | -28.5256 | 535.5875 | 1.0039 | -2316.9983 | -223.1661 | 2773.6123 | 988.519 | 4386.4546 | -3.628 | -272.4932 | 924.8336 | -3920.6243 | 716.2625 | 176.0116 | -3860.5425 | 893.4418 | 5538.5225 | 210.1043 | 159.2105
2030-01-04 | 8 | -33.3997 | 967.9065 | -80.1655 | -526.9255 | 47.8618 | -1932.37 | -13525.4004 | 3822.0918 | -88.1892 | -351.7666 | 3855.7874 | 155.139 | 1414.229 | 72.2268 | 2031.355 | 1193.3354 | 103.8081 | 209.9989 | -176.9256 | -238.6618 | -1309.3136 | -3251.6472 | -41.1518 | 14.2027 | 1092.9102 | -2167.4639 | -270.1911 | -855.6396 | -111.5296 | 885.1286 | 2993.9658 | 2.6125 | -389.5896 | -3.8316 | 0.65758 | -1428.6317 | -611.2845 | 0.9974 | 242.0337 | 417.2457 | -2549.3628 | -117.1915 | 4037.9294 | 1367.6636 | 5044.5581 | -4.1257 | -277.3246 | 2773.1709 | -1587.0068 | 1006.262 | 104.0825 | -2737.8516 | 439.1051 | 8407.6494 | 210.1043 | -30.3682
2030-01-04 | 9 | -29.9112 | 665.8491 | -59.6237 | -565.2112 | -531.5081 | -1573.5205 | -12637.9355 | 2418.2058 | 1.001 | -350.8716 | 3830.3599 | 168.5067 | 1373.1141 | 32.2841 | 2024.4133 | 1013.2694 | 60.5718 | 209.9989 | -169.3072 | -26.9611 | -1318.9684 | -2215.3108 | -17.7775 | 24.2438 | 1187.7982 | -2222.0632 | -443.2368 | -796.2903 | -95.2492 | 814.6312 | 2977.3381 | 1069.7452 | -466.6281 | 224.0976 | 0.66747 | -1722.2573 | 497.9156 | -4.2604 | 149.8082 | 449.2969 | -2414.6226 | -74.4498 | 4180.981 | 1311.1339 | 5065.5503 | -3.5877 | -506.5052 | 2471.0278 | -1784.5219 | 990.4727 | 1.0097 | -1880.0829 | 659.8984 | 10558.2559 | 210.1043 | -63.8947
2030-01-04 | 10 | -25.9283 | 668.2738 | -56.2481 | -566.4985 | -574.0226 | -1613.2307 | -12744.5381 | 2642.1958 | 1.006 | -350.99 | 3838.886 | 165.3782 | 1400.729 | 43.1025 | 2030.1361 | 733.7924 | 2.2158 | 209.9989 | -171.3745 | -59.5281 | -1239.4274 | -2087.0063 | 6.9201 | 21.359 | 1282.9653 | -2156.3047 | -370.5447 | -808.5987 | -90.9175 | 880.683 | 2841.1326 | 345.6956 | -501.024 | 142.9304 | 0.67656 | -1635.4655 | -293.2825 | -3.8082 | 70.451 | 449.4487 | -2397.1648 | -2.4488 | 4316.9463 | 1378.3969 | 5080.0396 | 0.99669 | -869.6683 | 1941.3087 | -1964.0753 | 959.4167 | 0.9255 | -1979.6501 | 631.1335 | 11973.9941 | 210.1043 | -9.1296
2030-01-04 | 11 | -33.6094 | 431.4492 | -57.3323 | -614.1422 | -359.0964 | -1574.5782 | -12809.2793 | 2995.915 | 1.0041 | -354.5784 | 3841.9717 | 145.8911 | 1454.7142 | 47.6137 | 2035.451 | 868.284 | -64.5927 | 209.9989 | -164.9194 | -73.8744 | -1126.0947 | -1901.8118 | 73.8633 | 22.2564 | 1257.2867 | -2220.5793 | -369.9823 | -791.3453 | -75.9757 | 1040.676 | 2877.3352 | 254.2852 | -500.9919 | 247.5129 | 0.67239 | -1630.8041 | 1340.2036 | -166.0644 | 0.99671 | 449.4863 | -2444.3298 | 119.4697 | 4415.9478 | 1377.6698 | 5083.8755 | 1.0096 | -1096.9453 | 1730.4683 | -2021.0587 | 1058.2305 | 69.303 | -1996.7334 | 416.0372 | 13208.8096 | 210.1043 | -27.1019
2030-01-04 | 12 | -39.8497 | 310.8882 | -58.0671 | -614.871 | -518.2529 | -1370.1979 | -11951.1699 | 2696.8306 | 112.3671 | -354.8539 | 3811.2822 | 140.6308 | 1469.2256 | 58.3073 | 2037.9786 | 490.5082 | 16.3141 | 209.9989 | -167.4097 | -65.3319 | -1055.118 | -1871.7323 | 65.4682 | 28.0874 | 1326.9194 | -2324.0132 | -411.6074 | -750.426 | -72.1372 | 1008.1397 | 2963.0464 | 1363.2424 | -485.0667 | 460.7192 | 0.65954 | -1664.2933 | 2530.0405 | -374.2454 | -2.3678 | 449.476 | -2457.0181 | 82.5649 | 4405.9014 | 1395.8477 | 5086.1152 | -3.2529 | -1154.5541 | 1555.6838 | -2538.8955 | 975.7836 | 216.111 | -1672.0535 | 577.5306 | 13040.332 | 210.1043 | -24.2726
2030-01-04 | 13 | -41.3091 | 467.9803 | -56.9197 | -627.6541 | -615.8417 | -1358.9579 | -11469.4287 | 2545.4211 | 628.7211 | -352.3678 | 3781.3352 | 147.0378 | 1472.7219 | 51.4968 | 2028.1279 | 386.956 | 44.8952 | 209.9989 | -153.997 | -29.3665 | -1120.2378 | -1873.3176 | 46.4047 | 29.2949 | 1344.8761 | -2338.0195 | -620.6873 | -758.1848 | -76.8601 | 944.5432 | 2950.0439 | 1344.1622 | -525.8088 | 531.0959 | 0.67106 | -1660.6714 | 3386.7578 | -637.914 | -56.4801 | 449.5507 | -2327.8354 | 57.0954 | 4453.7539 | 1428.7797 | 5078.2881 | 0.98692 | -1447.2682 | 1055.3677 | -3122.6482 | 845.7409 | 394.449 | -1334.7085 | 946.9217 | 12800.8281 | 210.1042 | 10.4449
2030-01-04 | 14 | -44.176 | 671.8468 | -70.0561 | -608.5614 | -482.6582 | -1304.2318 | -10291.7461 | 2313.7239 | 660.9424 | -346.9678 | 3779.4175 | 194.9992 | 1453.7693 | 1.002 | 2038.4583 | 537.4046 | 19.9929 | 209.9989 | -166.3126 | 5.8656 | -1099.308 | -1859.8241 | 25.1305 | 33.8654 | 1382.2002 | -1949.9401 | -964.4434 | -681.2114 | -81.4365 | 880.2778 | 2568.3687 | 707.9741 | -896.0715 | 502.0675 | 0.66012 | -1784.4874 | 3562.6455 | -756.0839 | -125.4714 | 449.8272 | -2393.3914 | 18.0166 | 4615.9189 | 1482.639 | 5078.3921 | 79.2875 | -1459.6035 | 686.1794 | -3289.1956 | 790.8115 | 0.97609 | -1464.9734 | 926.6975 | 11409.6729 | 210.1042 | 6.4898
2030-01-04 | 15 | -50.2699 | 257.7033 | -49.9313 | -630.4536 | -589.3759 | -1009.7543 | -8681.5693 | 1787.8593 | 843.7734 | -353.567 | 3686.3667 | 135.1732 | 1545.3883 | -60.5878 | 1880.8325 | 729.3661 | 107.9527 | 209.9989 | -169.7745 | 17.7241 | -964.3964 | -1543.58 | 63.4701 | 31.3234 | 1553.3054 | -2064.9414 | -855.0964 | -610.6873 | -62.9667 | 944.3129 | 2579.9001 | 2363.1865 | -845.8636 | 908.1025 | 0.65926 | -1740.3501 | 6957.4824 | -480.5297 | -126.8073 | 449.4102 | -2285.7605 | 70.4091 | 4527.5215 | 1454.0095 | 5078.7002 | -2.5819 | -1446.4147 | -698.2159 | -4655.3711 | 782.3324 | 40.1236 | -1356.3925 | 847.7537 | 12931.1592 | 210.1042 | 1.0001
2030-01-04 | 16 | -76.1233 | -116.6226 | -59.9513 | -734.765 | -999.7607 | -495.1779 | -5395.7051 | 333.2523 | 882.0516 | -344.1581 | 3537.8643 | 164.9382 | 1622.4796 | -74.2726 | 1832.3271 | 325.8874 | 304.8247 | 209.9989 | -215.5896 | 155.009 | -1051.5813 | -1376.3136 | 74.3711 | 30.1803 | 1909.7996 | -2195.2615 | -1110.2958 | -502.7696 | -50.2364 | 871.0651 | 2469.9717 | 6076.9995 | -931.5314 | 1557.946 | 0.57571 | -1714.9364 | 9844.7012 | -486.9641 | -24.3269 | 449.3677 | -2360.4338 | 129.6837 | 4448.2812 | 1427.2399 | 5078.062 | -2.5442 | -1523.8167 | -512.512 | -4735.4536 | 842.8959 | 0.98312 | -1294.5485 | 806.2819 | 13555.6934 | 210.1043 | -4.4006
2030-01-04 | 17 | -76.7165 | -98.073 | -61.102 | -742.3973 | -1082.5548 | -436.2883 | -4549.5762 | -2.2135 | 653.2076 | -319.8955 | 3712.7322 | 202.6054 | 1557.4399 | -331.2888 | 1615.5679 | 43.9608 | 357.4304 | 209.9989 | -253.7328 | 149.3071 | -1011.1522 | -1523.1898 | 52.9796 | 19.1615 | 2000.1527 | -2159.9092 | -1181.0775 | -477.9698 | -51.0713 | 826.1258 | 2328.7295 | 6396.6284 | -976.7321 | 1560.7795 | 0.37678 | -1574.4611 | 10070.7402 | -513.6573 | 35.9875 | 449.0737 | -2656.0854 | 42.7505 | 4013.8362 | 1410.2693 | 5062.0527 | -253.7578 | -949.7725 | 1797.1088 | -2641.8174 | 951.7057 | 692.6553 | -1481.0773 | 421.1156 | 12255.415 | 210.1042 | -42.4498
2030-01-04 | 18 | -78.4453 | -138.0924 | -65.4085 | -746.8407 | -867.1193 | -408.7396 | -3638.3284 | 212.9028 | 332.0348 | -189.5444 | 3763.0322 | 0.99987 | 1874.2155 | -171.7567 | 2146.3538 | -161.4122 | 361.9552 | 209.9989 | -188.0396 | -105.8755 | -936.9572 | -1745.6632 | 35.9508 | -18.9661 | 1306.8441 | -2136.0518 | -1047.2787 | -461.4423 | -54.579 | 893.872 | 2450.1702 | 6541.8677 | -787.3777 | 1560.3234 | 0.4887 | -1116.3656 | 10134.5537 | -846.0411 | -618.2744 | 449.8322 | -2312.6426 | -59.3178 | 5233.7637 | 1398.9933 | 5078.8872 | 1.0027 | -1888.7338 | 614.8001 | -4243.1743 | 706.4138 | 4.7936 | -1130.6675 | 408.8953 | 11573.7832 | 210.1043 | -152.8112
2030-01-04 | 19 | -70.0448 | -154.2363 | -73.1812 | -750.8554 | -550.6968 | -342.3293 | -1864.6675 | 509.5212 | -2.9749 | -170.0603 | 3740.4714 | 52.976 | 1445.6716 | -69.1972 | 2150.0808 | -367.9651 | 220.2341 | 209.9989 | -411.5221 | -14.9546 | -989.5414 | -1933.1836 | 30.6935 | 11.9225 | 2150.3193 | -2179.616 | -1263.1318 | -427.7641 | -59.9241 | 838.7877 | 2056.4231 | 6362.6436 | -922.886 | 1329.6864 | 0.53241 | -1511.1041 | 9049.3418 | -446.8868 | -624.0472 | 450.1016 | -2463.1392 | -82.5513 | 5414.0127 | 1406.0132 | 5085.5288 | 155.3849 | -1627.5687 | 2159.5513 | -2373.4016 | 721.1841 | 216.8267 | -1819.9513 | 385.4549 | 9283.0801 | 0.10427 | -187.1928
2030-01-04 | 20 | -68.1324 | -206.2925 | -77.2323 | -747.7477 | -954.5574 | -319.7422 | -1827.6838 | 95.5806 | 1.0061 | -172.2918 | 3757.4153 | 77.8357 | 1493.6787 | -146.0639 | 2128.9902 | -372.454 | 163.8835 | 209.9989 | -416.1647 | 36.0251 | -908.1047 | -1645.2534 | 38.4778 | 12.6851 | 2202.7581 | -2166.364 | -1280.6709 | -408.3309 | -56.7449 | 822.3486 | 1915.8231 | 6121.4014 | -976.8649 | 1293.5398 | 0.85611 | -1501.5999 | 8710.0303 | -476.6687 | -672.4986 | 450.1323 | -2404.6287 | 0.99739 | 5444.8813 | 1427.8362 | 5077.8662 | 18.0295 | -1354.0308 | 2260.9888 | -2033.6376 | 550.4202 | 0.92678 | -1696.4855 | 492.7587 | 7439.186 | 0.10427 | -131.7228
2030-01-04 | 21 | -75.1223 | -341.6306 | -75.9937 | -750.0627 | -1187.5321 | -293.4344 | -1902.0476 | -2.1935 | 1.004 | -165.5478 | 3792.6375 | 84.0025 | 813.8899 | -137.4691 | 2148.282 | -220.207 | 310.0946 | 209.9989 | -485.1143 | 61.6945 | -698.3358 | -1333.0198 | 53.2644 | 2.5269 | 2888.9067 | -1983.7699 | -1694.342 | -360.552 | -46.6634 | 852.9123 | 1739.4602 | 6922.2363 | -1121.4452 | 1463.0115 | 0.51627 | -1271.1338 | 9390.751 | -290.6806 | -348.3895 | 403.3084 | -2605.3833 | 29.0871 | 5191.8457 | 1438.8572 | 5068.9692 | -3.3929 | -1045.4824 | 2271.7839 | -1832.601 | 560.275 | 0.96621 | -2056.3162 | 100.5125 | 7366.8071 | 210.1042 | -98.8811
2030-01-04 | 22 | -70.1895 | -326.9529 | -76.1212 | -749.7546 | -1203.5107 | -292.0602 | -1966.619 | -2.1416 | 1.0044 | -143.7725 | 3838.1753 | 111.9759 | 1003.8186 | -207.6421 | 1920.2705 | 101.292 | 303.8154 | 209.9989 | -516.6248 | 101.6519 | -626.3729 | -1237.7285 | 57.7684 | -2.9908 | 3288.7544 | -1872.2211 | -1853.8627 | -362.5667 | -46.6019 | 838.7729 | 1447.498 | 6433.9277 | -1241.4402 | 1401.2924 | 0.85998 | -1192.2651 | 9135.5098 | -15.8281 | -157.8647 | 450.3584 | -2600.6284 | 0.99782 | 5096.8574 | 1598.5461 | 5058.564 | 78.0259 | -691.409 | 2365.8135 | -1928.9963 | 574.4737 | -81.7453 | -1916.8635 | 165.149 | 6759.0303 | 210.1042 | -95.5272
2030-01-04 | 23 | -68.062 | -279.4407 | -76.3906 | -752.8758 | -1225.1198 | -332.0398 | -1970.3496 | -2.1664 | 207.19 | -139.5382 | 3672.0352 | 73.8485 | 1519.0634 | -220.8642 | 1932.55 | 549.2091 | 331.0506 | 209.9989 | -405.8466 | 126.1372 | -543.8217 | -1319.2803 | 64.5059 | -27.8057 | 2838.2739 | -1914.3079 | -1942.588 | -397.029 | -46.1637 | 840.2276 | 1209.6655 | 5978.3721 | -1276.0588 | 1359.2319 | 1.0445 | -928.6205 | 8947.6025 | -537.9686 | -341.4197 | 0.99974 | -2539.3469 | 49.3392 | 4983.4272 | 1457.1815 | 5043.4629 | -3.0461 | -968.762 | 2251.4973 | -2009.7212 | 581.4095 | 0.99327 | -1667.2964 | 169.4241 | 6885.3462 | 210.1043 | -116.8301
2030-01-04 | 24 | -77.2132 | -260.7177 | -79.5631 | -756.3087 | -1379.99 | -393.1005 | -2938.9875 | -132.932 | 516.287 | -113.7997 | 3226.2314 | -6.3197 | 1594.231 | -373.4134 | 1438.5758 | 577.8914 | 407.7055 | 209.9989 | -372.3202 | 25.9685 | -502.1174 | -1043.326 | 34.1286 | -56.5318 | 3151.9309 | -2237.8491 | -1252.0193 | -445.3539 | -50.2802 | 836.4915 | 1279.8644 | 6513.064 | -1087.9375 | 1476.6583 | 0.58361 | -494.2061 | 9517.4951 | -525.5333 | -2.6441 | 449.2991 | -2257.3376 | 69.1665 | 4480.4658 | 1471.6281 | 4998.1914 | -7.5636 | -690.2282 | 735.3443 | -3223.7402 | 305.0897 | 1.0035 | -1613.6031 | 1426.8523 | 7968.2817 | 210.1043 | 93.0428
2030-01-05 | 1 | -81.6343 | -639.3615 | -78.0789 | -743.2395 | -1461.1304 | -325.9215 | -4541.0674 | -114.8595 | 926.941 | -71.876 | 3148.8574 | -20.6736 | 1328.7158 | -540.9783 | 803.3918 | 243.4314 | 394.2701 | 209.9989 | -408.0261 | 182.6767 | -500.7846 | -1187.3829 | 147.0647 | -59.5737 | 3290.0945 | -2220.9634 | -1615.3398 | -418.8764 | -26.9945 | 989.3403 | 998.0446 | 6693.6436 | -1158.9423 | 1633.4935 | 1.0044 | -236.1187 | 9944.5234 | -566.337 | 1.002 | 449.3227 | -2424.9041 | 408.288 | 4319.9253 | 1444.9346 | 4994.1689 | -95.8969 | -334.8991 | 1483.3157 | -2201.2893 | 651.2493 | 458.6853 | -1753.1851 | 745.0602 | 10554.0732 | 210.1042 | 41.7337
2030-01-05 | 2 | -80.4058 | -717.8321 | -75.4478 | -741.882 | -951.4351 | -412.0627 | -6749.0278 | 533.6345 | 835.853 | -44.2781 | 3120.1436 | -21.9043 | 1484.4968 | -614.4741 | 545.6741 | 412.1977 | 383.0375 | 209.9989 | -456.4704 | 433.6652 | -589.6153 | -1549.061 | 276.078 | -51.8025 | 3508.4297 | -2047.0331 | -2168.9736 | -445.024 | -17.5792 | 1164.1863 | 853.4977 | 6416.4497 | -1066.0793 | 1639.3265 | 1.2679 | -339.2291 | 9775.5068 | -447.7346 | 0.99949 | 216.827 | -2571.0417 | 835.595 | 4339.1807 | 1477.2771 | 4983.7168 | -3.5005 | -272.709 | 1919.8752 | -1474.4236 | 1154.472 | 2363.0374 | -2826.5405 | 125.9495 | 11628.8379 | 210.1043 | 65.164
2030-01-05 | 3 | -76.0019 | -558.1005 | -71.967 | -736.2714 | -961.0431 | -422.7606 | -6741.2949 | 359.9273 | 749.1825 | 19.6976 | 2824.9004 | 79.6172 | 2111.9324 | -680.3024 | 290.4201 | 484.3689 | 338.6166 | 209.9989 | -483.821 | 415.3394 | -567.9524 | -1496.2439 | 250.744 | -54.9354 | 3760.5486 | -1967.4554 | -1978.4448 | -450.5538 | -30.3955 | 1095.5052 | 534.0392 | 6273.5479 | -1292.0673 | 1628.0792 | 1.8983 | -245.4848 | 8960.9785 | -606.3502 | 42.0821 | 17.5956 | -2540.3191 | 813.136 | 4254.8506 | 1518.546 | 4977.0479 | -4.6492 | -276.1952 | 2133.5886 | -1120.9535 | 978.8282 | 1755.7123 | -2828.8079 | 1204.2815 | 12111.332 | 210.1043 | 136.2314
2030-01-05 | 4 | -69.0846 | -655.6646 | -71.8596 | -676.7854 | -757.957 | -396.5491 | -7912.811 | 889.7158 | 453.7559 | 9.6469 | 2573.886 | 61.9426 | 2087.2874 | -669.5203 | 385.1327 | 750.6755 | 398.2478 | 209.9989 | -481.7628 | 403.9815 | -508.4803 | -1451.1097 | 261.6556 | -62.4497 | 3807.4834 | -1955.0249 | -2119.7744 | -422.3188 | -28.3757 | 1136.8732 | 456.4698 | 5047.3325 | -1488.5024 | 1528.8448 | 1.5541 | -149.5571 | 7574.957 | -587.897 | 48.9839 | 1.001 | -2563.8904 | 860.0181 | 4164.8105 | 1560.142 | 4887.2925 | -3.8873 | -278.0513 | 2077.3987 | -1163.0715 | 900.6973 | 1501.1956 | -2992.1104 | 919.7978 | 10800.3877 | 210.1043 | 107.8248
2030-01-05 | 5 | -67.4355 | -690.2856 | -72.1137 | -671.1129 | -438.5609 | -490.1987 | -8433.8711 | 1158.0675 | 13.9549 | -23.7536 | 2699.0762 | -13.395 | 2063.6968 | -663.2485 | 447.387 | 1165.5266 | 393.4354 | 209.9989 | -483.7748 | 439.8912 | -604.4265 | -1607.2146 | 290.3364 | -54.3592 | 3741.9756 | -1979.2485 | -2314.4529 | -455.1243 | -24.0849 | 1202.8176 | 571.0766 | 4242.4214 | -1438.9069 | 1453.0739 | 1.3848 | -136.8874 | 7800.5767 | -664.5507 | -2.0679 | -3.0669 | -2562.2483 | 922.4141 | 4193.2524 | 1427.015 | 4874.4692 | 1.6682 | -276.5712 | 2116.9963 | -1308.1639 | 1172.1754 | 2200.3596 | -3443.3838 | 269.3238 | 12871.917 | 210.1042 | 95.809
2030-01-05 | 6 | -60.162 | -389.98 | -70.3016 | -574.3943 | 0.997 | -870.3465 | -10741.2471 | 2491.1895 | -3.0734 | -48.5396 | 2939.5964 | -57.4278 | 2092.1812 | -649.6078 | 507.2238 | 1272.1886 | 182.8241 | 209.9989 | -408.8472 | 208.2782 | -621.4225 | -1992.3612 | 285.6839 | -58.9754 | 3341.0549 | -1981.5905 | -2033.3866 | -556.7491 | -37.7049 | 1355.2087 | 754.9883 | 2469.8782 | -1362.5316 | 1107.3783 | 0.56424 | -204.1491 | 6317.2905 | -747.8797 | -14.042 | -2.713 | -2566.8425 | 888.5369 | 4294.0864 | 1349.5962 | 4959.9712 | 1.0067 | -273.5371 | 1278.8027 | -2410.3994 | 1185.1549 | 2858.2097 | -4368.5801 | 515.6301 | 14046.7549 | 210.1043 | 182.7632
2030-01-05 | 7 | -40.0053 | 164.1465 | -65.6555 | -538.6363 | 263.7667 | -1236.1346 | -12219.5312 | 3072.2397 | -649.1544 | -73.8416 | 3440.2314 | -17.8388 | 2132.7166 | -591.3165 | 678.9792 | 1452.0028 | 75.3014 | 209.9989 | -388.592 | 127.0647 | -713.1343 | -2784.1108 | 186.0676 | -52.8105 | 3171.7739 | -1990.1001 | -1939.2267 | -664.2215 | -61.5351 | 1201.1218 | 969.2544 | 940.8397 | -1189.1301 | 720.382 | 0.68573 | -268.3246 | 3258.144 | -763.4055 | -2.4033 | 154.2324 | -2542.7009 | 530.254 | 4383.1602 | 1477.1915 | 4991.9487 | 1.0139 | -273.1341 | 989.7738 | -2859.9231 | 1065.3975 | 1456.2859 | -4304.2349 | 203.0703 | 11749.5391 | 210.1042 | 182.2358
2030-01-05 | 8 | -46.5395 | 75.8442 | -73.1135 | -603.791 | 353.6067 | -1401.7368 | -12703.832 | 3132.2546 | -1422.2833 | -121.9885 | 3598.5876 | -3.0114 | 2102.4902 | -481.7445 | 1054.295 | 1465.9901 | -17.789 | 209.9989 | -370.6662 | -40.3773 | -798.3333 | -3661.9807 | 136.4771 | -52.6591 | 2961.7092 | -2282.0847 | -1679.5775 | -753.5027 | -62.9169 | 1171.6162 | 1446.4475 | 974.6597 | -842.2806 | 602.5562 | 0.67046 | -286.8047 | 3225.4514 | -561.5767 | -23.9753 | 450.0948 | -2610.634 | 360.0872 | 4745.5679 | 1562.0717 | 4991.1777 | 287.3774 | -273.6202 | 1616.2332 | -2420.0449 | 1043.5637 | 996.8186 | -4378.1294 | -7.0652 | 12024.1123 | 210.1042 | 179.6211
2030-01-05 | 9 | -35.7869 | 370.4647 | -69.6559 | -599.6866 | 290.6994 | -1573.2004 | -13447.3447 | 3162.8086 | -1697.3242 | -122.0602 | 3706.3423 | 25.0443 | 2065.9719 | -354.2735 | 1478.766 | 1325.5249 | -116.0589 | 209.9989 | -416.0436 | -72.1354 | -1058.5719 | -4830.4458 | 99.6541 | -35.2489 | 2940.8875 | -2216.5627 | -1881.6884 | -810.6215 | -76.9202 | 1112.3782 | 1601.5409 | 168.0164 | -810.392 | 318.7328 | 0.68344 | -521.4273 | 1858.0454 | -810.2065 | -239.8113 | 449.7958 | -2644.9294 | 303.761 | 4786.147 | 1507.9924 | 5017.2651 | 1.006 | -517.6028 | 1111.9122 | -2625.5583 | 1182.4371 | 789.9768 | -4349.7222 | -248.8167 | 11239.7441 | 210.1043 | 79.7436
2030-01-05 | 10 | -27.9187 | 651.5812 | -66.3099 | -608.9135 | 0.98523 | -1697.0128 | -13762.9141 | 3263.6338 | -1616.4873 | -122.1375 | 3727.4968 | -1.124 | 1790.8506 | -326.4485 | 1598.8817 | 1341.9426 | -162.4966 | 209.9989 | -415.3069 | -228.4248 | -1053.0194 | -5152.3296 | 37.5599 | -24.8552 | 2899.1626 | -2200.373 | -1507.6624 | -855.3868 | -88.2436 | 1017.0652 | 1773.2606 | 3.7588 | -681.5322 | 109.4029 | 0.7061 | -704.2692 | 1042.303 | -824.431 | -185.1783 | 449.5289 | -2648.8525 | 15.3477 | 4794.3135 | 1458.0496 | 5013.7866 | -3.4422 | -791.6357 | 454.1705 | -2816.0747 | 1083.2881 | 72.1731 | -3569.9094 | -23.2322 | 9370.6191 | 210.1042 | 69.3369
2030-01-05 | 11 | -27.3696 | 672.3122 | -64.9169 | -608.4341 | -26.6732 | -1683.1721 | -13604.0635 | 3150.2788 | -1282.5378 | -139.1764 | 3743.4592 | 0.99016 | 1693.1154 | -260.8182 | 1814.9954 | 1239.839 | -171.7086 | 209.9989 | -426.4597 | -294.8871 | -1013.5397 | -5329.8218 | 4.3289 | -23.2143 | 2963.6624 | -2248.6143 | -1430.7939 | -843.9744 | -91.1016 | 979.7592 | 1851.5513 | 0.9773 | -622.2085 | 74.7621 | 0.72327 | -562.6719 | 979.7789 | -849.3926 | -194.7345 | 449.5279 | -2617.5989 | -56.7343 | 4838.1895 | 1445.4679 | 5011.8379 | -3.7356 | -1190.2161 | 57.6411 | -2928.2988 | 960.1997 | 1.0134 | -3086.2842 | 362.0999 | 9344.9707 | 210.1043 | 92.1329
2030-01-05 | 12 | -29.7425 | 843.0409 | -59.0578 | -552.123 | -8.0611 | -1735.2584 | -13571.0176 | 3383.8489 | -621.527 | -146.9821 | 3759.4939 | 11.1722 | 1541.0464 | -230.8387 | 1906.4808 | 1223.7894 | -60.8071 | 209.9989 | -472.9166 | -288.4738 | -977.7535 | -5498.7622 | -34.5164 | -41.0168 | 3298.021 | -2197.467 | -1454.7173 | -841.5856 | -98.856 | 885.3306 | 1685.5116 | 433.2777 | -655.316 | 93.4125 | 0.72347 | -297.6311 | 856.5168 | -841.093 | -162.7406 | 449.5013 | -2552.803 | -181.3849 | 4830.2544 | 1437.2771 | 5025.9282 | -3.2853 | -1233.9255 | 22.3078 | -2803.6177 | 863.9443 | -78.7311 | -2901.6802 | 527.5742 | 7149.4917 | 210.1043 | 112.9401
2030-01-05 | 13 | -31.9408 | 1151.9503 | -70.4289 | -442.1039 | 265.011 | -2014.1473 | -13717.2959 | 3885.645 | -3.0395 | -122.1199 | 3729.6985 | 79.0429 | 1635.4554 | -299.3366 | 1781.4512 | 1687.2805 | 7.9073 | 209.9989 | -436.2372 | -363.6198 | -851.2844 | -4810.3555 | -51.7326 | -55.7848 | 3036.3701 | -2313.1145 | -1352.4935 | -907.6296 | -113.9682 | 889.7275 | 1869.4185 | 3.2112 | -488.7088 | -23.7558 | 0.72104 | 3.3216 | -1007.7034 | -835.0074 | 1.0031 | 449.3719 | -2466.9036 | -88.1239 | 4368.9849 | 1480.3159 | 5024.9185 | -231.6276 | -985.4581 | 388.6208 | -2121.0745 | 555.8076 | 0.98648 | -3469.1072 | 1305.5125 | 8250.3135 | 210.1043 | 223.2128
2030-01-05 | 14 | -31.3751 | 1312.9441 | -66.5069 | -429.3752 | 244.7366 | -2043.1981 | -13385.5918 | 4165.8096 | 811.7983 | -242.5126 | 3605.2983 | 80.0703 | 1564.4453 | -388.4911 | 1398.1794 | 1591.4818 | 14.9378 | 209.9989 | -117.5194 | -275.9992 | -788.6046 | -3980.3618 | -25.5842 | -79.9436 | 1415.2717 | -2332.1489 | -1189.1593 | -921.2191 | -123.1977 | 896.9279 | 1856.9728 | 3.2999 | -456.7761 | -31.7056 | 0.6364 | -5.2549 | -873.1099 | -348.7306 | 117.467 | 449.3789 | -2406.5315 | 99.7467 | 4275.3452 | 1555.5079 | 5045.0649 | -2.7468 | -692.5659 | 75.1279 | -2617.6355 | 747.2073 | -79.6574 | -2461.2515 | 1382.5087 | 7511.7163 | 210.1042 | 152.4003
2030-01-05 | 15 | -27.7716 | 1458.2441 | -62.9907 | -388.989 | 446.7425 | -2035.7052 | -13535.7842 | 4567.2637 | 898.5654 | -209.264 | 3229.1062 | 83.9779 | 1674.8143 | -379.8051 | 1482.5081 | 1754.606 | -35.9361 | 209.9989 | -197.8387 | -350.9069 | -512.2198 | -3890.3884 | -49.1912 | -53.1974 | 2142.2092 | -2166.3799 | -706.3215 | -911.3314 | -133.414 | 887.2684 | 1770.7382 | 4.4315 | -584.6304 | -141.7879 | 0.71136 | -331.6625 | -1115.0175 | -438.8416 | 211.1121 | 449.3459 | -2595.3735 | 12.3805 | 4170.4077 | 1593.0377 | 5042.4561 | 1.0056 | -625.9232 | 153.1646 | -2614.4338 | 707.9523 | -79.3203 | -2968.0266 | 1448.2808 | 5695.7256 | 210.1042 | 137.7603
2030-01-05 | 16 | -22.241 | 1290.2611 | -46.2692 | -575.2499 | 229.5799 | -1723.3107 | -11901.8447 | 3991.7102 | 1022.2465 | -131.5264 | 3117.8772 | 1.2268 | 1656.4851 | -270.9394 | 1766.7358 | 1466.3141 | -94.0507 | 209.9989 | -374.0007 | -345.6495 | -503.0201 | -4066.7676 | -36.6977 | -30.7916 | 3014.7251 | -2153.2261 | -614.2985 | -866.7647 | -124.3688 | 881.5542 | 1857.576 | 1.0005 | -592.4739 | -2.2444 | 0.72298 | -343.3863 | 618.3644 | -301.4284 | 210.6149 | 449.1512 | -2583.5405 | 0.99649 | 4173.9604 | 1612.295 | 5041.9272 | 0.99125 | -812.3002 | -56.2315 | -2773.6924 | 618.5746 | -34.2101 | -3009.5725 | 1712.2438 | 8865.2451 | 210.1042 | 131.494
2030-01-05 | 17 | -6.7096 | 1446.9243 | -49.7135 | -640.6523 | 282.7449 | -1822.6405 | -11827.126 | 4103.9849 | 920.3565 | -126.5819 | 3352.4421 | 60.1432 | 1649.6599 | -228.7459 | 1930.6771 | 1947.8756 | -357.8961 | 209.9989 | -465.5576 | -335.2859 | -555.8756 | -3848.1111 | -64.0821 | -11.2096 | 3441.4946 | -2137.2434 | -773.4416 | -925.0397 | -126.8867 | 868.3564 | 1892.0441 | -1436.0797 | -659.2729 | -348.4052 | 0.70371 | -515.3622 | -623.3934 | -857.6313 | -212.0239 | 449.6654 | -2578.7358 | -26.3462 | 4972.7642 | 1611.7479 | 5046.1851 | 121.8014 | -1246.6339 | 884.1818 | -2495.7878 | 640.174 | -81.5232 | -3250.9263 | 885.9853 | 11138.832 | 210.1043 | -1.0186
2030-01-05 | 18 | 2.501 | 1100.0094 | -50.2707 | -541.6541 | 177.5749 | -1694.2003 | -11463.4824 | 3941.0437 | 633.2898 | -122.2029 | 3709.4924 | 109.354 | 2081.2412 | -102.0823 | 2151.0977 | 2148.9893 | -517.5078 | 209.9989 | -462.3218 | -386.9617 | -730.306 | -3909.1863 | -87.6926 | -14.4116 | 3374.7266 | -1885.8623 | -1014.8504 | -845.6172 | -121.6176 | 855.1053 | 1695.9453 | -2773.9968 | -793.9576 | -457.1554 | 0.5447 | -374.8708 | -601.0983 | -1008.9185 | -409.8323 | 449.6218 | -2592.2839 | -187.328 | 5187.3291 | 1513.2766 | 5048.8384 | -2.873 | -1532.9233 | -875.1165 | -5063.6187 | 728.3942 | -81.0345 | -3201.1177 | 602.0259 | 12270.6885 | 210.1043 | 32.3136
2030-01-05 | 19 | 12.4557 | 1131.5459 | -48.7544 | -502.2391 | 304.1372 | -1736.8839 | -11977.1504 | 3872.1824 | -155.0417 | -156.9994 | 3821.8867 | 159.6856 | 1624.9867 | -85.9291 | 2152.7908 | 2524.3225 | -441.7139 | 209.9989 | -483.3 | -134.6175 | -1018.6097 | -3959.2815 | -80.7492 | 3.894 | 3155.5244 | -1604.1324 | -1263.4645 | -853.024 | -121.5331 | 736.5629 | 1679.1368 | -3834.9634 | -809.1752 | -715.1879 | 1.2115 | -648.153 | -1427.192 | -949.4108 | -347.0603 | 449.5735 | -2508.2869 | -200.7343 | 5106.8965 | 1519.4742 | 5040.874 | -2.9883 | -1550.5603 | -361.4645 | -3838.2007 | 873.5045 | 1.0246 | -3065.9253 | 531.6098 | 10835.1729 | 0.10427 | 58.3525
2030-01-05 | 20 | 13.2933 | 1613.2181 | -53.1789 | -564.0431 | 519.127 | -2097.3887 | -13553.8311 | 4302.9609 | -655.2043 | -121.5387 | 3793.1335 | 123.5223 | 1557.054 | -101.5957 | 2126.198 | 2840.9241 | -408.9722 | 209.9989 | -528.0476 | -137.7213 | -1069.4587 | -4423.7231 | -85.4619 | 5.1327 | 3421.6248 | -1932.1858 | -1450.1713 | -974.9865 | -129.8789 | 739.8676 | 1503.8639 | -4362.8184 | -701.7315 | -921.5557 | 1.4957 | -429.3471 | -1778.2064 | -827.432 | -214.2948 | 449.4769 | -2550.9214 | -211.7412 | 5116.7725 | 1520.6958 | 5038.0928 | -3.0014 | -1468.5315 | -370.3418 | -3936.6438 | 945.5081 | 165.4928 | -3438.9446 | 295.2131 | 9938.2119 | 210.1043 | 75.3085
2030-01-05 | 21 | 6.2076 | 1598.9987 | -57.0673 | -606.1397 | 432.825 | -2120.7336 | -13711.7666 | 4065.0613 | -966.2299 | -122.1579 | 3776.0974 | 102.6551 | 1406.975 | -139.722 | 2041.3567 | 2610.5195 | -411.3879 | 209.9989 | -500.8009 | -111.8369 | -1075.5214 | -4305.4409 | -70.3213 | -2.189 | 3100.0872 | -2174.9307 | -1579.5126 | -989.6328 | -123.4638 | 755.8648 | 1424.4608 | -3750.3003 | -645.973 | -817.3052 | 1.0893 | -446.3338 | -1423.3507 | -765.9882 | -139.3931 | 449.4654 | -2560.3818 | -151.4714 | 4984.5098 | 1506.1415 | 5029.6846 | -3.2141 | -1361.1072 | 307.4922 | -3159.2834 | 972.5174 | 264.5527 | -3590.564 | 153.1667 | 10602.6836 | 210.1042 | 80.9805
2030-01-05 | 22 | -0.54892 | 1345.2866 | -57.8134 | -626.4345 | 411.91 | -1975.3655 | -13580.8096 | 4208.1694 | -649.6516 | -132.5034 | 3739.1455 | 75.5334 | 1389.3027 | -96.9669 | 1976.6818 | 1539.8766 | -715.2398 | 209.9989 | -468.9891 | -212.9649 | -1013.1819 | -4337.6826 | -26.2857 | -14.2032 | 2854.2698 | -2303.8101 | -1361.303 | -950.0009 | -117.3506 | 903.1121 | 1285.0194 | -2457.3745 | -559.5082 | -613.4639 | 0.80742 | -268.2755 | -1180.8521 | -742.7877 | -76.3562 | 449.5316 | -2541.9124 | -32.2371 | 4905.3921 | 1516.1338 | 5039.5728 | -2.9405 | -1075.5305 | 646.1567 | -2782.3562 | 981.008 | 352.9857 | -3336.8669 | 306.8803 | 10944.0947 | 210.1042 | 44.4169
2030-01-05 | 23 | -5.1491 | 1543.6394 | -53.1707 | -651.5878 | 558.8474 | -2077.7629 | -13956.7773 | 4481.8232 | -830.9648 | -113.0682 | 3656.6431 | 58.9217 | 1707.5593 | -194.6063 | 1762.4508 | 1482.254 | -542.8735 | 209.9989 | -471.9063 | -237.8403 | -869.586 | -3810.5415 | -29.1361 | 4.086 | 3095.2505 | -2251.3743 | -1356.4095 | -991.1108 | -124.3868 | 934.2307 | 1450.2245 | -1209.2854 | -448.5107 | -514.503 | 0.78768 | -103.2531 | -1375.8193 | -687.6549 | -2.4113 | 449.3291 | -2375.9714 | 0.99903 | 4575.6763 | 1473.1135 | 5006.5649 | -100.0015 | -863.2456 | -437.533 | -4169.6851 | 866.0089 | 1.0751 | -3394.6387 | 450.5272 | 10342.9385 | 210.1042 | 34.0236
2030-01-05 | 24 | -31.2716 | 1042.1648 | -66.9578 | -394.7317 | 205.1746 | -1871.738 | -12099.8779 | 3494.6487 | -128.0242 | -198.4836 | 3647.426 | 165.9898 | 1793.7628 | -357.047 | 1357.6097 | 1280.8396 | -233.3283 | 209.9989 | -548.6576 | -13.89 | -733.6878 | -3415.7288 | 13.2751 | 25.7552 | 3616.5122 | -2047.1016 | -1581.9736 | -833.8166 | -106.5679 | 884.8662 | 1505.6809 | 0.99477 | -754.5062 | -55.9085 | 0.66037 | -435.2447 | -1335.2371 | -687.5295 | -2.1093 | 449.3274 | -2563.4446 | 168.2947 | 4513.125 | 1452.7784 | 4997.9858 | -81.7522 | -629.9493 | 276.9816 | -3253.7261 | 885.1689 | 639.3377 | -3052.8413 | 412.5349 | 10433.5596 | 210.1043 | 31.5432
2030-01-06 | 1 | -22.9253 | 783.3561 | -54.7846 | -569.4216 | 96.4254 | -1574.192 | -10899.9844 | 3279.9607 | -76.2213 | -144.6627 | 3535.855 | 68.066 | 1761.6014 | -370.8186 | 1294.8575 | 1026.7454 | -273.6034 | 209.9989 | -491.6928 | 126.3468 | -787.6454 | -3004.6033 | 123.8756 | 9.8245 | 3437.6086 | -1919.1125 | -1811.5199 | -774.4789 | -91.3065 | 1003.4298 | 1208.5681 | 0.99928 | -946.875 | 84.352 | 0.71138 | -327.3523 | -256.4619 | -614.1035 | 0.99807 | 449.3421 | -2657.3418 | 440.7129 | 4279.6011 | 1461.5204 | 4911.6514 | -155.0283 | -272.6135 | 1018.6284 | -2504.467 | 1137.5355 | 1209.1255 | -3027.4258 | 1.9611 | 12029.8496 | 210.1042 | -25.2064
2030-01-06 | 2 | -29.2371 | 580.0402 | -51.8883 | -488.8734 | 251.3052 | -1424.8063 | -10307.9287 | 3447.8499 | -36.8706 | -134.6555 | 2892.0796 | -148.1241 | 2087.5093 | -412.0635 | 1157.7162 | 598.6389 | -259.1315 | 209.9989 | -500.0332 | 46.7084 | -568.9551 | -2635.0684 | 159.4852 | -0.34278 | 3579.0142 | -1963.2064 | -1710.3796 | -721.3421 | -88.6661 | 1115.1515 | 1049.2122 | 231.2645 | -986.5198 | 325.38 | 0.8201 | -120.1232 | 1289.8328 | -750.2332 | 0.9997 | 148.1471 | -2648.5955 | 588.9525 | 4097.8125 | 1433.2615 | 4826.0513 | -203.9215 | -272.4326 | 1722.021 | -1582.6791 | 985.0532 | 674.421 | -3212.9888 | 305.4774 | 11388.1113 | 210.1043 | -42.2445
2030-01-06 | 3 | -26.9637 | 656.3517 | -44.1364 | -423.7881 | 290.8402 | -1278.3464 | -10444.5801 | 3482.845 | -145.1812 | -123.5546 | 2541.8081 | -163.2301 | 2075.0527 | -475.5627 | 900.8245 | 133.823 | -231.141 | 209.9989 | -540.5967 | 185.8773 | -619.3566 | -2859.5676 | 231.3713 | 0.067929 | 3812.45 | -1718.6227 | -1677.077 | -644.0154 | -91.3974 | 1159.799 | 620.6153 | 910.8826 | -1269.295 | 473.6077 | 0.82013 | -198.9657 | 802.3995 | -724.373 | 1.0055 | 171.2337 | -2705.9143 | 852.3026 | 3998.3501 | 1423.1874 | 4614.7759 | -74.0637 | -272.4162 | 2047.1815 | -1095.6765 | 1161.8391 | 1514.8387 | -3630.2969 | 578.9948 | 9711.6182 | 210.1042 | 41.0523
2030-01-06 | 4 | -20.1044 | 297.7049 | -44.883 | -446.0151 | 7.8786 | -862.9302 | -8714.1406 | 2678.2368 | -355.5122 | -131.6 | 2745.748 | -161.2809 | 1802.1165 | -466.0412 | 970.3442 | 2.595 | -74.8241 | 209.9989 | -591.9899 | 284.8291 | -791.8919 | -2882.5654 | 193.1393 | 18.3962 | 3984.9568 | -1761.8942 | -1480.6923 | -537.1037 | -81.499 | 1030.2877 | 795.8915 | 1115.71 | -1014.8411 | 503.0332 | 3.4473 | -112.1102 | 1696.3113 | -614.2196 | 1 | 297.0822 | -2778.8516 | 679.3498 | 3780.5139 | 1380.0503 | 4334.5918 | -2.9961 | -272.5988 | 2250.7373 | -985.2394 | 1433.2271 | 2181.0591 | -3131.6748 | 1.0013 | 9180.6738 | 210.1042 | -66.6564
2030-01-06 | 5 | -17.0086 | 344.0962 | -42.978 | -395.2272 | -358.1342 | -708.6508 | -7347.6484 | 1813.757 | -377.4502 | -127.4599 | 3755.7141 | -84.3733 | 1753.8673 | -367.5663 | 1249.0388 | -15.3406 | 141.3273 | 209.9989 | -659.1415 | 236.8937 | -978.1182 | -3538.0566 | 79.3213 | 21.0723 | 4060.6814 | -1475.2529 | -1533.6073 | -488.1153 | -93.3637 | 769.8535 | 954.9952 | 931.3408 | -957.0411 | 528.7496 | 5.1508 | -168.4974 | 1729.5809 | -705.6248 | 0.99994 | 91.8038 | -2844.5833 | 404.146 | 3607.1172 | 1325.5819 | 4454.4531 | -306.6725 | -272.6447 | 2577.1643 | -734.7706 | 1425.4012 | 1635.0406 | -2168.2417 | -144.5665 | 7565.1846 | 210.1042 | -124.8243
2030-01-06 | 6 | -5.6104 | 509.984 | -41.6792 | -325.6463 | -691.0264 | -768.6021 | -5267.2905 | 606.4722 | -658.6606 | -147.1716 | 3845.3225 | -122.7971 | 1880.3427 | -362.6165 | 1245.3965 | 10.8422 | 136.5643 | 209.9989 | -616.7961 | 151.6986 | -1066.2449 | -3321.5845 | -13.6826 | 0.37954 | 3777.8328 | -1314.0033 | -1685.2029 | -467.6667 | -101.874 | 546.4505 | 549.3859 | 85.825 | -1137.27 | 245.2531 | 4.3665 | 635.0266 | 400.2197 | -675.5342 | 0.99966 | 143.4849 | -2559.0796 | 172.0399 | 3610.4058 | 1264.4396 | 4423.2749 | -304.6851 | -290.9766 | 2658.7346 | -646.824 | 1102.4401 | 782.7053 | -1636.4419 | -1.0905 | 6569.2983 | 210.1043 | -135.3128
2030-01-06 | 7 | -11.0554 | 403.1566 | -44.7768 | -314.9812 | -1145.1768 | -628.309 | -3545.7263 | 0.99679 | -1348.7207 | -163.4728 | 3842.2908 | -98.6368 | 1366.7852 | -371.2598 | 1382.1915 | 1611.7833 | 651.313 | 209.9989 | -577.9069 | 83.691 | -1151.79 | -3797.4551 | -42.7184 | -72.8528 | 3469.6467 | -1297.92 | -1821.0586 | -388.5828 | -92.6793 | 477.2074 | 89.3793 | 491.977 | -1332.6208 | 423.7954 | 4.9034 | 1991.0137 | 964.4493 | -547.4302 | -15.1825 | -2.6727 | -2498.969 | -2.7739 | 4286.2148 | 1325.9735 | 4753.1792 | -3.2945 | -272.4769 | 2746.3247 | -758.5221 | 1248.454 | 885.1315 | -1373.4915 | -844.3281 | 5609.7456 | 210.1042 | -296.4875
2030-01-06 | 8 | -18.4952 | 747.241 | -52.0672 | -383.6726 | -1201.9298 | -866.1864 | -3545.0312 | -1.9977 | -2027.4097 | -134.7098 | 3835.9534 | 12.6271 | 1112.578 | -258.6314 | 1657.8594 | 1592.6307 | 708.7523 | 209.9989 | -833.558 | -141.0867 | -1336.0815 | -4158.0078 | -143.2277 | -69.7557 | 4525.1338 | -1702.4694 | -1406.2327 | -523.1825 | -102.8117 | 339.7035 | 447.0388 | 1832.5383 | -978.476 | 503.4896 | 4.9668 | 2605.0376 | 2493.2485 | -267.7552 | -2.0937 | -2.994 | -2493.3076 | -311.6474 | 4477.938 | 1319.5419 | 4924.6426 | -3.3534 | -276.9223 | 2956.4348 | 1.5719 | 984.8071 | 1081.0128 | -1905.7313 | -262.5557 | 5999.5566 | 210.1043 | -181.7458
2030-01-06 | 9 | -19.4062 | 675.7143 | -55.5603 | -415.7977 | -1290.7916 | -890.447 | -3968.4294 | -2.1253 | -2031.5176 | -135.9427 | 3850.1353 | 38.2333 | 1336.6384 | -279.3351 | 1733.0123 | 1738.7655 | 685.4916 | 209.9989 | -822.6013 | -45.7163 | -1731.7805 | -4136.7295 | -67.5426 | -76.0781 | 4508.4277 | -1727.7234 | -1797.5281 | -535.3066 | -96.9409 | 412.6413 | 296.1635 | 1575.9247 | -1028.0103 | 506.776 | 4.3654 | 2722.8813 | 3255.6858 | -389.6026 | -55.9324 | -2.9186 | -1910.9934 | -3.3179 | 4405.4614 | 1285.4457 | 4765.2437 | -3.0779 | -277.2798 | 2621.179 | -300.6143 | 942.3283 | 1138.1401 | -2237.0596 | -521.3574 | 5799.5654 | 210.1043 | -156.3523
2030-01-06 | 10 | -22.2522 | 374.2639 | -57.113 | -433.0574 | -1409.1342 | -794.8333 | -4623.4175 | 0.99799 | -948.092 | -212.0021 | 3820.9116 | -59.1607 | 1071.9376 | -235.6094 | 1998.9558 | 1650.8173 | 744.6655 | 209.9989 | -759.4138 | 106.1397 | -1397.0177 | -4876.4971 | -1.6027 | -62.2995 | 4181.4463 | -1638.9585 | -2151.7366 | -502.1449 | -83.5403 | 539.7345 | 494.8981 | 896.0563 | -1179.6526 | 572.5744 | 4.0577 | 2129.4041 | 3867.2378 | -169.7785 | -120.2072 | 450.201 | -2395.6682 | 27.3036 | 4770.0063 | 1374.3805 | 4998.5039 | 0.99436 | -277.2465 | 2547.6345 | -635.2496 | 1276.0846 | 1424.7007 | -1295.2806 | -735.407 | 6205.314 | 210.1042 | -232.1893
2030-01-06 | 11 | -22.4716 | 602.5822 | -57.2404 | -479.1524 | -1478.246 | -872.9262 | -4867.8169 | 76.489 | 1.0063 | -243.4019 | 3878.7659 | -116.7891 | 2115.5134 | -220.0561 | 2121.3108 | 670.4973 | 361.8266 | 209.9989 | -591.4233 | 111.2009 | -1307.4125 | -5184.8682 | -56.4462 | -55.1476 | 3515.0193 | -1668.5911 | -1960.9102 | -553.4468 | -94.1053 | 454.56 | 929.2853 | 981.4132 | -1021.9136 | 483.2543 | 3.5008 | 1776.9722 | 4074.3533 | -526.2073 | 0.99895 | 449.5846 | -2761.9778 | -18.5214 | 4147.3457 | 1243.2094 | 4941.4121 | -292.3712 | -284.7351 | 1271.042 | -2063.2771 | 1174.7659 | 1576.9974 | -975.5077 | -45.0221 | 5812.7749 | 210.1043 | -96.7462
2030-01-06 | 12 | -29.5821 | 593.7104 | -56.8097 | -496.3333 | -1912.7478 | -790.384 | -4582.188 | -2.563 | 497.2878 | -259.0186 | 3892.4785 | -147.0676 | 2118.5466 | -193.0771 | 2153.6333 | 716.1711 | 440.6772 | 209.9989 | -561.7141 | 120.0459 | -1235.5551 | -4852.9204 | -34.1127 | -44.9285 | 3412.7317 | -1793.8854 | -1916.708 | -536.458 | -93.7383 | 474.3303 | 900.7991 | 1300.4861 | -981.4905 | 621.4594 | 3.3293 | 1592.2836 | 4966.3418 | -592.7866 | 0.9995 | 449.567 | -2628.0432 | 77.5808 | 4046.2488 | 1234.3236 | 4849.5903 | -293.7113 | -515.9524 | 1864.6626 | -1168.7114 | 1055.7041 | 460.5585 | -440.5465 | 1.0102 | 6353.7642 | 210.1043 | -192.7993
2030-01-06 | 13 | -19.3413 | 1009.3503 | -51.6583 | -495.4214 | -1482.0215 | -1011.7022 | -4888.9048 | 1.0005 | 673.2022 | -371.4761 | 3891.3064 | -13.8309 | 1812.5732 | -240.9964 | 2075.8093 | 981.5546 | 338.4084 | 209.9989 | -601.1083 | 168.5135 | -1365.6219 | -4753.0552 | -102.9152 | -25.8783 | 3501.9641 | -1702.7578 | -2041.666 | -593.8491 | -105.7617 | 310.6076 | 1553.9158 | 55.8594 | -851.0135 | 300.9438 | 3.3887 | 651.7885 | 4289.2363 | -625.2116 | 1.0003 | 449.5501 | -2377.3528 | -2.5507 | 4055.4421 | 1291.7482 | 4835.6064 | -293.7767 | -577.6973 | 1928.8999 | -881.6144 | 987.8663 | -66.2963 | -505.5188 | 0.98084 | 5271.52 | 210.1043 | -225.6439
2030-01-06 | 14 | -23.9413 | 1176.2094 | -52.2242 | -539.4507 | -1140.4276 | -1098.0177 | -6128.2363 | 833.86 | 1194.5118 | -363.456 | 3920.8882 | -43.4021 | 1721.4817 | -186.1505 | 2141.0569 | 1361.6194 | 300.1936 | 209.9989 | -536.8381 | 210.3556 | -1386.2512 | -4816.52 | -103.2868 | -2.8342 | 3044.5796 | -1782.1941 | -2126.6252 | -620.7822 | -109.9944 | 322.5154 | 1705.2372 | 3.8284 | -797.6155 | 417.396 | 3.5153 | 167.0036 | 4656.5684 | -584.1589 | 89.5674 | 449.553 | -2399.7383 | -55.8888 | 4219.4067 | 1300.6581 | 5005.2358 | -198.7711 | -629.3245 | 1497.1887 | -1308.8842 | 1039.1281 | -81.6545 | -713.6776 | 0.98613 | 4858.6929 | 210.1042 | -217.4132
2030-01-06 | 15 | -19.6999 | 1483.9231 | -52.3751 | -585.7331 | -624.1716 | -1430.7832 | -8193.8242 | 2142.4871 | 1396.9011 | -313.8907 | 3778.9297 | 30.7813 | 2067.3694 | -257.7919 | 2045.1121 | 1188.2592 | 42.6663 | 209.9989 | -347.9402 | 189.435 | -988.6371 | -4421.3257 | -81.2584 | -3.473 | 2022.4944 | -1853.468 | -2423.2681 | -746.8943 | -120.5528 | 504.9279 | 2029.3171 | -1018.1102 | -922.1484 | 188.2326 | 0.59272 | -330.8935 | 3809.4915 | -579.5214 | 131.2604 | 449.2331 | -2511.3093 | -50.919 | 3860.8042 | 1241.7466 | 5003.9219 | -291.7449 | -624.2348 | 237.7625 | -2631.2058 | 900.1451 | -273.0411 | -1724.6849 | 214.3997 | 5934.1582 | 210.1042 | -170.2463
2030-01-06 | 16 | -32.6504 | 1811.5177 | -58.1814 | -578.8354 | -421.5604 | -1818.0837 | -8826.0889 | 2479.8083 | 1471.7516 | -261.2527 | 3765.1348 | 195.0014 | 2145.0725 | -391.0187 | 1516.7166 | 1285.1788 | 67.1673 | 209.9989 | -182.1655 | 95.6185 | -1143.2059 | -4505.4019 | -128.7143 | -36.2804 | 1476.816 | -2344.9287 | -2036.8495 | -915.1674 | -137.4424 | 393.077 | 2375.1104 | 2.7885 | -451.6569 | 218.8 | 0.58327 | 105.0551 | 2095.8398 | -99.2896 | 567.6987 | 1.0005 | -2043.4659 | -2.6716 | 3169.2441 | 1143.3547 | 4758.0137 | -2.46 | -272.664 | -263.0882 | -3439.5623 | 495.3841 | -738.1299 | -2002.6458 | 1358.3511 | 6500.209 | 210.1042 | 30.0589
2030-01-06 | 17 | -34.884 | 1713.5579 | -59.5084 | -587.5684 | -497.9052 | -1771.3405 | -8455.6973 | 2322.594 | 1435.3893 | -301.6322 | 3665.6465 | 195.0005 | 1955.769 | -405.2554 | 1480.1658 | 1296.6603 | 89.6172 | 209.9989 | -230.9735 | 111.4805 | -1199.5172 | -4795.1079 | -110.2857 | -27.6612 | 1266.038 | -2363.0991 | -2055.1038 | -897.3976 | -132.3085 | 420.4585 | 2408.1047 | 1.4018 | -448.6707 | 300.5746 | 0.56417 | 73.5483 | 3156.6245 | 1.0011 | 362.9442 | 295.0403 | -2189.698 | 22.5672 | 3066.4141 | 989.5961 | 4369.1992 | -2.4749 | -272.8406 | 206.294 | -3499.1428 | 575.8864 | -718.9415 | -1916.4338 | 1108.3458 | 7757.292 | 210.1042 | 20.7525
2030-01-06 | 18 | -13.401 | 724.7316 | -47.3117 | -620.1072 | -848.1949 | -886.9938 | -6886.3262 | 1380.0646 | 1204.1919 | -192.1145 | 3800.0837 | 196.6906 | 1630.4469 | -56.8154 | 2000.8546 | 747.9515 | 9.6606 | 209.9989 | -316.9144 | 507.7153 | -1272.7505 | -4730.7891 | 3.712 | -3.7078 | 1719.7925 | -1617.5039 | -2946.0271 | -582.0859 | -93.5223 | 556.7587 | 1662.988 | 40.9822 | -1295.0394 | 404.6106 | 0.56385 | 28.9275 | 3334.095 | -5.2766 | 80.6374 | 262.5809 | -2696.8818 | 179.4174 | 4318.5215 | 1223.4559 | 5056.4043 | -3.9559 | -284.8442 | 1580.921 | -2623.9805 | 1219.3246 | 448.3588 | -1749.041 | -277.0772 | 8095.1968 | 210.1043 | -169.6971
2030-01-06 | 19 | -65.6465 | 736.1958 | -71.181 | -784.0341 | -1265.9545 | -831.7044 | -5187.3296 | 317.1461 | 125.1493 | -339.3131 | 3813.196 | 195.0011 | 1501.9014 | -78.9122 | 2021.1605 | 478.5042 | 129.2908 | 209.9989 | -255.9176 | 465.5708 | -1559.894 | -5084.9482 | -23.591 | -14.8546 | 1231.9935 | -2750.228 | -2525.4875 | -620.9863 | -92.3838 | 516.4814 | 2546.7151 | 3612.3999 | -489.44 | 1062.632 | 0.51543 | -188.5408 | 9336.1836 | -2.2557 | 40.6234 | 271.0692 | -2376.0437 | 210.0509 | 4238.2603 | 1158.0425 | 5045.4619 | 0.99574 | -272.5455 | 1725.421 | -2162.8875 | 1052.2787 | 620.5214 | -991.4053 | -0.43668 | 10852.8828 | 210.1042 | -117.9069
2030-01-06 | 20 | -65.8165 | -36.2713 | -72.3153 | -737.0817 | -1885.8629 | -308.8692 | -3283.8018 | -1125.5981 | 348.6276 | -257.2648 | 3827.1125 | 195.0012 | 1731.1099 | -17.1556 | 2044.7578 | 227.2898 | 159.4142 | 209.9989 | -330.4293 | 527.1 | -1600.1273 | -5323.7998 | -3.9613 | -11.6002 | 1734.3821 | -2377.8938 | -2658.74 | -458.259 | -68.948 | 504.8955 | 2156.1707 | 4614.5435 | -648.474 | 1166.2806 | 0.47353 | 29.1006 | 9823.9941 | -344.9868 | 44.2707 | 449.6053 | -2357.4268 | 194.8167 | 4331.6904 | 1287.3984 | 5039.3853 | -34.8365 | -272.6994 | 1376.9901 | -2569.5137 | 1219.9889 | 998.8965 | -560.6519 | -685.6505 | 11373.125 | 0.10427 | -207.9441
2030-01-06 | 21 | -73.1506 | -303.831 | -74.2756 | -719.4427 | -1897.8987 | -146.3328 | -3433.7346 | -1276.1965 | 204.7888 | -243.6462 | 3835.5471 | 194.2565 | 1558.5138 | -191.4735 | 2068.937 | 294.221 | 223.797 | 209.9989 | -377.6174 | 507.1393 | -1474.5812 | -5429.9819 | 26.4163 | -15.9781 | 2040.9039 | -2423.9546 | -2578.5608 | -401.2864 | -57.3033 | 568.727 | 2112.7261 | 5437.9707 | -618.815 | 1360.6909 | 0.41982 | 230.5486 | 10251.377 | -658.1267 | 1.0012 | 388.3776 | -2529.3586 | 256.0475 | 4023.7834 | 1337.4402 | 4957.6226 | -253.7578 | -272.7353 | 2027.2207 | -1815.9022 | 1150.0607 | 776.2911 | -499.7444 | -1103.2686 | 10120.4014 | 210.1042 | -252.6026
2030-01-06 | 22 | -88.9536 | -611.3821 | -78.2952 | -669.7756 | -1876.8536 | 0.99872 | -3146.8574 | -1435.8035 | 542.2907 | -268.7615 | 3817.8176 | 194.9998 | 1408.5619 | -237.1077 | 1895.5654 | -105.818 | 369.5076 | 209.9989 | -398.3802 | 755.2029 | -1524.8259 | -5623.5229 | 108.4731 | -22.5942 | 1981.8629 | -2561.1299 | -2825.4993 | -340.905 | -48.7677 | 619.6663 | 1968.0875 | 6375.8481 | -702.495 | 1733.0256 | 0.46514 | 375.9995 | 11090.457 | -416.5465 | 247.6761 | 449.4117 | -2577.0459 | 584.6063 | 4160.4312 | 1404.6182 | 5032.6709 | 125.2501 | -359.1561 | 2372.1765 | -1563.5026 | 1339.584 | 1594.7456 | -792.9694 | -209.5604 | 11564.1934 | 210.1042 | -178.1109
2030-01-06 | 23 | -94.287 | -501.7216 | -79.2647 | -675.1592 | -1933.7192 | -56.2149 | -3124.7126 | -1145.7145 | 942.1872 | -171.5763 | 3762.7017 | 87.3791 | 847.6919 | -265.6569 | 1856.0913 | -127.2832 | 443.9665 | 209.9989 | -391.092 | 607.676 | -1217.8424 | -5715.606 | 74.4393 | -16.0709 | 1973.6606 | -2834.3945 | -2597.4744 | -364.6054 | -51.0871 | 601.7969 | 2093.0332 | 6594.1177 | -544.405 | 1790.5544 | 0.55791 | 426.303 | 11147.2373 | -344.6519 | 373.9891 | 449.3442 | -2622.4502 | 387.7946 | 4079.2468 | 1490.6589 | 5024.8726 | 274.6902 | -381.8496 | 2540.7834 | -1082.2407 | 1297.5515 | 802.8628 | -206.9696 | -1.2128 | 12007.7119 | 210.1043 | -235.6254
2030-01-06 | 24 | -91.916 | -177.3002 | -72.524 | -706.2872 | -1857.3124 | -308.2704 | -3521.7083 | -575.5312 | 1168.1943 | -284.5615 | 3710.3301 | 118.4558 | 1207.3275 | -437.0098 | 1266.9542 | -265.7913 | 416.7838 | 209.9989 | -361.8702 | 328.8826 | -1054.8792 | -5636.8711 | 18.7696 | -32.4574 | 1770.4205 | -2929.5457 | -2095.9668 | -465.2738 | -55.4226 | 545.6168 | 2308.9268 | 6320.3945 | -310.8175 | 1728.2577 | 0.40085 | 298.4963 | 11309.9316 | -634.0203 | 211.3208 | 449.4335 | -2537.2102 | 142.4318 | 3585.7783 | 1363.1976 | 4866.9907 | -90.2062 | -272.5506 | 2622.9185 | -727.2924 | 1132.7017 | 1.0159 | -120.9182 | 0.98926 | 13327.5371 | 210.1042 | -246.359
2030-01-07 | 1 | -87.6159 | 64.0619 | -61.2684 | -727.1144 | -1624.8221 | -423.7521 | -4510.0679 | -681.4511 | 1222.6508 | -285.7327 | 3629.1423 | -22.4455 | 1767.6003 | -628.8216 | 572.4614 | 370.0559 | 372.2303 | 209.9989 | -171.8752 | 415.7103 | -797.3931 | -4504.0181 | 10.174 | -69.1172 | 1544.4467 | -2643.4727 | -2225.3118 | -525.2701 | -58.2582 | 497.1213 | 1625.7505 | 5745.7803 | -485.4305 | 1737.3389 | 0.53079 | 825.5239 | 10903.5 | -109.6543 | 606.3228 | 1.0004 | -2377.6282 | 233.8309 | 3204.3855 | 1450.569 | 4671.1802 | -2.7997 | -272.2114 | 1656.2802 | -1235.5189 | 764.0276 | -714.1818 | -1176.5447 | 1359.5599 | 13980.0283 | 210.1042 | -19.2667
2030-01-07 | 2 | -64.6536 | 543.4544 | -67.1226 | -579.3765 | -1127.7504 | -846.8148 | -5558.228 | 383.1451 | 1147.7681 | -122.1591 | 3575.855 | -183.484 | 1783.6842 | -675.1177 | 475.2897 | 745.8516 | 260.4921 | 209.9989 | -149.8665 | 302.8155 | -541.752 | -4308.6758 | -22.7462 | -92.4499 | 1493.0082 | -2270.4568 | -2148.2126 | -583.019 | -83.2021 | 501.1973 | 1135.0348 | 2265.0715 | -775.275 | 1242.9736 | 0.64985 | 975.9466 | 7751.2949 | -272.4952 | 746.1929 | 0.99767 | -2447.7065 | 78.9577 | 2743.2227 | 1490.2317 | 4397.6743 | 1.087 | -277.6756 | 2174.5571 | -499.768 | 689.9413 | -705.9368 | -2327.3557 | 1313.5934 | 12366.4453 | 210.1043 | 22.5226
2030-01-07 | 3 | -43.5358 | 663.7807 | -42.535 | -513.6251 | -918.751 | -849.1848 | -6361.5005 | 791.2742 | 885.5189 | -98.8619 | 3553.6367 | -195.0102 | 1789.3693 | -704.425 | 358.6967 | 538.5203 | 221.0666 | 209.9989 | -148.5652 | 214.1038 | -434.9242 | -4275.1553 | -16.8477 | -94.9005 | 1681.0326 | -2037.8816 | -1703.5511 | -589.7087 | -88.3973 | 558.8054 | 913.157 | 1852.5608 | -950.9709 | 1033.0925 | 0.65252 | 812.9905 | 5474.0835 | -103.0885 | 538.5707 | 1.0035 | -2429.5593 | 142.5154 | 2795.7961 | 1489.2295 | 4227.5449 | 1.0067 | -278.7361 | 1504.1244 | -1115.5435 | 598.5981 | -217.8212 | -2914.856 | 1593.6322 | 11281.4521 | 210.1043 | 88.8349
2030-01-07 | 4 | -19.9664 | 896.999 | -36.2476 | -423.3953 | -643.0515 | -1079.2656 | -7042.7607 | 1302.141 | 529.1896 | -94.9766 | 3433.5 | -194.9552 | 1878.5723 | -696.5826 | 315.321 | 384.7337 | 50.026 | 209.9989 | -139.1897 | 107.4868 | -261.3949 | -2759.7156 | -31.6627 | -100.4814 | 1867.1381 | -1774.5099 | -1204.6475 | -626.4757 | -93.0538 | 589.4991 | 604.7639 | 15.3624 | -1008.9197 | 499.8562 | 1.2678 | 649.2403 | 1901.1134 | -105.9183 | 509.2798 | 1.0011 | -2361.4348 | 138.6208 | 2747.8711 | 1453.3348 | 4152.1992 | 1.0003 | -278.9324 | 1938.4602 | -833.77 | 424.4576 | 95.4269 | -3440.5679 | 1703.5728 | 10642.6152 | 210.1043 | 143.8324
2030-01-07 | 5 | -17.1029 | 851.2554 | -39.7795 | -389.7559 | -104.1135 | -1312.3744 | -8576.1553 | 2209.3831 | -31.5033 | -104.936 | 3164.5454 | -194.9876 | 1970.5525 | -670.8674 | 419.5142 | 307.8332 | 63.8539 | 209.9989 | -90.4931 | 118.6326 | -224.312 | -1872.8507 | 7.7428 | -103.0861 | 1752.6567 | -1733.4276 | -951.2124 | -695.548 | -102.3828 | 704.1603 | 645.8703 | 0.99714 | -1038.9486 | 325.9005 | 1.7309 | 590.371 | -52.5676 | -99.4269 | 430.6826 | 0.9984 | -2428.2776 | 284.7148 | 2997.8826 | 1303.4304 | 4216.5312 | 1.005 | -277.27 | 1472.2089 | -1659.1997 | 511.1373 | 707.6985 | -4490.4819 | 1485.9365 | 10264.3652 | 210.1042 | 204.419
2030-01-07 | 6 | -19.9355 | 872.9413 | -57.1861 | -265.7265 | 428.6846 | -1565.5265 | -10649.7607 | 3317.6636 | -1618.057 | -89.7201 | 3348.1514 | -147.1339 | 1883.6677 | -612.6559 | 596.7457 | 1058.2328 | 216.6731 | 209.9989 | -77.5864 | 80.5855 | -226.2277 | -1330.9071 | 71.1319 | -102.8861 | 1969.8363 | -1505.9323 | -1265.1602 | -701.4775 | -110.0135 | 894.5543 | 464.5323 | 1.0073 | -1412.683 | 182.0587 | 0.73923 | 371.9449 | -2046.8704 | -78.3246 | 436.7775 | 0.99983 | -2550.7263 | 441.4867 | 3238.3225 | 1441.3203 | 4475.5991 | 0.99666 | -278.0471 | 554.0475 | -2517.2085 | 636.0312 | 630.2869 | -5011.5547 | 548.7653 | 7445.5493 | 210.1043 | 200.189
2030-01-07 | 7 | -32.653 | 568.4599 | -67.226 | -391.4104 | 811.1095 | -1575.5834 | -12615.6572 | 4289.3594 | -2512.2783 | -100.5303 | 3522.2913 | 22.0421 | 1808.9535 | -476.5103 | 1080.6207 | 934.2376 | 93.4087 | 209.9989 | -58.9565 | -199.2224 | -536.3008 | -1273.3673 | 136.2692 | -100.7999 | 1966.6874 | -1824.7612 | -639.7803 | -729.8842 | -95.2132 | 1197.4512 | 1196.7722 | 87.3137 | -1000.1361 | 215.2029 | 0.74175 | -148.1309 | -602.6537 | -542.4413 | 1.0031 | 449.4241 | -2643.3054 | 716.7726 | 4134.2773 | 1401.156 | 4829.5005 | -3.2422 | -272.5279 | 1289.2126 | -2828.4919 | 888.3426 | 1388.7466 | -5245.3389 | -573.5825 | 9587.6562 | 210.1043 | 79.9247
2030-01-07 | 8 | -28.7387 | 415.074 | -73.7842 | -533.8547 | 313.8382 | -1435.9425 | -12371.9365 | 3557.7087 | -2294.3684 | -131.4867 | 3061.7227 | 31.8446 | 1823.817 | -201.3661 | 1908.8647 | 662.7252 | -163.2939 | 209.9989 | -322.6959 | -52.7534 | -831.8242 | -1339.7391 | 122.1535 | -38.0421 | 3145.5144 | -1725.65 | -929.9113 | -703.8847 | -84.7273 | 1085.8827 | 1366.0038 | 4.2562 | -1174.6288 | 167.7654 | 0.73327 | -1055.1 | -107.522 | -5.7552 | -14.0371 | 468.1842 | -2734.6238 | 641.9335 | 4453.187 | 1306.3971 | 5027.6855 | 0.31863 | -428.5772 | -75.8153 | -4391.3076 | 984.9169 | 1549.0695 | -4218.2778 | -570.1337 | 9848.3408 | 210.1043 | 85.8471
2030-01-07 | 9 | -13.0251 | 562.2218 | -57.6062 | -707.8533 | -180.6362 | -1312.5891 | -12463.6719 | 2765.8772 | -1287.8872 | -137.6578 | 3193.9956 | 107.0901 | 1701.0781 | -65.5347 | 2132.2681 | 869.4653 | -393.3735 | 209.9989 | -367.2719 | 200.8648 | -918.3486 | -1231.8982 | 99.604 | 5.1552 | 3282.8167 | -1592.4957 | -1173.9158 | -726.8109 | -80.5074 | 914.3049 | 1354.2179 | 2.009 | -1310.5822 | -54.4807 | 1.2683 | -1764.3236 | 289.6622 | -169.3495 | -2.2463 | 449.498 | -2713.5913 | 510.9985 | 4486.3452 | 1309.0513 | 5059.291 | 0.99857 | -905.6732 | 685.9121 | -3716.762 | 957.8001 | 1785.6588 | -3211.7681 | -126.2998 | 9115.126 | 210.1043 | 70.8347
2030-01-07 | 10 | -8.2301 | 592.3171 | -61.0036 | -645.0555 | -454.3636 | -1241.3134 | -12094.5098 | 2431.1355 | -244.1051 | -120.1555 | 3424.665 | 133.5542 | 1655.5907 | 1.0003 | 2141.8359 | 664.8588 | -483.4667 | 209.9989 | -422.7047 | 242.6117 | -949.035 | -865.5717 | 49.5637 | 31.4624 | 3530.8945 | -1925.1112 | -879.2299 | -707.3413 | -85.1619 | 774.3215 | 1511.9314 | -657.0468 | -1077.5299 | -184.2858 | 3.3783 | -1798.8746 | -257.9968 | -90.0399 | 176.8784 | 449.6648 | -2707.948 | 336.081 | 4320.6401 | 1363.2307 | 5073.5947 | 0.98818 | -677.6224 | 1076.8373 | -3119.7554 | 990.0793 | 1424.4482 | -2484.0054 | 0.99871 | 7390.5801 | 210.1043 | -7.5068
2030-01-07 | 11 | 0.54491 | 741.2664 | -58.6907 | -575.4844 | -414.912 | -1262.66 | -12198.3027 | 2560.8105 | -236.5684 | -116.7042 | 3634.8369 | 159.7318 | 1721.5402 | 170.239 | 2161.989 | 633.1675 | -635.3539 | 209.9989 | -448.2594 | 214.2517 | -1028.3785 | -798.6859 | 19.4727 | 6.4764 | 3559.6753 | -1716.6083 | -845.9225 | -698.6475 | -95.5658 | 712.4953 | 1192.9575 | -1721.521 | -1026.3789 | -388.5506 | 4.5105 | -1335.3004 | -601.2488 | -37.5975 | 141.6217 | 449.6707 | -2708.7244 | 248.2864 | 4366.436 | 1385.2874 | 5077.377 | 1.002 | -768.2259 | 1036.338 | -2913.5269 | 1021.7878 | 1494.4049 | -2385.4783 | 1.0132 | 5527.3125 | 210.1043 | -35.4228
2030-01-07 | 12 | 3.0749 | 590.238 | -55.408 | -494.5023 | -710.2759 | -1016.7361 | -10992.7266 | 1693.7072 | -93.5593 | -122.221 | 3749.3232 | 156.4272 | 1597.0254 | -17.7721 | 2089.0793 | 1443.5879 | -259.969 | 209.9989 | -408.9957 | 399.4384 | -1062.3956 | -882.3326 | 0.99973 | -2.835 | 3162.3513 | -1343.4441 | -1294.0479 | -604.7346 | -97.1824 | 551.9534 | 648.384 | -2225.9736 | -1285.0325 | -356.5187 | 4.7809 | -801.6551 | -689.2376 | -3.3461 | 199.0511 | 449.6457 | -2709.5903 | 210.1889 | 4313.8594 | 1353.3368 | 5078.9961 | 1.0024 | -780.9659 | 1190.3352 | -2730.8623 | 1030.5203 | 1326.8864 | -2085.4189 | 13.3378 | 4148.0029 | 210.1043 | -72.2159
2030-01-07 | 13 | -6.7812 | 593.28 | -58.514 | -572.4945 | -705.8227 | -1026.0161 | -11030.333 | 1892.3812 | -50.3538 | -134.9566 | 3570.7305 | 131.064 | 1690.4324 | -5.3413 | 2199.9373 | 349.857 | -511.2545 | 209.9989 | -362.6942 | 274.1619 | -1030.2866 | -984.2982 | 7.7692 | 6.7973 | 2862.1506 | -1682.4193 | -1112.6769 | -631.3643 | -93.4934 | 621.9966 | 1131.8047 | -1085.2086 | -1051.4487 | -175.5632 | 4.6844 | -895.6239 | 291.0883 | 1.0025 | 276.476 | 449.3461 | -2650.6926 | 193.4192 | 4118.4741 | 1186.0795 | 5076.1699 | -2.5637 | -420.3199 | 659.2937 | -3414.5327 | 1058.0994 | 682.4288 | -1956.057 | 1.0152 | 5926.8154 | 210.1043 | -111.2647
2030-01-07 | 14 | -18.5031 | 654.6111 | -61.8117 | -670.3641 | -523.87 | -1107.9485 | -11493.8311 | 2283.7349 | -2.9296 | -129.4912 | 3516.0667 | 106.4442 | 1692.0961 | -12.5437 | 2203.8716 | 102.8152 | -550.3788 | 209.9989 | -321.1522 | 214.9513 | -976.7106 | -1211.7524 | 37.6965 | -1.2638 | 2721.834 | -2051.6912 | -1313.4489 | -673.7728 | -88.6699 | 736.3068 | 1248.072 | 0.99859 | -1104.6715 | 19.7283 | 3.3361 | -908.5991 | 1425.7883 | 1.0025 | 187.7184 | 449.2813 | -2606.1257 | 283.354 | 4308.6172 | 1263.2692 | 5076.0254 | -2.6552 | -747.3339 | 39.4417 | -3647.9915 | 1061.8768 | 420.3101 | -1892.7981 | -0.4714 | 6635.2588 | 210.1043 | -120.2916
2030-01-07 | 15 | -2.7954 | 985.458 | -54.9011 | -591.3741 | -276.8089 | -1335.6078 | -12617.5791 | 2842.3682 | -2.8244 | -115.7728 | 3682.1609 | 150.4144 | 1586.6824 | 55.643 | 2201.8342 | 491.0057 | -579.4075 | 209.9989 | -322.0771 | 276.194 | -942.9821 | -1298.4528 | 35.3969 | 10.2286 | 2584.7688 | -1754.8625 | -1609.2941 | -726.5567 | -102.7917 | 703.9653 | 1107.0486 | -1165.3755 | -1199.64 | -358.5426 | 3.4115 | -1112.5845 | -1219.005 | 0.99947 | 0.9986 | 449.4385 | -2612.5288 | 258.3294 | 4484.248 | 1382.2477 | 5073.5615 | -2.7122 | -700.938 | 468.8079 | -2999.2505 | 1124.5514 | 793.4119 | -2242.3088 | -0.56917 | 3946.0891 | 210.1043 | -140.8112
2030-01-07 | 16 | 14.3003 | 1437.1118 | -48.0439 | -518.6454 | -143.5835 | -1661.1079 | -13504.8271 | 3314.585 | -2.775 | -178.0337 | 3691.3589 | 158.9196 | 1538.812 | 89.8848 | 2179.564 | 1458.6224 | -307.2456 | 209.9989 | -351.3437 | 238.599 | -915.2494 | -959.7783 | 16.8477 | -1.643 | 2814.4705 | -1514.0597 | -1407.9879 | -826.0655 | -119.7813 | 691.8636 | 953.1793 | -3323.6292 | -1045.3458 | -800.7234 | 4.7987 | -434.8384 | -2407.6812 | -1.7465 | 0.99879 | 449.6387 | -2632.9731 | 216.9893 | 4507.3467 | 1364.4934 | 5074.248 | -2.7171 | -721.2743 | 637.6523 | -2824.8701 | 1080.5848 | 1099.7318 | -2295.209 | 1.0034 | 3986.4766 | 210.1043 | -132.9267
2030-01-07 | 17 | 14.6282 | 798.0084 | -45.1835 | -449.8888 | -758.7728 | -1190.3727 | -11302.2715 | 1966.7499 | -2.9795 | -160.7928 | 3662.3906 | 187.8977 | 2104.5642 | 80.1898 | 2200.5032 | 1583.6636 | -251.7143 | 209.9989 | -391.5514 | 518.7525 | -1147.6246 | -1160.4341 | 43.6698 | -2.6947 | 3176.3494 | -1091.1155 | -2220.7422 | -648.9052 | -101.0916 | 579.5029 | 281.2657 | -3247.4192 | -1574.9103 | -568.8837 | 4.3524 | -23.4317 | -2108.7957 | -74.8909 | 0.99859 | 449.5877 | -2719.3164 | 363.5087 | 4622.377 | 1339.6753 | 5081.9502 | -2.5752 | -714.4548 | -461.7826 | -4054.8774 | 1183.62 | 923.9258 | -1544.5292 | 1.0024 | 5595.9033 | 210.1042 | -174.6652
2030-01-07 | 18 | -0.74095 | 668.5596 | -47.0043 | -462.2646 | -794.5687 | -823.4184 | -9362.1113 | 1341.7104 | 1.0009 | -295.3602 | 3836.6187 | 118.5245 | 1793.7091 | 283.2781 | 2201.8252 | 1605.1935 | 77.4748 | 209.9989 | -343.958 | 382.1768 | -1180.7251 | -618.974 | -7.9021 | -12.9841 | 2593.2776 | -1130.9406 | -2266.3618 | -508.4929 | -95.4119 | 563.6636 | 979.6783 | -1207.9723 | -1228.6243 | -5.7109 | 5.9917 | 199.2172 | 117.6464 | -1.5356 | 39.0162 | 449.5038 | -2303.2529 | 188.3873 | 4621.376 | 1294.9858 | 5092.6206 | -67.7584 | -998.7728 | 1666.1537 | -2893.585 | 1124.004 | 1584.4929 | -1506.4203 | 1.0012 | 4490.8784 | 210.1042 | -140.1977
2030-01-07 | 19 | -10.4633 | 700.1251 | -57.2522 | -458.4705 | -1621.4108 | -771.7665 | -6957.9683 | -289.4876 | -2.8043 | -367.9795 | 3826.8359 | 112.36 | 1482.1903 | 212.1055 | 2237.103 | 1024.9679 | 232.2765 | 209.9989 | -634.0049 | 452.6714 | -1540.4185 | -929.1688 | -126.0265 | -22.8252 | 3918.8816 | -1399.5297 | -2734.7317 | -482.9674 | -96.3304 | 188.8152 | 781.1024 | 0.99974 | -1217.3265 | 194.5086 | 7.0543 | 1011.2858 | 1087.1588 | -330.0461 | -159.8135 | 450.0475 | -1621.7836 | -158.2137 | 4884.561 | 1294.6664 | 5085.8555 | 1.0017 | -683.0872 | 2810.0159 | -1407.1028 | 687.558 | 492.6395 | -535.0785 | 0.9986 | 2185.4084 | 210.1043 | -180.6974
2030-01-07 | 20 | -17.8936 | 760.533 | -65.9063 | -501.0764 | -1836.0244 | -865.6921 | -6864.0225 | -883.8239 | 1.005 | -355.776 | 3832.4294 | 106.093 | 1004.8416 | 398.4204 | 2204.7373 | 878.777 | 313.5568 | 209.9989 | -708.8115 | 508.5609 | -1646.3712 | -677.6837 | -123.3532 | -24.4255 | 4387.1069 | -1660.7068 | -2817.5747 | -507.9484 | -91.4867 | 147.2619 | 744.5924 | 517.1948 | -1173.6183 | 257.1609 | 7.6648 | 1458.1245 | 1936.5909 | -207.8124 | 1.0008 | 29.237 | -1326.8253 | -116.4784 | 4668.1836 | 1272.5991 | 5054.3936 | -3.5145 | -994.6776 | 2843.7849 | -1047.2605 | 540.9301 | -82.3067 | -347.4721 | -28.4031 | 969.4583 | 210.1042 | -186.6431
2030-01-07 | 21 | -13.9831 | 586.5697 | -64.1758 | -487.0142 | -1831.4116 | -827.5783 | -7365.8701 | -610.7517 | 1.0014 | -346.2343 | 3908.2661 | 182.5999 | 1020.2469 | 174.2578 | 2231.2119 | 406.8907 | 148.095 | 209.9989 | -690.814 | 650.0529 | -1584.7134 | -810.0408 | -45.7653 | -18.9465 | 4208.2222 | -1503.3379 | -3273.1396 | -485.5073 | -80.2639 | 267.5053 | 483.8332 | 1.0013 | -1400.3901 | 211.542 | 6.8783 | 1227.653 | 1711.8965 | -134.3324 | 1.0005 | 352.1401 | -1532.9431 | 107.5981 | 4642.6699 | 1243.4279 | 5047.4951 | -3.8719 | -482.711 | 2845.4326 | -861.3638 | 786.442 | 395.843 | -235.1194 | -478.3504 | 1126.9821 | 210.1042 | -213.0824
2030-01-07 | 22 | -14.0654 | 731.9988 | -61.0575 | -515.8693 | -1153.7015 | -840.8742 | -8848.626 | 407.5763 | 1.0032 | -335.4092 | 3832.4294 | 169.1364 | 1031.5348 | 256.4841 | 2234.0496 | 169.1983 | 40.2554 | 209.9989 | -418.0563 | 549.2822 | -1370.6865 | -1642.4598 | -54.782 | -25.8304 | 2613.2661 | -1476.2172 | -2863.5588 | -515.2048 | -94.7756 | 366.8764 | 892.7656 | 0.9996 | -1167.121 | 245.5896 | 7.2273 | 584.7921 | 1783.582 | -237.9738 | 73.533 | 449.7939 | -2246.2568 | -2.9554 | 4586.8018 | 1315.5226 | 5052.8125 | 88.1254 | -276.3279 | 2882.3853 | -1063.6124 | 1198.2904 | 1379.5063 | -901.3591 | -605.8942 | 872.702 | 210.1042 | -234.7603
2030-01-07 | 23 | 7.1309 | 718.368 | -51.8259 | -455.4547 | -546.3795 | -1067.2805 | -10933.7148 | 1747.5088 | 1.0017 | -214.6973 | 3776.3955 | 195.0002 | 1440.4081 | 168.7888 | 2213.2439 | 628.9438 | -163.8605 | 209.9989 | -404.0337 | 767.0285 | -1095.3086 | -1780.0659 | 40.7694 | 13.6114 | 2625.5066 | -1078.6193 | -2864.0933 | -585.6746 | -96.4337 | 545.5424 | 660.7882 | -2229.6753 | -1376.5092 | -305.1567 | 5.573 | 63.3052 | -773.4191 | 1.0006 | 170.6063 | 449.3075 | -2583.2188 | 337.7601 | 3831.2563 | 1283.7286 | 4618.4326 | -2.6251 | -273.0849 | 2277.8201 | -1450.2207 | 1185.1593 | 1406.1925 | -1920.9841 | 1.0184 | 945.0248 | 210.1043 | -113.9603
2030-01-07 | 24 | 18.8958 | 958.0064 | -45.436 | -430.2436 | -481.6015 | -1350.2543 | -12287.7979 | 2343.9641 | -2.9831 | -102.3529 | 3768.3843 | 195.0004 | 1689.3804 | 440.4332 | 2155.6895 | 1723.2611 | -264.8367 | 209.9989 | -410.3085 | 652.1874 | -1041.8229 | -2244.0859 | 17.8066 | 36.3152 | 2667.9036 | -1087.7622 | -2661.3555 | -717.0136 | -107.2206 | 526.1701 | 629.8871 | -3252.999 | -1459.2908 | -673.7312 | 3.3772 | -890.8107 | -2366.7852 | -612.5418 | 272.1178 | 449.4524 | -2814.5657 | 183.4433 | 3664.1479 | 1257.6299 | 4996.4033 | -292.3665 | -323.4243 | 1741.6395 | -1502.6621 | 1260.5118 | 1113.0387 | -1832.4001 | 1.0227 | 1095.8252 | 210.1042 | -199.9751
2030-01-08 | 1 | 27.4627 | 1660.9208 | -38.6524 | -421.6744 | -264.4213 | -1678.6735 | -12704.2354 | 3170.5903 | 964.3632 | -101.2017 | 3596.8564 | 156.7087 | 1793.4614 | 62.6728 | 2181.7415 | 1553.3157 | -574.8407 | 209.9989 | -340.1199 | 419.6425 | -685.6856 | -1527.3737 | -73.1712 | 26.8318 | 2518.4858 | -1216.2083 | -2707.1541 | -820.8017 | -139.6664 | 423.3333 | 493.9191 | -3497.5408 | -1633.8242 | -893.1674 | 1.5553 | -1379.0906 | -3633.6084 | -50.881 | 616.3991 | 0.99947 | -2665.1208 | 0.99853 | 3237.1665 | 1247.4093 | 4717.3892 | -2.5691 | -272.7195 | -17.5689 | -3048.3359 | 622.551 | 258.8472 | -2261.2183 | 1633.8527 | 347.9086 | 210.1043 | 30.24
2030-01-08 | 2 | 18.3282 | 2140.2024 | -41.6942 | -473.6864 | -33.4266 | -1870.8593 | -12603.9902 | 3675.123 | 1157.7461 | -159.4906 | 3562.6399 | 1.0003 | 1924.1562 | -14.3981 | 2016.7222 | 1117.9773 | -550.989 | 209.9989 | -306.9235 | 196.4705 | -527.5981 | -567.6622 | -146.5469 | -0.42126 | 2480.0217 | -1700.7688 | -2115.4783 | -897.0901 | -158.2405 | 392.7004 | 868.1884 | -2169.9031 | -1145.1475 | -740.1243 | 2.9915 | -702.9686 | -3472.2166 | -7.6376 | 627.651 | 0.99833 | -2539.981 | -150.1043 | 3101.8704 | 1287.7672 | 4620.9956 | -2.5767 | -274.5457 | 616.7111 | -2472.5742 | 423.5398 | -76.195 | -2379.3748 | 1767.8726 | -1118.219 | 210.1042 | 54.9699
2030-01-08 | 3 | 0.94992 | 1757.2157 | -54.4393 | -476.8259 | -4.5663 | -1660.8324 | -12300.6406 | 3596.541 | 1077.115 | -188.2385 | 3333.0164 | -78.0534 | 2008.646 | -96.737 | 1910.5402 | 1372.8575 | -320.3128 | 209.9989 | -279.4912 | 179.7291 | -470.9294 | -1580.2489 | -102.746 | -8.8142 | 2258.0029 | -1679.5134 | -2430.0593 | -797.8845 | -148.2203 | 489.0408 | 824.0012 | -1093.5581 | -1332.0768 | -378.1738 | 1.6791 | -661.4353 | -2286.2534 | -122.01 | 473.8532 | 0.99879 | -2620.6816 | -106.3017 | 3042.7031 | 1216.3365 | 4463.5986 | -2.6698 | -276.4498 | 473.5518 | -2563.1514 | 576.9318 | 1.0095 | -2346.8916 | 1657.2961 | -3528.0959 | 210.1043 | 51.0506
2030-01-08 | 4 | -14.8134 | 1738.85 | -60.4084 | -385.736 | -45.7351 | -1764.813 | -11964.9863 | 3488.6123 | 1112.0842 | -349.2183 | 3524.6807 | 50.036 | 1910.1173 | -297.6691 | 1475.2656 | 1422.5215 | -142.815 | 209.9989 | -174.2865 | 107.7897 | -658.3303 | -3855.6609 | -125.359 | -21.9909 | 1814.7228 | -1728.3656 | -2535.4172 | -808.7287 | -149.9018 | 434.4774 | 965.6162 | 0.98752 | -1310.3357 | -187.6884 | 0.65271 | -528.3045 | -1689.7089 | -3.1804 | 738.5361 | 0.99849 | -2635.3174 | -159.7773 | 2867.9309 | 1410.7694 | 4464.9307 | 92.2196 | -279.02 | 1232.9817 | -1477.6118 | 644.3938 | -249.828 | -2239.7642 | 1432.0221 | -3180.0857 | 210.1043 | 27.5363
2030-01-08 | 5 | -22.0845 | 1890.4945 | -63.0237 | -326.9208 | 321.6319 | -2007.3383 | -13248.4551 | 4425.6514 | 746.4687 | -357.6706 | 3302.8064 | -1.7257 | 1964.8042 | -300.7988 | 1499.51 | 1201.9435 | -79.9794 | 209.9989 | -242.4332 | -255.6435 | -686.067 | -4625.0454 | -145.3988 | -24.9389 | 1992.9258 | -2006.3881 | -1585.6857 | -886.5839 | -160.656 | 573.5029 | 1413.9926 | 0.99694 | -831.2205 | -226.1138 | 0.6633 | -149.0805 | -1824.068 | -62.7908 | 601.9527 | 0.99819 | -2520.4773 | -102.4371 | 3000.0999 | 1354.2324 | 4510.6733 | 1.021 | -278.4986 | 825.2762 | -2092.2417 | 524.8547 | 0.99486 | -2878.9165 | 1487.7966 | -2569.6929 | 210.1042 | 81.5252
2030-01-08 | 6 | -21.6262 | 2040.7611 | -64.9653 | -347.4002 | 492.6168 | -2083.7048 | -13618.9229 | 4503.5381 | -2.669 | -174.6954 | 3728.75 | -31.5986 | 1766.7039 | -134.8409 | 2065.3127 | 1122.9839 | -72.065 | 209.9989 | -247.7852 | -257.8835 | -912.632 | -4939.0273 | -169.6573 | -30.5263 | 1702.3379 | -2006.7924 | -1369.8245 | -898.1487 | -166.901 | 509.9723 | 1775.9713 | 0.9962 | -763.9652 | -216.9983 | 0.57592 | -23.9082 | -1856.6455 | -640.3243 | 209.0131 | 1 | -2680.4941 | -160.9916 | 3819.8254 | 1452.5385 | 4848.1445 | -3.5472 | -276.6093 | 2246.7727 | -696.1426 | 537.2441 | -79.2989 | -3697.6045 | 585.9343 | -3705.9312 | 210.1043 | -10.8344
2030-01-08 | 7 | -22.8507 | 1867.3071 | -68.8681 | -370.2883 | 602.4955 | -2214.7307 | -14286.7412 | 4749.2842 | -1179.8142 | -212.4797 | 3794.9094 | 138.2276 | 1568.8197 | -131.6781 | 1926.3057 | 983.3971 | -224.0484 | 209.9989 | -229.9453 | -392.0814 | -1163.0072 | -5062.1328 | -124.5564 | -18.6917 | 1570.9025 | -2065.0444 | -1044.3795 | -941.4791 | -154.4687 | 692.87 | 1944.4498 | 4.4268 | -548.7393 | -372.557 | 0.63117 | -353.6162 | -2002.0583 | -888.8054 | 1.0014 | 289.3051 | -2879.6025 | -63.1732 | 3827.7095 | 1421.2615 | 4884.3486 | -286.0414 | -272.3387 | 1645.6244 | -2069.0923 | 847.0302 | 1071.342 | -3720.0867 | 2.6039 | -992.8614 | 210.1042 | 4.8449
2030-01-08 | 8 | -14.3588 | 1594.9283 | -73.2517 | -594.3591 | 379.6566 | -2016.2904 | -14466.2178 | 4540.062 | -996.5045 | -285.2443 | 3816.238 | 144.4941 | 1356.1282 | 317.5026 | 2145.7178 | 1309.8419 | -410.2422 | 209.9989 | -228.8516 | -427.0543 | -1616.5413 | -5452.9141 | -99.7425 | 0.97247 | 1482.0166 | -2415.5881 | -439.5324 | -940.8851 | -142.9538 | 738.6111 | 2179.0989 | 5.1283 | -285.8246 | -492.473 | 0.70853 | -890.783 | -1427.6722 | -730.7562 | -89.0689 | 449.4492 | -2273.2991 | -2.2399 | 4339.5742 | 1454.9208 | 5004.9707 | -3.3702 | -553.9811 | 1777.246 | -2021.995 | 839.1245 | 636.5435 | -3309.1401 | 32.1794 | 5668.5439 | 210.1043 | 51.1488
2030-01-08 | 9 | -4.6195 | 1276.5376 | -62.5528 | -635.8061 | -371.9434 | -1732.552 | -13551.0088 | 3338.79 | -308.8806 | -334.5327 | 3801.3567 | 194.999 | 1398.1908 | 312.9459 | 2136.1396 | 1295.9512 | -610.9717 | 209.9989 | -226.5227 | -293.3799 | -1630.3416 | -4988.9761 | -117.2303 | 8.7916 | 1443.4698 | -2379.3975 | -383.2966 | -865.5953 | -127.7186 | 607.5768 | 1905.3774 | -208.8499 | -468.887 | -553.6601 | 0.67835 | -1096.4808 | -1573.229 | -774.428 | -71.3637 | 449.4017 | -2210.3582 | -103.4798 | 4493.2197 | 1436.4512 | 5049.6675 | -3.0978 | -1021.6755 | 1060.2836 | -2637.396 | 771.0786 | -79.7839 | -2219.8125 | 205.6641 | 6950.3965 | 0.10427 | 8.813
2030-01-08 | 10 | -10.4433 | 1192.9667 | -60.4563 | -659.3368 | -484.6797 | -1694.7191 | -13331.6738 | 3181.0908 | -20.4825 | -260.8806 | 3810.3835 | 195.0108 | 1471.2592 | 216.2465 | 2112.8286 | 1407.1711 | -544.6362 | 209.9989 | -230.9801 | -302.0113 | -1255.1946 | -4045.3867 | -106.1908 | -6.1389 | 1578.4862 | -2276.7825 | -243.7076 | -852.9793 | -117.9147 | 643.9752 | 1831.6556 | 1.011 | -478.6277 | -433.099 | 0.70503 | -1042.5253 | -662.909 | -773.0773 | -49.756 | 449.4043 | -2695.731 | -155.1564 | 4487.0576 | 1424.3044 | 5065.3667 | -2.9472 | -1326.9709 | 837.7153 | -2636.8401 | 768.3017 | -15.4888 | -2196.4336 | 215.9146 | 7743.4785 | 0.10427 | -1.1975
2030-01-08 | 11 | -12.009 | 1240.4418 | -59.8017 | -635.5084 | -510.0393 | -1748.0807 | -13198.2969 | 3058.6116 | -2.9968 | -197.2784 | 3787.0457 | 160.7812 | 1553.3795 | 58.6634 | 2113.572 | 1561.6661 | -394.6869 | 209.9989 | -212.7115 | -119.1774 | -1194.2224 | -3023.6399 | -82.5326 | -21.6438 | 1550.3739 | -1887.318 | -483.3796 | -841.2173 | -114.8198 | 610.9211 | 1602.3541 | 2.7757 | -727.1414 | -374.959 | 0.73924 | -960.5162 | -1194.281 | -753.4719 | -28.5812 | 449.3964 | -2801.6145 | -103.8863 | 4506.5483 | 1387.776 | 5068.522 | -2.9933 | -1437.2908 | 403.773 | -3016.2761 | 808.2968 | 0.96551 | -2087.5188 | 70.2297 | 7152.8301 | 0.10427 | -17.9126
2030-01-08 | 12 | -11.2978 | 1009.7213 | -62.8798 | -598.1064 | -529.4573 | -1591.1426 | -13108.9219 | 2938.145 | -2.7957 | -183.3627 | 3789.5454 | -28.7715 | 1570.0792 | 0.99955 | 2154.0942 | 1658.0387 | -420.2096 | 209.9989 | -205.6334 | -65.595 | -1026.8702 | -2444.8171 | -64.8304 | -37.6952 | 1487.2643 | -1974.1277 | -521.0577 | -776.7713 | -109.0669 | 630.564 | 1359.7981 | -308.7379 | -850.5139 | -346.3207 | 0.81699 | -911.0989 | -1396.0558 | -724.5563 | -12.9969 | 449.4585 | -2783.1768 | -89.8096 | 4520.998 | 1374.4727 | 5069.2412 | 0.9944 | -1474.6367 | 321.9843 | -2952.5439 | 809.561 | 0.99253 | -1976.4543 | 268.9958 | 6405.3657 | 0.10427 | -28.245
2030-01-08 | 13 | -10.9788 | 1093.5354 | -60.5651 | -650.6088 | -414.9156 | -1669.8871 | -13333.6426 | 3124.9395 | -2.649 | -228.7368 | 3763.2539 | 1.0004 | 1590.1763 | -141.4778 | 1902.4761 | 1607.8647 | -427.3618 | 209.9989 | -195.4776 | -34.622 | -944.7025 | -1977.1799 | -34.0733 | -47.9713 | 1506.1146 | -1742.3539 | -661.0972 | -801.7123 | -107.2378 | 692.6436 | 1284.504 | -319.3247 | -918.1465 | -333.8716 | 0.76366 | -808.8953 | -922.4178 | -665.0959 | -6.8625 | 449.4483 | -2780.3506 | -55.8809 | 4492.7979 | 1370.6118 | 5069.1509 | 1.0053 | -1456.9086 | 399.3528 | -2889.8884 | 881.8488 | -16.8705 | -2340.8523 | 1.0167 | 6134.1953 | 210.1042 | -50.0505
2030-01-08 | 14 | 0.28372 | 1171.064 | -57.2736 | -544.5788 | -406.017 | -1681.8575 | -13356.8789 | 3042.7964 | -622.4337 | -236.9704 | 3763.0718 | -2.9062 | 1609.947 | -131.4727 | 1827.8192 | 2076.4431 | -450.005 | 209.9989 | -200.5857 | 71.4103 | -998.2587 | -1881.6213 | -25.6769 | -34.7281 | 1521.4684 | -1458.9774 | -870.8877 | -777.0436 | -108.586 | 641.9654 | 903.5919 | -1674.332 | -1296.7782 | -515.9828 | 0.76322 | -1074.0614 | -2584.8623 | -672.3525 | -17.9996 | 449.5252 | -2774.7517 | 5.1615 | 4487.0127 | 1407.9215 | 5069.6226 | -3.1541 | -1459.2362 | 648.4371 | -2732.8499 | 901.2402 | 560.5814 | -2236.1079 | 1.0084 | 4033.5276 | 210.1043 | -63.0504
2030-01-08 | 15 | 15.7559 | 1056.2465 | -54.323 | -442.0005 | -291.3199 | -1644.5979 | -13567.3691 | 3269.7175 | -541.0299 | -101.0128 | 3729.6499 | 128.1015 | 1542.228 | 40.8488 | 1958.4462 | 2573.3625 | -672.455 | 209.9989 | -187.0129 | 121.1106 | -994.5529 | -1589.5227 | 7.9924 | -27.3129 | 1486.0598 | -1494.6621 | -889.1321 | -747.5198 | -107.4762 | 694.8322 | 633.6083 | -3670.4458 | -1514.6847 | -779.9973 | 0.88187 | -1311.3943 | -3049.0439 | -594.6505 | -55.3754 | 449.8029 | -2746.1338 | 135.0572 | 4533.3999 | 1444.1996 | 5072.3569 | 14.2086 | -1350.2179 | 454.5549 | -3078.7615 | 981.7244 | 585.3057 | -2326.8181 | 1.0014 | 4456.4316 | 210.1043 | -82.9144
2030-01-08 | 16 | 24.4733 | 1125.7896 | -44.9037 | -427.3727 | -243.0542 | -1689.0516 | -13777.8682 | 3444.6611 | -563.5202 | -105.101 | 3705.1548 | 140.1117 | 1493.2433 | 1.0012 | 2037.4186 | 2334.4832 | -769.2592 | 209.9989 | -177.8558 | 89.771 | -959.3557 | -1404.788 | 17.3949 | -38.7183 | 1504.6217 | -1375.1954 | -778.7903 | -771.6106 | -109.4751 | 731.8229 | 571.4448 | -4184.6592 | -1470.3685 | -880.5026 | 1.4206 | -1153.8926 | -3199.7642 | -503.0311 | 15.5941 | 449.8494 | -2725.2158 | 147.5728 | 4450.8931 | 1438.2063 | 5072.2944 | 0.99534 | -1350.1193 | 832.4099 | -3124.5063 | 1004.993 | 662.3323 | -2447.7322 | 1.0085 | 4824.9116 | 210.1042 | -98.0192
2030-01-08 | 17 | 21.8883 | 1103.7111 | -44.7524 | -483.5321 | -312.4508 | -1689.6305 | -13207.6689 | 3153.541 | -824.28 | -110.9377 | 3622.5803 | 106.4531 | 1346.4753 | 1.0003 | 2020.2666 | 2243.6443 | -820.1806 | 209.9989 | -156.9937 | 39.2347 | -998.7725 | -1480.6489 | 5.447 | -54.1768 | 1488.2806 | -1436.196 | -713.3876 | -787.4993 | -105.172 | 724.9669 | 625.4439 | -4280.4331 | -1394.8329 | -826.6933 | 1.5847 | -1012.5901 | -2538.0232 | 0.99848 | 1.0012 | 449.4482 | -2756.4219 | 191.9355 | 4551.4819 | 1369.1165 | 5084.084 | -3.4287 | -1079.0231 | 189.3703 | -4389.3311 | 925.9594 | 589.425 | -2419.6609 | 1.0057 | 7568.7935 | 210.1042 | -84.2947
2030-01-08 | 18 | 24.5775 | 1361.8444 | -40.7422 | -516.2565 | -31.1343 | -1850.467 | -12811.1553 | 3682.0671 | -2.8131 | -119.4316 | 3329.2864 | 103.881 | 2132.6602 | 37.7774 | 2047.3922 | 3031.009 | -430.7477 | 209.9989 | -145.732 | -38.7202 | -980.6473 | -1408.0251 | -8.2739 | -65.3372 | 1418.2054 | -1249.4418 | -989.1956 | -846.4774 | -114.3106 | 717.6672 | 637.6139 | -4994.0737 | -1282.048 | -945.3716 | 1.8689 | -638.9153 | -2436.3293 | 1.0005 | 96.5369 | 449.3275 | -2648.8455 | 130.277 | 4530.9946 | 1153.9525 | 5097.0024 | -2.6327 | -603.3296 | 729.2889 | -4515.2441 | 725.99 | 522.4615 | -2709.2144 | 375.4135 | 9099.6279 | 0.10427 | 6.3064
2030-01-08 | 19 | 17.8156 | 872.2599 | -47.8751 | -534.0739 | -411.9426 | -1505.3214 | -10249.9482 | 2554.5017 | -253.9662 | -239.5083 | 3578.5576 | 195.0003 | 1870.0109 | 257.9561 | 2091.5017 | 2558.3364 | -436.9613 | 209.9989 | -234.9314 | 80.8933 | -1269.7856 | -1537.1686 | -24.0678 | -43.0083 | 1783.8544 | -1330.8602 | -856.5025 | -745.3184 | -97.6954 | 589.9398 | 915.0818 | -4683.4121 | -1045.4854 | -764.4182 | 3.8058 | -723.6147 | 108.6749 | 0.99996 | 58.4597 | 449.3985 | -2471.9619 | -2.0333 | 4675.6787 | 1065.3246 | 5089.4043 | -3.0604 | -757.3133 | 1886.887 | -2941.0654 | 816.3964 | 1094.8239 | -2366.5574 | 1.0081 | 11506.5039 | 0.10427 | -18.2685
2030-01-08 | 20 | 4.4738 | 267.0321 | -46.2819 | -493.3195 | -1025.9811 | -816.6113 | -8655.9736 | 1200.7495 | -2.7229 | -222.5411 | 3937.9795 | 195.0004 | 1899.9398 | 218.9817 | 2104.2114 | 1855.2775 | -285.9156 | 209.9989 | -389.1232 | 186.2232 | -1258.7393 | -1340.3591 | 3.6131 | -25.9087 | 2904.3738 | -989.868 | -981.994 | -515.8092 | -77.3264 | 580.8607 | 667.0422 | -2703.1663 | -1241.8861 | -200.6637 | 4.4555 | -770.4006 | 2361.1091 | -300.434 | -58.2503 | 449.4979 | -2515.8059 | 0.99647 | 4760.6963 | 1240.02 | 5077.2017 | 1.0117 | -715.5485 | 2549.7681 | -2044.851 | 922.4088 | 1259.0012 | -1973.4078 | -165.3941 | 11253.9502 | 0.10427 | -75.2896
2030-01-08 | 21 | -19.1172 | -744.9561 | -51.1289 | -485.5363 | -1632.1536 | -69.8345 | -5313.106 | -213.4444 | -2.9445 | -195.1584 | 3550.0476 | 195.0005 | 1367.0643 | 187.9312 | 2118.7246 | 335.3213 | -359.2041 | 209.9989 | -435.0451 | 363.2865 | -1350.7938 | -1219.7294 | 57.1586 | -19.8057 | 3190.5132 | -855.6202 | -1421.9897 | -274.1426 | -43.8313 | 564.504 | 738.8228 | 438.5522 | -1451.9535 | 610.9546 | 4.8847 | -1292.0924 | 5314.4761 | -305.6191 | -2.0639 | 1.0009 | -2549.0376 | 130.5035 | 4665.0171 | 1226.8673 | 5064.1035 | 0.99712 | -276.3377 | 2458.1174 | -2233.4243 | 1016.2775 | 1341.0654 | -1377.6718 | -231.801 | 12042.207 | 0.10427 | -111.5762
2030-01-08 | 22 | -42.9518 | -416.8109 | -62.9845 | -696.9885 | -1715.4033 | -293.4297 | -3818.8477 | -578.4582 | 1.0064 | -140.7699 | 3719.1499 | 126.7932 | 1782.4333 | 77.4519 | 2103.5034 | 101.1316 | -92.744 | 209.9989 | -413.9238 | 420.2267 | -1029.8081 | -919.1888 | 92.3685 | -1.5414 | 3194.5061 | -1749.3956 | -1522.6298 | -397.3849 | -40.8402 | 621.4628 | 1381.0845 | 2651.7917 | -1330.8646 | 1004.9761 | 3.8109 | -1319.6792 | 8141.3975 | -411.7434 | 3.5811 | 278.7765 | -2577.1694 | 281.3349 | 4582.8501 | 1265.1663 | 5040.1812 | -4.2068 | -276.251 | 2376.3477 | -1779.3311 | 908.2063 | 479.9048 | -1119.8799 | 1.021 | 13690.6426 | 210.1043 | -138.5949
2030-01-08 | 23 | -54.5468 | -275.2943 | -63.8816 | -760.3743 | -1500.6702 | -402.445 | -4243.2715 | -2.6409 | 1193.6278 | -163.3493 | 2823.0642 | 41.724 | 1253.1189 | -158.5094 | 2057.7983 | -120.8263 | -65.8084 | 209.9989 | -374.8275 | 261.5021 | -591.3276 | -387.7113 | 140.1385 | -16.4654 | 3140.6719 | -1847.9509 | -1559.9938 | -447.7308 | -45.9829 | 831.9157 | 1284.5397 | 4133.5605 | -1300.7633 | 1139.1222 | 1.2674 | -1038.5023 | 8822.7041 | -506.7423 | 276.9522 | 1.0006 | -2593.8259 | 530.2628 | 4170.7148 | 1349.4618 | 5025.4121 | -3.5619 | -276.181 | 2287.3652 | -1497.7683 | 637.5858 | 564.9769 | -1437.1827 | 720.0408 | 12484.6445 | 210.1042 | -71.8474
2030-01-08 | 24 | -65.3676 | -451.7979 | -64.9822 | -763.3359 | -1674.9226 | -454.4319 | -5735.0288 | -303.9223 | 1.0066 | -175.5213 | 2314.4363 | -64.9828 | 1350.2407 | -244.8055 | 1839.1935 | 107.3765 | 96.3409 | 209.9989 | -346.4713 | 186.5889 | -359.6817 | -197.4599 | 178.4007 | -20.2421 | 3086.2141 | -2086.645 | -1052.1543 | -475.9671 | -30.4303 | 946.6657 | 1680.9854 | 4973.7178 | -1093.9381 | 1212.3845 | 0.66317 | -1081.0653 | 9570.7148 | -390.2184 | 1.0003 | 449.4991 | -2548.4189 | 663.4905 | 4305.9155 | 1357.7928 | 4999.1006 | -2.8005 | -420.2133 | 878.9457 | -2217.8501 | 614.8098 | 359.8729 | -1422.194 | 270.8324 | 13050.1846 | 210.1043 | -125.3987
2030-01-09 | 1 | -72.2066 | -284.1796 | -63.9169 | -749.4667 | -1503.7775 | -439.5512 | -7073.8184 | -3.1848 | 1886.6847 | -158.1323 | 2260.1089 | -141.9887 | 2125.448 | -376.7552 | 1473.2191 | 197.3024 | 233.387 | 209.9989 | -340.8058 | 302.5136 | -369.3115 | -76.9317 | 183.3642 | -20.7992 | 3050.1611 | -1859.2637 | -1502.1965 | -474.2516 | -41.899 | 885.1427 | 1528.249 | 5564.1777 | -573.4136 | 1447.5498 | 0.73082 | -939.0263 | 9680.1445 | -239.9077 | 216.0081 | 449.3288 | -2467.3904 | 718.0565 | 3640.2258 | 1327.1659 | 4624.9561 | -2.6625 | -272.5938 | 685.0198 | -1981.4115 | 393.3943 | 346.3981 | -1655.3079 | 1742.2659 | 11500.2412 | 210.1043 | 68.887
2030-01-09 | 2 | -64.8597 | -291.1047 | -60.4863 | -698.2892 | -1146.3143 | -508.3665 | -7312.7588 | 767.9489 | 2269.2305 | -292.5639 | 2397.9373 | -171.1084 | 2154.4026 | -478.7256 | 1194.2894 | 350.8025 | 272.8019 | 209.9989 | -257.3377 | 477.1508 | -432.5755 | -152.1693 | 235.5958 | -27.266 | 2569.6506 | -1697.5972 | -1960.304 | -485.3154 | -40.5399 | 942.2232 | 1268.2275 | 4856.2954 | -679.2863 | 1391.329 | 0.65167 | -909.4352 | 9119.502 | -356.5494 | 457.2657 | 0.99904 | -2518.8806 | 872.1409 | 3398.0806 | 1049.752 | 4711.0439 | -2.558 | -273.0182 | -1478.0326 | -4524.2754 | 906.233 | 1035.4844 | -1932.538 | 1103.332 | 12157.3008 | 210.1042 | 29.5975
2030-01-09 | 3 | -47.8003 | 88.7829 | -52.1233 | -519.2166 | -1081.8673 | -761.1246 | -8221.7344 | 1196.5103 | 2409.437 | -295.2115 | 2874.1028 | -174.119 | 2028.6069 | -502.311 | 1100.432 | 140.7094 | 281.9109 | 209.9989 | -140.489 | 394.898 | -346.6424 | -51.0841 | 164.7552 | -36.8984 | 1668.8739 | -1750.9365 | -1175.3506 | -518.0757 | -59.0042 | 837.816 | 1409.067 | 2555.2346 | -1136.9924 | 1094.6279 | 3.2301 | -653.2131 | 5554.6406 | -252.577 | 512.1735 | 1.0002 | -2498.0327 | 593.287 | 3064.5679 | 1225.4419 | 4544.7598 | 1.0026 | -278.2974 | -863.2975 | -3686.9648 | 831.9268 | 734.6292 | -1718.9475 | 1352.6901 | 9057.1084 | 210.1042 | 24.3814
2030-01-09 | 4 | -22.6837 | 560.1962 | -45.4445 | -465.7457 | -810.1473 | -1062.7565 | -9728.5264 | 1947.4216 | 2143.7937 | -270.762 | 3025.5571 | -189.2048 | 2036.1968 | -441.1599 | 1248.3779 | 79.7643 | 51.427 | 209.9989 | -87.6341 | 252.479 | -295.7326 | -175.3952 | 114.4535 | -23.0716 | 1445.427 | -1536.0601 | -993.4938 | -593.4479 | -80.9595 | 824.9381 | 1302.546 | 529.1145 | -1216.0695 | 582.4475 | 2.9215 | -904.4919 | 2781.3616 | -231.6786 | 402.7256 | 1.0012 | -2479.2505 | 478.4895 | 2977.0857 | 1290.3809 | 4380.0908 | -2.9749 | -278.3405 | -1061.4299 | -3801.6709 | 718.2158 | 879.5087 | -1997.6107 | 1516.6245 | 6603.9014 | 210.1043 | 53.7571
2030-01-09 | 5 | -15.4999 | 774.8185 | -45.4677 | -436.795 | -968.4211 | -1261.3728 | -9625.6133 | 1861.2325 | 2139.458 | -190.4642 | 3669.5518 | -165.6088 | 1632.0031 | -320.7698 | 1596.7253 | -508.0108 | 62.3911 | 209.9989 | -77.9093 | -29.9152 | -308.3739 | 72.0539 | 19.3716 | -23.8531 | 1241.7766 | -1739.498 | -35.779 | -651.6603 | -84.7627 | 745.8466 | 1755.3734 | 157.954 | -864.9819 | 209.1662 | 5.0363 | -667.7567 | 936.9809 | -115.5552 | 1.0003 | 0.99907 | -2454.6624 | 85.7434 | 3772.1138 | 1473.5391 | 4687.2124 | 1.0032 | -276.8423 | 1343.0869 | -1885.299 | 887.8055 | 261.6954 | -1414.3575 | 232.9989 | 6104.6284 | 210.1042 | -186.3078
2030-01-09 | 6 | -42.6201 | 455.7801 | -58.133 | -492.8053 | -640.0485 | -1019.4959 | -10250.0234 | 2157.0574 | 1018.4498 | -172.1602 | 3721.8608 | -143.5511 | 1748.073 | -283.5691 | 1612.5775 | -1401.2957 | 45.1858 | 209.9989 | -50.3168 | 139.2621 | -630.8369 | -551.4031 | 111.766 | -24.1971 | 970.2369 | -1921.226 | -434.9925 | -580.0931 | -76.0583 | 877.2961 | 1753.2959 | 2703.6802 | -890.4398 | 800.5003 | 5.0393 | -860.1008 | 2722.634 | -251.9212 | -111.9801 | -2.3555 | -2590.4973 | 369.9459 | 4142.8672 | 1566.0693 | 4940.2573 | 0.99865 | -277.1578 | 1794.7358 | -982.0997 | 1093.2838 | 2046.5306 | -2863.7952 | 315.3089 | 4576.0005 | 210.1043 | -70.439
2030-01-09 | 7 | -42.9416 | -9.8173 | -70.0202 | -578.1689 | -809.9229 | -643.8099 | -9543.2246 | 1417.1641 | -2.9774 | -122.2565 | 3636.7007 | 55.2557 | 1739.9425 | -14.5812 | 1862.5032 | -1530.4625 | -188.9695 | 209.9989 | -141.1337 | 181.341 | -1031.5919 | -1128.0818 | 136.9928 | -2.4926 | 1524.6849 | -1850.7931 | -759.7245 | -473.1626 | -67.7634 | 891.4832 | 1473.1544 | 3107.3623 | -1153.9854 | 861.9523 | 4.1185 | -1338.8893 | 3726.0125 | -574.2904 | -237.1171 | 449.5519 | -2663.9617 | 556.2296 | 4493.5332 | 1635.0076 | 5013.5283 | 0.98559 | -278.3387 | 1947.4287 | -1470.6932 | 1113.1655 | 1589.6204 | -2696.3479 | 1.0146 | 3852.5417 | 210.1043 | -44.9136
2030-01-09 | 8 | -37.8135 | -245.785 | -73.8517 | -551.0458 | -1725.3344 | -413.1526 | -7802.7729 | -378.2865 | 1.0075 | -136.3057 | 3752.6038 | 150.5349 | 1410.0975 | 411.2942 | 2113.9636 | -1502.4756 | -207.0619 | 209.9989 | -146.7781 | 559.6722 | -1367.1826 | -1174.0061 | 64.6929 | -14.13 | 1176.1914 | -1439.1005 | -782.6605 | -393.0697 | -60.3029 | 532.5964 | 1405.2026 | 2948.3521 | -1243.3843 | 797.5019 | 6.24 | -1396.1602 | 3743.9731 | -772.6774 | -279.8028 | 449.6873 | -2531.4866 | 384.7744 | 4819.2305 | 1593.1168 | 5041.5781 | -3.3827 | -837.3923 | 1863.8594 | -1630.7604 | 1092.9321 | 1143.1327 | -1286.3101 | -143.5567 | 3451.5544 | 210.1043 | -1.4189
2030-01-09 | 9 | -17.1721 | 153.2179 | -69.6491 | -522.0792 | -1867.4348 | -756.9256 | -8299.9062 | -2.3737 | 1.0056 | -225.7179 | 3710.386 | 195.0011 | 1280.95 | 440.8089 | 2218.7649 | -582.5494 | -107.422 | 209.9989 | -162.6898 | 589.2519 | -1436.0623 | -1202.0614 | 50.2143 | -25.172 | 1439.5776 | -1360.9994 | -1195.9285 | -498.9644 | -69.365 | 496.9266 | 1026.783 | 661.6125 | -1339.3981 | 166.1586 | 4.6885 | -658.9759 | 1507.3414 | -717.5936 | -267.4937 | 449.5961 | -2060.5208 | 439.0057 | 5003.8413 | 1593.7002 | 5043.3628 | -3.2795 | -1387.8527 | 1690.8658 | -1454.1309 | 767.9447 | 210.0381 | -1340.4009 | -41.9124 | 2881.3308 | 0.10427 | -1.108
2030-01-09 | 10 | -16.2853 | 278.8567 | -65.8992 | -526.0948 | -1884.5125 | -723.1895 | -8265.7324 | -118.5441 | -2.9208 | -132.2149 | 3783.751 | 194.9998 | 1447.8167 | 474.9348 | 2234.6655 | -409.7912 | -117.4469 | 209.9989 | -220.139 | 719.2493 | -1481.3324 | -1824.3245 | 50.1889 | -27.9192 | 1646.2557 | -1386.2051 | -1764.908 | -496.993 | -72.1251 | 438.8503 | 591.7806 | 757.6076 | -1409.3322 | 213.0101 | 4.9217 | -561.0322 | 1214.226 | -830.9375 | -374.2706 | 449.69 | -2283.0623 | 423.0431 | 5145.373 | 1588.5602 | 5052.6118 | -3.2133 | -1763.6292 | 1149.5833 | -1730.8395 | 918.4203 | 176.1059 | -1253.5359 | -227.4857 | 3232.614 | 0.10427 | -51.3427
2030-01-09 | 11 | -12.4223 | 472.3575 | -61.7335 | -505.3821 | -1905.7577 | -820.178 | -7699.6895 | -155.7164 | -2.9308 | -131.0217 | 3838.8191 | 185.1934 | 1393.7416 | 405.478 | 2232.0884 | -283.894 | -99.4223 | 209.9989 | -303.2205 | 646.1208 | -1508.5573 | -2633.2014 | 20.5941 | -36.1307 | 2130.491 | -1462.0699 | -1905.5669 | -523.6718 | -78.0321 | 390.4228 | 285.7243 | 561.0814 | -1383.958 | 59.9023 | 5.1439 | 108.2988 | 400.5903 | -821.8928 | -378.0611 | 449.6908 | -2172.9045 | 319.9033 | 5203.707 | 1578.3474 | 5058.877 | -3.3377 | -1855.5563 | 917.1782 | -1619.3297 | 993.6425 | 266.4183 | -1127.2926 | -273.2051 | 4881.8008 | 0.10427 | -87.9519
2030-01-09 | 12 | -16.2821 | 520.2789 | -59.7484 | -497.1789 | -1916.8937 | -760.8688 | -7049.9302 | -314.4091 | -2.9153 | -139.7256 | 3864.0706 | 154.29 | 1397.2134 | 440.2625 | 2203.2473 | -322.5201 | 4.7617 | 209.9989 | -441.7236 | 550.0412 | -1482.625 | -3588.21 | -27.2916 | -48.0094 | 3073.071 | -1636.3884 | -2130.6882 | -517.6644 | -82.8124 | 321.5764 | -109.9915 | 1164.5417 | -1343.4004 | 182.6801 | 5.9973 | 1425.2068 | 725.0371 | -772.9506 | -327.8635 | 449.7816 | -2305.8105 | 157.6434 | 5198.2104 | 1574.4121 | 5061.5684 | -3.3606 | -1833.3375 | 1245.8983 | -1052.0144 | 924.1157 | 341.8793 | -1103.4806 | -151.1196 | 4781.4604 | 0.10427 | -75.2683
2030-01-09 | 13 | -27.9726 | 521.5228 | -58.1326 | -537.2477 | -1921.3022 | -582.8598 | -6557.2271 | -347.1897 | -131.7175 | -152.6588 | 3862.0325 | 132.6578 | 1295.4135 | 487.8912 | 2230.2373 | 37.9756 | 174.9158 | 209.9989 | -459.1867 | 525.5226 | -1393.6481 | -4204.6362 | -64.0126 | -47.4859 | 3134.4199 | -1823.2797 | -2551.926 | -475.3212 | -85.4064 | 261.0146 | 102.2951 | 2222.0896 | -1294.8129 | 614.77 | 5.4753 | 1547.3961 | 2263.5522 | -727.5852 | -303.6605 | 449.7825 | -2560.1155 | 0.99806 | 5141.7192 | 1567.8788 | 5062.2065 | 1.0088 | -1835.2761 | 1153.0701 | -956.817 | 1018.4065 | 57.2089 | -1083.5782 | -343.6636 | 3866.291 | 210.1043 | -114.4014
2030-01-09 | 14 | -34.0314 | 503.6136 | -58.6068 | -574.9227 | -1850.5167 | -528.6636 | -6338.6436 | -123.5591 | -2.9453 | -157.5087 | 3853.0081 | 101.7789 | 1266.8464 | 492.571 | 2251.7073 | 158.1759 | 240.1395 | 209.9989 | -445.984 | 678.1508 | -1176.7736 | -4244.4346 | -56.2775 | -40.1685 | 3062.5342 | -1959.2057 | -2551.6775 | -472.8169 | -85.5221 | 306.188 | 423.8277 | 2741.5029 | -1163.2185 | 751.8542 | 4.9394 | 1443.8441 | 3209.9766 | -636.4775 | -194.2625 | 449.766 | -2640.0864 | 0.99777 | 5163.1494 | 1600.4796 | 5062.4556 | 145.6385 | -1835.0732 | 1483.2285 | -673.6686 | 1019.4929 | 28.9125 | -842.0618 | -236.7384 | 3844.4343 | 210.1043 | -150.2466
2030-01-09 | 15 | -22.4142 | 681.2667 | -54.6975 | -532.8899 | -1943.874 | -715.4711 | -5767.396 | -484.3499 | -2.8817 | -180.955 | 3864.5715 | 125.0579 | 1437.4718 | 464.3263 | 2220.7925 | 411.4601 | 268.2169 | 209.9989 | -489.5715 | 667.4357 | -1401.3138 | -4515.4854 | -35.2735 | -36.6566 | 3342.6108 | -1922.4753 | -2508.8547 | -517.7468 | -88.725 | 311.8418 | 164.5314 | 1868.8521 | -1174.8911 | 394.3545 | 4.5398 | 1696.603 | 2056.9946 | -660.5657 | -213.1289 | 449.9698 | -2206.1235 | 142.5076 | 5199.8853 | 1644.3992 | 5075.3047 | 143.9677 | -1399.6036 | 1750.5317 | -344.2632 | 834.2098 | -40.6591 | -827.9128 | -14.0195 | 4198.8989 | 210.1043 | -177.3584
2030-01-09 | 16 | -10.2736 | 1092.4863 | -48.7244 | -460.6392 | -1927.3655 | -875.9175 | -5348.3242 | -697.6934 | -2.6456 | -255.3838 | 3773.9023 | 24.1782 | 1065.5726 | 343.3634 | 2146.1108 | 688.7441 | 391.7718 | 209.9989 | -539.2993 | 483.1906 | -1369.7457 | -4262.4043 | -118.2323 | -58.2994 | 3552.2764 | -1736.7629 | -2069.3945 | -533.4486 | -107.9027 | 205.4016 | 59.6687 | 1040.5924 | -1126.5603 | 188.2165 | 4.5564 | 2359.156 | 985.8699 | -626.6237 | -195.8152 | 449.9793 | -1899.3334 | -36.9001 | 5070.4478 | 1667.5443 | 5078.5347 | 35.1811 | -1354.838 | 2011.926 | 250.57 | 459.2033 | -1287.3372 | -644.2439 | -136.4892 | 1878.3604 | 210.1042 | -272.3196
2030-01-09 | 17 | -24.2209 | 851.5755 | -54.3919 | -470.1974 | -1947.0421 | -774.5762 | -4554.2012 | -522.4164 | 1.0074 | -308.4882 | 3681.0347 | -52.3385 | 772.4245 | 330.1079 | 2207.3064 | 463.7747 | 622.9714 | 209.9989 | -482.7082 | 320.2579 | -1452.347 | -4505.7954 | -88.634 | -94.6956 | 2305.8076 | -1764.678 | -2687.6445 | -501.7138 | -98.0019 | 274.7611 | 859.8355 | 2338.6499 | -965.8898 | 563.1284 | 5.4843 | 2660.8259 | 2407.0657 | -751.2701 | -269.9252 | 236.9561 | -1469.1683 | 0.99648 | 5147.4028 | 1669.1287 | 5064.3496 | -2.9826 | -1999.8738 | 1721.4901 | -522.8131 | 519.7974 | -663.0471 | -217.0826 | -4.4732 | 3209.9192 | 0.10427 | -301.2973
2030-01-09 | 18 | -19.1161 | 887.5278 | -53.8765 | -447.6918 | -1877.7145 | -802.2875 | -4011.1743 | -274.606 | 81.7613 | -381.2556 | 3730.4131 | 14.3074 | 746.4005 | 313.4934 | 2175.5237 | 382.8577 | 558.8301 | 209.9989 | -509.8295 | 243.2328 | -1598.2283 | -4407.6392 | -146.0216 | -83.8837 | 2460.908 | -1652.7543 | -2537.5164 | -493.5405 | -101.9109 | 247.2542 | 954.5351 | 1968.1742 | -1028.7996 | 446.6389 | 4.0134 | 2410.5391 | 2148.157 | -865.5696 | -816.8553 | 450.0477 | -1494.3552 | -246.7216 | 5658.377 | 1631.1061 | 5071.2949 | -112.1145 | -1999.96 | 1884.801 | -722.4183 | 630.1929 | 1.0077 | -369.2629 | -427.4512 | 2054.8269 | 0.10427 | -261.5508
2030-01-09 | 19 | -14.0082 | 1062.1335 | -57.4386 | -447.277 | -1774.4508 | -862.6613 | -3897.8904 | -449.1239 | 1.0069 | -353.0738 | 3849.5278 | 114.9706 | 1.0782 | 232.9641 | 2112.1067 | 208.6828 | 495.5321 | 209.9989 | -752.2295 | 406.4499 | -1964.3856 | -4593.6348 | -214.5382 | -48.3171 | 3859.282 | -1534.1776 | -2830.2642 | -497.344 | -112.4977 | 44.4192 | 718.1728 | 1362.6219 | -1192.2799 | 292.0374 | 3.9797 | 2153.2205 | 1719.0024 | -272.1691 | -499.7468 | 450.6195 | -1289.4037 | -498.3904 | 5592.4927 | 1718.9615 | 5064.9351 | 141.6281 | -1907.3785 | 2192.481 | -111.0472 | 433.2082 | 0.9937 | -836.8594 | -204.7981 | 1112.6631 | 210.1043 | -122.451
2030-01-09 | 20 | -16.1716 | 1049.0302 | -63.3498 | -463.2324 | -1842.9758 | -940.9261 | -4696.9238 | -415.2125 | 212.0726 | -362.43 | 3828.9133 | 98.2877 | 143.2764 | 234.2123 | 2132.4771 | 128.2381 | 474.2551 | 209.9989 | -764.252 | 412.6419 | -1934.6876 | -4640.8696 | -213.4807 | -55.4893 | 3876.656 | -1646.6189 | -2840.8142 | -522.2117 | -109.5529 | 46.487 | 752.5264 | 1203.6559 | -1151.564 | 295.2354 | 3.8486 | 2524.3342 | 1759.8977 | -113.4263 | -300.1175 | 450.4859 | -1309.9525 | -528.6245 | 5687.3911 | 1761.0298 | 5062.8354 | 463.8129 | -1653.7836 | 2465.7529 | 214.8785 | 346.8699 | -140.3714 | -799.9224 | -121.0642 | 945.0047 | 210.1042 | -99.0044
2030-01-09 | 21 | -16.5816 | 975.2073 | -64.3114 | -453.3609 | -1839.8341 | -992.7134 | -5530.4526 | -182.1443 | 849.3882 | -363.3451 | 3833.5186 | 85.6617 | 479.0913 | 243.4228 | 2136.4521 | 77.2455 | 500.9046 | 209.9989 | -782.9177 | 443.003 | -1811.1259 | -4554.1025 | -138.547 | -56.2809 | 3944.5059 | -1654.9281 | -3018.3201 | -539.4097 | -104.0731 | 212.2231 | 708.8818 | 957.0997 | -1172.2729 | 320.3647 | 3.6992 | 2705.4631 | 1523.2371 | 128.0698 | 1.0021 | 450.3506 | -1419.0208 | -274.1747 | 5528.1616 | 1838.5569 | 5061.1909 | 647.1924 | -1302.8033 | 2659.9343 | 587.2236 | 534.9613 | 198.4321 | -49.2511 | -427.0546 | 1020.4182 | 0.10427 | -141.9054
2030-01-09 | 22 | -19.9507 | 964.8907 | -65.5018 | -461.268 | -1831.7511 | -977.863 | -5315.9111 | -373.9321 | 1156.615 | -367.5363 | 3859.2532 | 99.9083 | 604.6805 | 228.6699 | 2126.5024 | -2.6199 | 556.116 | 209.9989 | -718.9401 | 613.408 | -1857.0973 | -4763.8457 | -96.104 | -65.1384 | 3440.6926 | -1694.358 | -3176.7065 | -541.2278 | -101.3345 | 191.4004 | 676.3198 | 1445.2512 | -1186.4298 | 380.1955 | 4.1363 | 2713.469 | 2058.4326 | 235.3138 | 322.0475 | 450.116 | -1588.574 | -83.0465 | 5095.3594 | 1958.0525 | 5049.1489 | 616.5689 | -891.944 | 2665.8577 | 1087.9535 | 622.9765 | 1.0264 | -12.2003 | -488.8697 | 922.4932 | 0.10427 | -192.811
2030-01-09 | 23 | -14.0779 | 1123.335 | -62.4689 | -456.0393 | -1833.9327 | -1127.9985 | -5704.3232 | -426.2513 | 1352.2767 | -371.5704 | 3815.4744 | 92.2661 | 988.0239 | 43.1645 | 2135.74 | 73.0567 | 572.2748 | 209.9989 | -761.9207 | 756.064 | -1843.5767 | -4114.2427 | -86.5476 | -54.2977 | 4365.875 | -1809.776 | -2267.0984 | -603.3859 | -102.1097 | 182.6694 | 364.1689 | 1220.8534 | -1059.6364 | 155.9935 | 4.1893 | 2967.6658 | 1972.2194 | 445.3994 | 916.3373 | 449.6544 | -1469.199 | 34.5443 | 4314.6562 | 1938.3345 | 5017.0352 | 941.9374 | -801.1058 | 2544.9153 | 1105.4153 | 682.5259 | 147.6065 | -104.7575 | 1.0061 | 1548.9705 | 210.1042 | -198.1657
2030-01-09 | 24 | -15.4935 | 956.2635 | -59.3688 | -424.7847 | -1853.998 | -997.606 | -4653.3633 | -979.4243 | 865.295 | -260.1062 | 3883.7109 | 115.0876 | 1826.0394 | -141.3513 | 2148.7397 | 303.6082 | 597.4052 | 209.9989 | -709.2517 | 565.7365 | -1742.1331 | -4560.5044 | -117.2847 | -70.2038 | 4005.3679 | -1749.4841 | -2469.4875 | -550.7586 | -98.6399 | 107.7336 | 253.9041 | 1272.9021 | -1237.0404 | 303.4733 | 2.4748 | 2966.4233 | 2155.4119 | 77.6216 | 504.4946 | 449.8886 | -1869.4409 | -52.4105 | 4149.3779 | 1817.9749 | 4998.7949 | 515.2772 | -279.1187 | 2747.8093 | 1557.3275 | 691.8846 | -443.0065 | 88.7792 | 1.0056 | 2211.1116 | 210.1043 | -217.3814
2030-01-10 | 1 | -13.9251 | 1036.9843 | -54.0832 | -419.4174 | -1835.6704 | -1027.0472 | -4120.7788 | -806.2554 | 1891.7058 | -259.1012 | 3891.3147 | -68.242 | 1225.1841 | -125.1896 | 2230.8005 | 1118.1527 | 654.605 | 209.9989 | -522.037 | 486.3822 | -1540.6703 | -4312.1802 | -112.9869 | -82.9561 | 2684.7944 | -1760.9495 | -2217.2783 | -571.9581 | -99.1437 | 176.4392 | 486.2415 | 867.8804 | -1056.9166 | 302.2827 | 2.6743 | 2640.7732 | 2434.7053 | 375.3503 | 787.9771 | 449.6494 | -1777.5935 | -59.4788 | 3612.6616 | 1854.8783 | 4977.228 | 321.9773 | -280.0639 | 3226.9399 | 1600.0729 | 793.8989 | -1522.2603 | 0.99873 | -5.4737 | 2696.1702 | 210.1043 | -357.5751
2030-01-10 | 2 | -17.3393 | 1006.0488 | -52.642 | -438.8414 | -1849.6304 | -1053.1968 | -4408.9585 | -513.6749 | 2146.5989 | -234.4159 | 3852.4104 | -68.0558 | 1199.7017 | -205.1643 | 2129.6848 | 1424.2395 | 738.5353 | 209.9989 | -498.8079 | 495.47 | -1388.9349 | -4673.3379 | -87.9413 | -79.4366 | 2383.321 | -1787.5707 | -2240.7922 | -590.8652 | -95.214 | 249.4546 | 578.3534 | 694.0222 | -1022.3421 | 291.1568 | 2.6582 | 2275.4031 | 3275.814 | 527.5046 | 966.2302 | 449.597 | -2095.0142 | -12.2468 | 3457.8184 | 1910.9579 | 4710.5898 | 544.2194 | -281.0988 | 3262.6116 | 1565.1617 | 891.2413 | -1440.9578 | 328.063 | -124.9804 | 4401.7305 | 210.1043 | -387.0862
2030-01-10 | 3 | -40.5595 | 635.4665 | -62.6327 | -525.252 | -1871.5712 | -910.1033 | -4147.6689 | -362.8651 | 2281.8762 | -232.2186 | 3841.8433 | -105.9292 | 1128.0702 | -272.4237 | 1943.5603 | 185.8118 | 561.7054 | 209.9989 | -469.4634 | 433.1317 | -1292.6504 | -4804.4683 | -14.0251 | -89.8972 | 2383.9414 | -2219.0903 | -2377.2888 | -589.6708 | -78.2347 | 439.6421 | 1066.7419 | 2536.0603 | -854.1851 | 865.9116 | 1.754 | 2301.0818 | 6047.6826 | 665.9923 | 1099.0204 | 449.557 | -2227.6353 | 102.5243 | 3323.6472 | 1970.3339 | 4567.5181 | 724.0183 | -281.9468 | 3373.2188 | 1640.9423 | 1077.5996 | -771.0966 | 0.99834 | -3.9676 | 7873.8726 | 210.1043 | -334.3874
2030-01-10 | 4 | -47.408 | 421.9198 | -65.9482 | -567.4724 | -1857.2098 | -830.8788 | -4089.3381 | -312.9187 | 2271.6018 | -205.1444 | 3850.2849 | -82.3699 | 1310.5911 | -299.5912 | 1854.0168 | 950.8171 | 545.3558 | 209.9989 | -465.0729 | 483.182 | -1042.7849 | -5184.6592 | 13.1309 | -70.691 | 2457.6833 | -2222.0552 | -2565.3604 | -571.3806 | -70.2744 | 523.1946 | 1301.8466 | 2466.0518 | -851.6126 | 918.9664 | 1.5175 | 2023.4377 | 6875.106 | 599.0518 | 1083.8385 | 374.1249 | -2455.417 | 99.7993 | 3390.47 | 1964.4302 | 4612.0093 | 700.6204 | -281.8214 | 3195.6775 | 1116.0005 | 1122.2444 | -661.0043 | 0.99334 | 1.0049 | 9729.3525 | 210.1043 | -307.2297
2030-01-10 | 5 | -60.5302 | 194.0954 | -73.122 | -663.9146 | -1860.5693 | -702.2125 | -3624.7676 | -455.315 | 2016.4769 | -231.091 | 3859.5923 | -188.3492 | 1399.3837 | -288.067 | 1845.7296 | 1081.6266 | 547.931 | 209.9989 | -426.1592 | 524.5632 | -1138.5521 | -5659.1323 | 31.0972 | -72.247 | 2192.4893 | -2439.4646 | -2614.3635 | -556.4578 | -61.3203 | 558.563 | 1542.3455 | 3255.2036 | -771.5897 | 1161.8939 | 0.62403 | 1870.306 | 8583.1123 | 382.959 | 850.6075 | 328.8828 | -2524.8303 | 84.5983 | 3429.844 | 1879.8718 | 4613.4995 | 507.5538 | -280.9053 | 3028.8577 | 510.7101 | 1220.2589 | -168.4451 | -53.6946 | -10.651 | 12223.625 | 210.1042 | -248.7701
2030-01-10 | 6 | -74.2348 | 51.5464 | -78.9516 | -741.7405 | -1825.9885 | -541.1312 | -3400.4741 | -732.4143 | 1339.8473 | -217.6271 | 3906.9038 | -186.0911 | 1862.308 | -294.2012 | 1812.447 | 1087.5487 | 567.5681 | 209.9989 | -398.5775 | 593.7629 | -1413.424 | -6037.1235 | 46.0016 | -73.3135 | 2156.345 | -2583.0603 | -2682.6101 | -523.1646 | -58.5682 | 570.3752 | 1625.6034 | 4305.7744 | -780.0562 | 1494.0583 | 0.44538 | 1911.4971 | 10161.3223 | -99.937 | 356.7713 | 313.411 | -2515.0388 | 114.4525 | 3883.7822 | 1752.4681 | 4948.2246 | 140.7227 | -279.1969 | 2714.8665 | -359.3762 | 1226.8485 | 87.696 | -788.0488 | -666.767 | 12348.6855 | 210.1043 | -215.2382
2030-01-10 | 7 | -74.1604 | 157.3941 | -82.5255 | -764.7778 | -1772.7078 | -627.9928 | -4320.2075 | -450.6458 | -3.0082 | -243.9958 | 3913.9526 | -175.2807 | 1327.2406 | -261.4149 | 2039.9404 | 819.6653 | 537.8974 | 209.9989 | -354.4303 | 340.5893 | -1808.297 | -6019.7822 | -9.6573 | -70.9098 | 1938.3982 | -2641.4241 | -2515.9543 | -554.5824 | -59.3498 | 498.2174 | 1814.6748 | 4277.417 | -646.0694 | 1413.7734 | 0.5797 | 1811.1863 | 9884.3623 | -62.5263 | 253.4278 | 450.2286 | -1922.9694 | -55.4376 | 4476.3369 | 1664.9761 | 5005.665 | 394.8793 | -278.5194 | 2685.8486 | -896.6431 | 860.2211 | 495.0404 | -1402.0757 | -329.506 | 10213.7998 | 210.1043 | 9.5975
2030-01-10 | 8 | -73.0772 | 141.7549 | -89.2464 | -779.0274 | -1691.5934 | -797.2333 | -6154.2466 | -106.3832 | -250.1556 | -262.4869 | 3949.95 | 169.4841 | 1773.1478 | -201.8689 | 2075.6631 | 599.9428 | 382.8278 | 209.9989 | -500.7168 | 293.8479 | -1839.493 | -6403.4521 | 18.9695 | -66.6593 | 3003.7434 | -2699.863 | -2420.2534 | -596.818 | -59.9037 | 620.7228 | 1857.3752 | 4128.7578 | -604.9014 | 1278.051 | 0.41094 | 2114.1626 | 9247.8242 | -386.812 | -16.2111 | 449.5753 | -2258.2283 | -22.4825 | 4566.77 | 1427.619 | 5040.8252 | 117.6672 | -944.5649 | 2317.6333 | -1158.0802 | 1034.137 | -44.0438 | -1122.9269 | -99.3113 | 8471.9658 | 0.10427 | -99.6568
2030-01-10 | 9 | -62.9003 | 63.3036 | -86.0034 | -784.6376 | -1729.9482 | -844.4709 | -7299.6636 | -468.1111 | -3.0504 | -338.8911 | 3943.0615 | 194.9989 | 1936.5657 | -43.2602 | 2096.7378 | 752.8871 | 216.4693 | 209.9989 | -551.8978 | 365.1713 | -1843.9761 | -6130.7573 | 33.8758 | -46.587 | 3282.0686 | -2514.5242 | -2350.3894 | -605.4088 | -52.4053 | 605.722 | 1752.9375 | 3548.302 | -661.2819 | 1051.3059 | 0.28732 | 1899.343 | 8264.8955 | -382.5094 | -44.5061 | 449.8213 | -2172.7051 | 36.9873 | 4522.729 | 1364.571 | 5052.5649 | -3.4924 | -1135.1335 | 2217.4778 | -944.4115 | 1068.1813 | -69.441 | -998.2101 | -615.963 | 8774.4746 | 0.10427 | -99.0352
2030-01-10 | 10 | -55.2301 | 301.5869 | -74.8474 | -762.3477 | -1772.8955 | -788.4845 | -7039.3682 | -713.3571 | -50.7217 | -374.4508 | 3922.0886 | 60.0087 | 1868.9309 | -68.7813 | 2127.5837 | 863.8713 | 202.7696 | 209.9989 | -537.0912 | 507.805 | -1849.8147 | -5957.5327 | -46.7734 | -37.1311 | 3016.3372 | -2345.9048 | -2460.8569 | -599.4283 | -60.8602 | 372.6551 | 1810.7938 | 3037.1021 | -664.2773 | 1006.329 | 0.83361 | 1396.5758 | 7915.9106 | -489.7043 | -142.301 | 431.094 | -2335.4768 | -110.363 | 4382.2437 | 1344.4873 | 5065.416 | -259.673 | -1259.7789 | 2140.5833 | -897.31 | 903.8492 | 1.0237 | -1185.0782 | -539.8915 | 7192.5786 | 0.10427 | -39.7411
2030-01-10 | 11 | -53.4906 | 494.9949 | -70.5384 | -783.8146 | -1697.7234 | -860.6205 | -7175.2178 | -245.2886 | -3.0295 | -383.9824 | 3976.4265 | 0.99922 | 1801.1787 | -93.0989 | 2118.4304 | 1078.3303 | 185.173 | 209.9989 | -376.6099 | 517.0378 | -1869.7544 | -5669.0713 | -62.5696 | -26.9372 | 1783.3424 | -2405.4534 | -2200.4109 | -638.8938 | -64.982 | 324.5031 | 2246.6792 | 2840.147 | -520.1188 | 901.9006 | 0.44612 | 516.8235 | 8035.0781 | -432.9597 | -84.954 | 449.5945 | -2134.0554 | -109.1773 | 4339.2646 | 1347.9841 | 5069.6831 | -261.7934 | -1072.6558 | 1957.7222 | -869.4081 | 901.6191 | 0.96977 | -1217.9203 | -265.4814 | 6354.3193 | 0.10427 | -58.4393
2030-01-10 | 12 | -56.2983 | 646.5031 | -71.0671 | -798.9631 | -1252.3873 | -995.2335 | -7957.6211 | 316.7217 | -306.5426 | -384.9626 | 3965.3291 | -14.3081 | 1789.8098 | -69.8098 | 2030.4333 | 316.7911 | 139.506 | 209.9989 | -358.7444 | 427.2131 | -1778.9225 | -5302.1572 | -43.7429 | -14.6446 | 1756.41 | -2626.0562 | -1941.1627 | -687.9278 | -68.561 | 411.9091 | 2587.4207 | 3255.0842 | -288.9211 | 868.6695 | 0.57433 | 6.2901 | 8419.0674 | -389.5267 | -2.0184 | 449.4473 | -1992.3048 | 36.2531 | 4367.6538 | 1364.5011 | 5065.6416 | -131.6483 | -1132.7207 | 1831.9718 | -849.8899 | 945.0623 | 369.5663 | -1720.677 | -158.0042 | 5657.666 | 0.10427 | -103.6699
2030-01-10 | 13 | -74.1167 | 308.2222 | -76.136 | -775.1325 | -1310.686 | -777.0305 | -7172.4658 | 115.3415 | -253.1698 | -382.5393 | 3941.134 | -4.4705 | 1954.823 | -108.4309 | 2037.8312 | 230.8974 | 252.3214 | 209.9989 | -332.5275 | 490.0376 | -1534.2527 | -4999.2812 | 6.705 | -17.5365 | 1588.2985 | -2798.4893 | -1954.7281 | -615.904 | -64.3224 | 590.4799 | 2632.8992 | 4358.6846 | -252.3371 | 1225.3387 | 0.57579 | 175.0892 | 9810.6582 | -385.6746 | -2.0127 | 449.4068 | -2532.2781 | 196.4687 | 4297.2393 | 1307.6254 | 5066.541 | -174.6243 | -1094.1494 | 1994.9009 | -1167.6992 | 1077.1609 | 1193.4849 | -1785.3442 | -515.5104 | 7261.9819 | 0.10427 | -107.3506
2030-01-10 | 14 | -77.4636 | 373.1353 | -75.0166 | -776.2028 | -1369.83 | -768.495 | -6666.918 | 29.7736 | -3.013 | -387.5408 | 3937.4695 | -35.0864 | 1818.3595 | -243.1273 | 2053.4219 | 242.4764 | 281.645 | 209.9989 | -330.2429 | 566.3047 | -1505.8046 | -4883.6548 | 27.0201 | -21.0345 | 1628.9258 | -2897.4075 | -2045.6077 | -615.7664 | -64.2757 | 574.8995 | 2600.3088 | 4656.3022 | -276.0016 | 1310.9039 | 0.5729 | 182.4153 | 10060.8223 | -393.573 | -2.0283 | 449.4434 | -2431.7366 | 312.4692 | 4309.7065 | 1382.0986 | 5054.584 | -113.9422 | -1094.9481 | 1932.9803 | -1388.46 | 1075.76 | 1364.0995 | -1554.1323 | -146.7099 | 8117.5884 | 210.1043 | -132.9963
2030-01-10 | 15 | -67.9112 | 522.2585 | -69.4376 | -778.4032 | -1175.0535 | -869.4623 | -7291.0386 | 624.8777 | -3.0019 | -377.7504 | 3891.3804 | -45.7224 | 1503.731 | -352.3732 | 1673.4979 | 109.279 | 187.4137 | 209.9989 | -366.535 | 446.3336 | -1491.923 | -5301.3218 | 18.5696 | -43.1706 | 1795.9655 | -2877.937 | -1991.0944 | -650.8199 | -69.9691 | 607.1155 | 2391.1741 | 4250.2954 | -223.7164 | 1136.4332 | 0.51088 | 451.8124 | 9365.0674 | -441.1859 | -39.1637 | 449.4916 | -2254.3804 | 326.9895 | 4408.1318 | 1450.3853 | 5056.5142 | -60.1115 | -1067.3311 | 2052.7634 | -1199.1442 | 1083.7412 | 1106.4062 | -1590.7313 | -135.7224 | 7320.5674 | 210.1043 | -173.4436
2030-01-10 | 16 | -63.8512 | 621.9245 | -65.4396 | -784.0468 | -1195.23 | -904.8183 | -7252.1616 | 563.5318 | -2.8392 | -255.0644 | 3917.8479 | 195.0004 | 1621.3157 | -322.3405 | 1725.7416 | 169.071 | 215.2145 | 209.9989 | -385.4102 | 377.6869 | -1274.7058 | -5289.7334 | -6.2089 | -47.3309 | 2041.7832 | -2763.0913 | -1746.2047 | -657.8797 | -76.1655 | 584.2432 | 2263.9014 | 3926.324 | -258.0443 | 1091.5806 | 0.51307 | 565.6954 | 8986.2539 | -478.8344 | -35.824 | 449.4576 | -2555.416 | 196.4948 | 4493.2485 | 1465.3341 | 5052.6719 | -3.3552 | -1077.2809 | 2013.7225 | -1646.7164 | 1067.3844 | 941.6205 | -1478.6716 | -10.0696 | 7677.6802 | 210.1043 | -189.5366
2030-01-10 | 17 | -65.2539 | 266.3954 | -66.2866 | -751.5911 | -1791.7039 | -489.7884 | -4886.4316 | -483.0866 | -3.0238 | -133.8966 | 3884.9731 | 67.0513 | 1774.0183 | -243.8407 | 2034.6664 | 76.2198 | 226.2254 | 209.9989 | -379.1997 | 737.5306 | -1463.3052 | -4631.21 | 43.422 | -30.6829 | 2035.2428 | -2319.3831 | -2241.3459 | -515.0397 | -66.5795 | 492.0693 | 1836.6602 | 4275.2109 | -754.7326 | 1322.002 | 0.64163 | 433.0685 | 8978.1816 | -400.909 | -2.0684 | 449.3912 | -2477.4563 | 401.2444 | 4519.6035 | 1440.714 | 5051.2056 | -2.918 | -1113.8882 | 1593.1727 | -2146.3674 | 1200.3885 | 1096.2644 | -1071.1915 | -339.0055 | 9486.4951 | 210.1042 | -218.2093
2030-01-10 | 18 | -66.8243 | 112.6874 | -69.3487 | -722.2847 | -1568.1108 | -363.6923 | -2765.4612 | -522.4803 | 1.0063 | -292.3734 | 3937.3149 | 195.0009 | 2108.7627 | -189.9668 | 2069.2078 | -142.5558 | 333.3277 | 209.9989 | -371.6086 | 485.2735 | -1326.8546 | -4067.521 | 54.3037 | -51.5267 | 1591.5398 | -2244.845 | -2215.1733 | -456.0117 | -62.9271 | 581.7169 | 1831.0929 | 5154.9199 | -832.2776 | 1454.4183 | 1.8769 | 1077.2131 | 9141.335 | -374.2042 | -2.3899 | 422.3058 | -2352.8203 | 415.1341 | 4409.7783 | 1348.3209 | 5075.1616 | -245.8971 | -822.4437 | 2197.9795 | -1944.5946 | 958.1083 | 1172.4327 | -1542.182 | -256.1287 | 9254.042 | 0.10427 | -178.2765
2030-01-10 | 19 | -54.8599 | 339.235 | -69.7759 | -659.3639 | -1758.9974 | -449.8776 | -1153.6244 | -734.1362 | -89.1452 | -345.3573 | 3922.8643 | 195.0015 | 1767.4928 | 209.9415 | 2088.2471 | -718.6846 | 295.0277 | 209.9989 | -662.0344 | 390.5836 | -1589.8501 | -3919.3694 | -35.2707 | -21.7964 | 2857.0574 | -2188.4917 | -2230.0874 | -458.3761 | -72.4463 | 414.2969 | 1364.4998 | 4567.6055 | -928.8 | 1187.454 | 2.0283 | 884.9338 | 7340.75 | -341.3618 | -347.4734 | 107.1174 | -1902.3984 | 54.9778 | 5034.2144 | 1303.186 | 5071.3169 | -3.3544 | -782.944 | 2808.4192 | -1065.2458 | 712.0996 | 1056.4438 | -528.5982 | -514.2197 | 6826.1284 | 210.1043 | -169.2364
2030-01-10 | 20 | -56.9221 | 272.2773 | -72.517 | -649.0477 | -1791.7094 | -429.3308 | -1388.3826 | -1232.9288 | -2.8916 | -347.3871 | 3943.803 | 194.9985 | 1557.7837 | 228.5203 | 2091.1765 | -1009.6978 | 405.736 | 209.9989 | -703.7162 | 470.6272 | -1554.5239 | -3422.2214 | -51.8068 | -19.8398 | 3152.1794 | -2214.6499 | -2387.6953 | -443.811 | -67.1688 | 333.3526 | 1240.9323 | 4860.5884 | -988.22 | 1207.3496 | 2.3289 | 1020.8836 | 7026.4268 | -246.7383 | -231.0895 | 90.5769 | -1826.4495 | -53.2124 | 4894.9453 | 1273.5935 | 5062.1475 | -3.5715 | -560.3043 | 2960.7034 | -895.0995 | 471.8853 | 512.0621 | -1186.5577 | -302.8492 | 6040.2393 | 210.1043 | -116.8868
2030-01-10 | 21 | -56.6951 | 185.8996 | -71.8342 | -636.952 | -1795.1941 | -391.0954 | -1144.184 | -1097.3805 | 1.0029 | -351.9003 | 3918.7827 | 194.9971 | 1444.5376 | 256.1482 | 2114.0647 | -953.5693 | 531.6953 | 209.9989 | -695.6468 | 572.9767 | -1442.174 | -2356.3296 | 11.0591 | -23.2586 | 3147.6282 | -2150.9399 | -2699.4915 | -421.6913 | -62.9701 | 438.6095 | 1089.1804 | 4963.4102 | -1111.4485 | 1251.1589 | 2.7254 | 1095.786 | 6766.0244 | -135.0871 | -298.0351 | 450.5949 | -1929.2039 | 170.4977 | 4937.4316 | 1279.656 | 5047.104 | 1.0028 | -276.7392 | 3160.2 | -501.6891 | 628.6852 | 620.3325 | -797.2922 | -826.2789 | 5782.186 | 210.1042 | -167.2641
2030-01-10 | 22 | -49.1899 | 249.4167 | -66.9228 | -570.0891 | -1471.1064 | -394.9484 | -58.8585 | -916.3879 | 382.8736 | -355.9319 | 3935.573 | 195.0014 | 1503.6227 | 216.1997 | 2102.6279 | -155.9055 | 713.5045 | 209.9989 | -391.3438 | 739.0503 | -1515.9276 | -1966.1536 | 18.2536 | -28.8876 | 1623.59 | -1888.7186 | -3214.4275 | -395.6541 | -65.7841 | 336.5873 | 1222.5182 | 4137.2949 | -1375.0516 | 1143.6771 | 2.8419 | 511.2226 | 5680.4849 | -270.0774 | 1.2434 | 25.5533 | -1894.0448 | 244.752 | 4518.8062 | 1257.0793 | 5015.8418 | -3.518 | -360.6199 | 3199.0454 | -946.8303 | 741.4191 | 107.6968 | -336.2727 | -422.0681 | 5524.0605 | 0.10427 | -248.806
2030-01-10 | 23 | -48.9442 | 210.0386 | -64.852 | -549.1537 | -1503.2657 | -383.9409 | -14.1032 | -933.4975 | 854.9484 | -295.0525 | 3931.2095 | 195.0007 | 1354.5048 | 63.598 | 2110.5027 | -757.7233 | 484.14 | 209.9989 | -504.8526 | 723.1456 | -1081.8452 | -1710.0988 | -2.2691 | -18.1577 | 2333.4902 | -1886.91 | -3216.4592 | -392.1229 | -66.2385 | 331.4367 | 1272.8809 | 4467.6226 | -1376.3982 | 1172.6892 | 4.3316 | 390.9423 | 5707.4331 | -158.4624 | 423.1703 | 1.0004 | -2525.2612 | 120.1297 | 3899.8823 | 1256.4628 | 4944.1182 | -3.8342 | -276.5777 | 3174.6323 | -621.3767 | 948.7471 | -79.0696 | -89.3796 | -2.5663 | 6364.897 | 210.1042 | -199.1493
2030-01-10 | 24 | -56.3324 | 643.5468 | -66.7857 | -622.2777 | -1586.7454 | -620.7473 | -1246.0392 | -1123.5417 | 624.1018 | -283.6894 | 3891.2786 | -26.2962 | 1011.4963 | -181.3871 | 2142.4028 | -255.867 | 566.5735 | 209.9989 | -537.2988 | 599.6395 | -1484.0566 | -1151.686 | -61.4036 | 33.3909 | 3064.8713 | -2437.4524 | -2248.9883 | -524.0391 | -80.7939 | 203.2254 | 2489.9688 | 5424.1211 | -653.9832 | 1157.3992 | 4.2852 | -468.8994 | 6919.0757 | 229.9219 | 586.764 | 449.7982 | -2190.9998 | 106.9756 | 3872.9221 | 1407.0948 | 5009.2422 | 179.5802 | -279.159 | 3045.3352 | -129.3466 | 1118.2108 | -612.5263 | 0.99808 | -297.5511 | 7883.3398 | 210.1042 | -341.9942
2030-01-11 | 1 | -53.4358 | 404.8876 | -62.1029 | -624.745 | -1363.8647 | -562.705 | -3256.365 | -2.2989 | 1491.011 | -269.6668 | 3790.4111 | -156.3667 | 1206.4064 | -183.4423 | 2170.6682 | -46.0595 | 479.2065 | 209.9989 | -387.2031 | 428.0459 | -705.1382 | -1771.3718 | -33.7039 | 13.436 | 2340.7161 | -2295.4014 | -2579.6736 | -493.0277 | -71.4971 | 409.928 | 2268.1829 | 4113.0039 | -869.3423 | 1010.1546 | 3.1208 | -632.2462 | 5757.0679 | -465.0583 | 0.99757 | 433.0204 | -2639.218 | -2.4869 | 3663.9175 | 1282.4508 | 4597.6016 | -97.2641 | -272.795 | 2843.9792 | -459.7261 | 918.286 | -1188.4279 | -210.2194 | -59.0397 | 9045.2793 | 210.1043 | -308.2906
2030-01-11 | 2 | -39.7376 | 901.9681 | -55.0809 | -604.983 | -398.8917 | -908.0759 | -6383.5562 | 1607.8053 | 2100.7473 | -217.407 | 3695.0183 | -188.591 | 2111.292 | -331.4724 | 1660.4902 | 303.0356 | 258.0943 | 209.9989 | -349.0436 | 333.7447 | -428.6224 | -1938.1925 | -31.5393 | 5.2415 | 2520.2485 | -2051.8401 | -2781.5808 | -601.1791 | -99.9025 | 510.2878 | 1477.2646 | 2198.5635 | -1119.8488 | 628.2026 | 0.77027 | -842.3347 | 3361.6931 | -103.0447 | 471.8725 | 0.99937 | -2508.5916 | 2.2393 | 3341.4966 | 1420.7209 | 4718.8271 | 1.0036 | -274.3294 | 2475.5696 | -614.156 | 512.1091 | -899.2051 | -1736.2917 | 1355.4294 | 8735.0332 | 210.1043 | -44.3552
2030-01-11 | 3 | -40.4495 | 1231.1147 | -53.5904 | -484.9851 | -189.7149 | -1176.5609 | -7918.6675 | 2209.4226 | 2191.2241 | -368.8318 | 3524.3208 | -103.0601 | 1991.4188 | -466.2547 | 1239.2858 | 494.5324 | 284.3702 | 209.9989 | -142.844 | 181.1746 | -432.7919 | -2822.5354 | -69.3234 | -29.1223 | 1681.0441 | -2045.1338 | -2319.6624 | -663.3251 | -116.7262 | 508.7487 | 1554.3887 | 1154.0813 | -978.9131 | 595.9396 | 0.68456 | -526.9449 | 1513.5496 | 38.0085 | 529.9655 | 1.0012 | -2412.2974 | -24.2421 | 3010.1433 | 1522.6832 | 4462.1079 | 1.0044 | -278.3677 | 1279.252 | -1842.7396 | 450.5552 | -717.1823 | -2460.7168 | 1531.8895 | 7688.8623 | 210.1043 | 14.6496
2030-01-11 | 4 | -29.4044 | 1047.6295 | -57.6402 | -462.2081 | -303.0371 | -1321.8038 | -8554.9668 | 2265.9558 | 2201.4502 | -363.8896 | 3416.293 | -98.2462 | 1956.0667 | -515.6163 | 1097.8138 | 1028.7715 | 270.5198 | 209.9989 | -142.9371 | 132.7765 | -474.4116 | -3688.7019 | -65.4442 | -29.6302 | 1672.89 | -1985.6873 | -2265.8953 | -697.751 | -115.0158 | 509.9185 | 1515.7535 | 2.9905 | -1046.7212 | 414.1472 | 0.67986 | -504.8537 | -57.1022 | 1.0015 | 499.8481 | 0.9997 | -2453.7207 | -11.2357 | 2996.5103 | 1540.1923 | 4426.1611 | 1.0048 | -278.463 | 1355.677 | -1690.7031 | 486.6137 | -540.3569 | -2606.6907 | 1503.2501 | 7305.3403 | 210.1043 | 22.3296
2030-01-11 | 5 | -28.6378 | 962.8024 | -50.583 | -432.6982 | 1.0072 | -1266.5969 | -9366.3428 | 2809.1055 | 1724.4491 | -313.7321 | 3309.7771 | -121.9542 | 1965.8224 | -587.9401 | 933.3923 | 1123.2988 | 372.2612 | 209.9989 | -51.0836 | 114.7991 | -219.2038 | -1218.6338 | -22.3596 | -45.8728 | 1573.7152 | -1888.0863 | -1556.2358 | -668.1185 | -95.8334 | 629.2472 | 1390.1238 | 244.3279 | -958.2452 | 430.378 | 1.6696 | -405.7551 | 583.5043 | 0.99585 | 382.2086 | 0.99986 | -2440.053 | 117.1803 | 3129.9507 | 1497.0376 | 4436.394 | 0.9986 | -278.4137 | 1020.299 | -2285.5366 | 438.5685 | -102.5501 | -3200.0896 | 1556.489 | 4405.4736 | 210.1043 | 77.9537
2030-01-11 | 6 | -23.0354 | 1017.0485 | -58.232 | -271.5034 | 474.3268 | -1577.5779 | -11148.1045 | 3936.9434 | 1348.1851 | -350.1812 | 3377.7327 | -89.1596 | 1999.8871 | -555.9601 | 984.1002 | 1374.4989 | 373.8634 | 209.9989 | -88.0989 | 114.1147 | -279.0919 | -606.3087 | 60.6601 | -41.3411 | 1804.1244 | -1712.4369 | -1660.4285 | -701.8615 | -120.1867 | 842.5391 | 1232.0566 | 1.0023 | -1320.4474 | 164.6681 | 0.60999 | -612.7582 | -2017.9327 | 90.2843 | 470.6942 | 0.99903 | -2527.8103 | 358.8879 | 3250.8459 | 1752.0986 | 4333.083 | 295.308 | -279.772 | 921.8698 | -2680.9021 | 537.1276 | 513.4665 | -3945.4475 | 999.5781 | 3877.6035 | 210.1042 | 98.6193
2030-01-11 | 7 | -26.8633 | 1007.0124 | -65.105 | -348.5814 | 602.3602 | -1729.1594 | -12088.2393 | 4289.4604 | -2.7733 | -366.9922 | 3574.1082 | -81.6486 | 1967.1019 | -491.4963 | 1195.2664 | 1641.7412 | 93.8016 | 209.9989 | -114.7449 | -61.2676 | -484.3879 | -1431.6895 | 61.9914 | -25.8587 | 1577.3502 | -1866.3599 | -1278.1611 | -767.8979 | -118.8006 | 942.8388 | 1766.4561 | 1.0016 | -1092.6169 | 50.9 | 0.62564 | -942.272 | -1581.6096 | -240.4428 | 549.5156 | 121.7055 | -2794.1716 | 386.3984 | 3741.0315 | 1767.2347 | 5009.8247 | 146.2095 | -278.7113 | 1838.2131 | -2394.647 | 695.5195 | 130.7626 | -3692.7278 | 919.4848 | 5477.5859 | 0.10427 | 94.3548
2030-01-11 | 8 | -33.5351 | 761.2167 | -73.5134 | -421.8557 | 440.7399 | -1696.4202 | -12366.0703 | 3996.7971 | -262.0337 | -336.5521 | 3684.9729 | 159.6638 | 1915.0447 | -306.6861 | 1817.2975 | 863.259 | 143.5181 | 209.9989 | -172.8531 | -65.5738 | -907.7932 | -1978.9639 | 40.7767 | 6.2618 | 1680.4786 | -1994.9375 | -1063.2167 | -772.72 | -101.5915 | 897.3695 | 2468.1433 | 2.2008 | -940.559 | 106.9302 | 0.56431 | -1410.2283 | -1072.2692 | -754.2562 | -289.7621 | 449.8171 | -2222.2607 | 345.4119 | 4822.0522 | 1667.7278 | 5038.8823 | 152.2004 | -895.1495 | 1750.2981 | -2776.8333 | 503.9166 | -77.874 | -3143.3469 | 355.9424 | 7433.936 | 210.1043 | 75.4067
2030-01-11 | 9 | -31.6932 | 707.183 | -75.5693 | -443.1856 | 91.5022 | -1679.4923 | -12512.0342 | 3303.6001 | -745.637 | -352.285 | 3710.9912 | 154.2421 | 1805.2284 | -18.673 | 1990.8445 | 247.583 | 16.926 | 209.9989 | -186.9007 | 42.4486 | -940.2474 | -1970.8201 | -1.5996 | 32.4917 | 1677.0079 | -1959.1672 | -1180.2528 | -772.4159 | -91.2615 | 752.5313 | 2624.1021 | 3.1835 | -1027.0763 | 23.8768 | 0.55454 | -1660.2059 | -1411.7321 | -920.4069 | -360.5475 | 449.8398 | -2313.0088 | 159.6811 | 4894.562 | 1613.306 | 5055.4014 | 134.1031 | -1319.5288 | 730.5083 | -3684.447 | 675.4199 | 1.0079 | -2833.5417 | 1.0019 | 8391.0518 | 210.1042 | 33.2919
2030-01-11 | 10 | -33.6446 | 646.4974 | -75.4656 | -449.3345 | -7.9509 | -1630.587 | -12295.3662 | 3022.7739 | -704.2251 | -339.7042 | 3735.5388 | 194.9998 | 1915.6132 | -224.9037 | 1985.993 | 169.5359 | 57.3497 | 209.9989 | -260.6007 | 170.4572 | -811.4278 | -1537.9692 | 25.575 | 53.2164 | 2288.2688 | -1944.9421 | -1486.0814 | -765.3671 | -87.992 | 759.3915 | 2510.2034 | 2.3441 | -1105.5321 | 74.2363 | 0.62238 | -1853.6996 | -1376.0912 | -911.7811 | -329.3823 | 449.8202 | -2499.5879 | 187.5632 | 5035.9131 | 1540.8574 | 5057.5068 | 139.0343 | -1642.8372 | 504.8041 | -3657.6018 | 738.3377 | 18.7609 | -2706.6997 | 0.25869 | 9313.2949 | 0.10427 | 8.5688
2030-01-11 | 11 | -35.3005 | 535.2363 | -76.4988 | -452.7084 | -7.4036 | -1601.3351 | -11973.8281 | 2832.2141 | -762.83 | -338.2729 | 3657.5151 | 195.0002 | 1718.3563 | -189.7408 | 1984.1869 | 136.3974 | 17.3888 | 209.9989 | -282.1224 | 214.5596 | -784.6127 | -1483.3907 | 39.4238 | 63.5893 | 2414.8135 | -1910.229 | -1485.9208 | -756.7053 | -81.4284 | 764.9739 | 2535.6943 | 2.5171 | -1144.9951 | 114.6231 | 0.62773 | -1950.3903 | -1080.3508 | -865.4292 | -339.4086 | 450.0257 | -2590.7756 | 202.3922 | 5074.938 | 1549.9755 | 5068.7583 | 141.0499 | -1456.9581 | 487.7756 | -3406.9358 | 834.1901 | 410.2228 | -2886.646 | -17.5932 | 10471.2783 | 0.10427 | 9.6256
2030-01-11 | 12 | -31.6872 | 664.6155 | -75.6594 | -442.3073 | 0.99541 | -1663.7477 | -11955.0488 | 2883.2708 | -901.9293 | -341.5409 | 3713.0342 | 191.7957 | 1518.6302 | -135.9091 | 1985.5862 | 211.0059 | -6.1887 | 209.9989 | -315.8549 | 321.0132 | -831.0031 | -1224.3763 | 36.9835 | 71.385 | 2553.7664 | -1896.6606 | -1919.7137 | -772.6135 | -84.8659 | 723.7729 | 2551.9375 | 1.0049 | -1139.4133 | 19.0907 | 0.62403 | -2037.0591 | -1431.0291 | -729.3639 | -358.2602 | 450.1795 | -2513.5186 | 195.9372 | 5150.1973 | 1568.7854 | 5073.0815 | 182.6481 | -1373.2498 | 935.8347 | -2818.2227 | 907.5479 | 554.8437 | -2845.9338 | -280.507 | 10299.5586 | 210.1043 | -17.5301
2030-01-11 | 13 | -30.2495 | 720.1841 | -74.8797 | -443.4201 | -7.7898 | -1722.67 | -12181.7578 | 3000.2842 | -354.0899 | -339.3923 | 3675.2847 | 191.3969 | 1551.8484 | -58.1685 | 2026.9498 | 200.8975 | -20.2039 | 209.9989 | -301.8531 | 268.5521 | -830.6266 | -1397.0847 | 33.6626 | 66.5301 | 2407.0137 | -1937.989 | -1777.3694 | -794.5272 | -86.4066 | 754.8914 | 2638.0774 | 2.6485 | -1083.9193 | 9.4946 | 0.59344 | -1927.4832 | -1361.4874 | -724.961 | -286.6703 | 450.0327 | -2656.9966 | 262.7614 | 5114.96 | 1622.5891 | 5073.5938 | 181.2483 | -1350.9658 | 1185.0968 | -2270.8987 | 825.4462 | 1328.7952 | -2786.7124 | -0.053003 | 9735.1035 | 210.1042 | 20.4139
2030-01-11 | 14 | -29.9953 | 740.5477 | -73.1301 | -426.726 | 1.0068 | -1710.9741 | -12224.9238 | 3015.1538 | -440.3284 | -338.4268 | 3742.8516 | 194.9992 | 1546.5308 | -55.3063 | 2051.7542 | 446.0959 | -33.7167 | 209.9989 | -287.9358 | 259.8164 | -826.2592 | -1780.3486 | 34.5345 | 64.2034 | 2244.7126 | -1909.0344 | -1649.3019 | -784.0967 | -88.0024 | 753.4202 | 2533.002 | 3.0581 | -1112.5092 | 30.7411 | 0.59527 | -1886.1417 | -1361.2905 | -631.206 | -143.9986 | 449.8965 | -2716.0742 | 215.6552 | 5141.3179 | 1720.2401 | 5072.9087 | 306.5972 | -1351.5199 | 1492.6736 | -1830.78 | 861.6108 | 1657.4398 | -2855.01 | 0.07774 | 8775.8857 | 210.1042 | 28.6374
2030-01-11 | 15 | -30.4803 | 679.0635 | -71.9523 | -427.881 | -6.9814 | -1637.2235 | -11837.2998 | 2906.4841 | -975.548 | -344.0172 | 3803.7905 | 187.992 | 1347.1769 | 25.3107 | 2065.4976 | 426.9931 | -63.4338 | 209.9989 | -281.3553 | 365.7229 | -825.0537 | -1614.7227 | 49.8076 | 67.235 | 2176.1218 | -1853.0966 | -1844.6229 | -759.0978 | -84.9854 | 745.3242 | 2590.2825 | 2.85 | -1168.552 | 77.3525 | 0.53924 | -2179.4807 | -691.2776 | -341.2751 | 117.0267 | 449.8676 | -2726.1533 | 267.472 | 5099.8765 | 1838.0352 | 5071.25 | 513.2606 | -1356.5817 | 2065.1748 | -1116.7917 | 988.4327 | 1954.7886 | -2955.1082 | -208.4545 | 8273.7061 | 210.1043 | 14.2485
2030-01-11 | 16 | -32.3433 | 605.3253 | -70.3626 | -427.0063 | -6.6923 | -1567.5342 | -11637.7207 | 2890.0452 | -1045.0563 | -351.3642 | 3660.3525 | 149.0285 | 1663.5566 | -132.6915 | 2075.554 | 545.9821 | -70.6087 | 209.9989 | -231.7375 | 242.7548 | -761.6657 | -1092.0596 | 50.4662 | 52.7693 | 2087.093 | -1838.2661 | -1549.4751 | -737.6959 | -81.9246 | 796.0423 | 2412.9404 | 3.018 | -1172.0337 | 135.3722 | 0.58981 | -2098.7488 | -270.3185 | -805.3216 | -251.6006 | 449.5242 | -2609.5923 | 242.9133 | 4936.9087 | 1615.4661 | 5055.1016 | -2.9481 | -1851.2972 | 729.3777 | -2848.8628 | 889.3555 | 1752.542 | -2848.6599 | -14.0049 | 8809.9434 | 210.1042 | 22.8482
2030-01-11 | 17 | -32.2009 | 379.8226 | -70.8036 | -457.942 | 92.1016 | -1429.387 | -11557.2012 | 2985.9612 | -1026.0593 | -339.1993 | 3576.0461 | 195.0008 | 1469.2878 | -192.5902 | 2043.9073 | 946.5343 | -116.9123 | 209.9989 | -205.0115 | 492.9091 | -891.222 | -914.2084 | 158.7281 | 51.9315 | 1934.821 | -1676.5234 | -1854.8105 | -692.1935 | -68.6518 | 909.7831 | 1956.8655 | 3.7223 | -1445.5099 | 210.9836 | 0.64684 | -2239.6465 | 329.8578 | -881.9739 | -474.7808 | 449.7109 | -2594.8408 | 558.7824 | 5246.896 | 1654.0121 | 5061.4033 | -3.215 | -1819.7043 | 779.5558 | -3152.2988 | 1325.0918 | 3013.5474 | -3477.2642 | -480.0393 | 9105.4404 | 210.1042 | 20.703
2030-01-11 | 18 | -30.6989 | 435.7961 | -54.6041 | -536.8068 | -83.1099 | -1169.2266 | -10568.6973 | 2651.1033 | -1697.6804 | -346.0473 | 3738.51 | 195 | 1.0137 | -164.5463 | 2078.0454 | 593.1277 | -45.6565 | 209.9989 | -255.6119 | 468.2144 | -1061.735 | -1122.5996 | 108.6509 | 57.5267 | 2260.9626 | -1753.0508 | -1960.5997 | -654.878 | -65.5004 | 829.6512 | 2169.4426 | 1119.3751 | -1218.0081 | 392.8373 | 1.9201 | -2182.2468 | 1830.0432 | -286.0447 | -514.2593 | 450.1826 | -2602.1448 | 341.6312 | 5535.2305 | 1656.7124 | 5068.2041 | 97.1199 | -1828.9401 | 2159.6365 | -2129.6448 | 1217.8136 | 2033.0416 | -2978.7275 | -1293.1321 | 8121.3945 | 210.1043 | -54.7817
2030-01-11 | 19 | -23.9445 | 223.1438 | -60.6273 | -630.1354 | -299.0882 | -854.4053 | -9354.042 | 2178.4749 | -769.3904 | -347.2032 | 3580.2483 | 195.0003 | 0.99272 | -77.8104 | 2091.8674 | 478.0452 | -252.6137 | 209.9989 | -471.9707 | 584.966 | -1146.3877 | -1157.996 | 104.2421 | 85.2013 | 3437.3955 | -1838.075 | -2159.2371 | -565.5534 | -60.7273 | 777.1862 | 1825.6289 | 656.8746 | -1451.6793 | 364.731 | 1.9043 | -2630.5691 | 4033.0288 | -188.6497 | -410.5122 | 450.0794 | -2653.3989 | 322.4515 | 5418.5381 | 1686.4034 | 5066.5518 | 105.2386 | -1597.8934 | 2169.9226 | -2145.0205 | 1203.1321 | 1827.7297 | -2209.8635 | -640.5601 | 7682.9102 | 0.10427 | -54.6165
2030-01-11 | 20 | -34.0851 | -118.5224 | -66.3439 | -604.7493 | -767.3611 | -459.2909 | -6910.6411 | 554.903 | -502.5722 | -323.9417 | 3677.1626 | 194.9998 | 42.3807 | -9.0595 | 2103.5994 | 188.6448 | -92.2958 | 209.9989 | -588.4934 | 702.605 | -1259.8955 | -1159.7584 | 59.0535 | 78.6768 | 4049.4556 | -1770.0397 | -2166.7261 | -431.7432 | -54.6933 | 548.326 | 1677.5344 | 1680.316 | -1521.2793 | 708.3386 | 3.6411 | -2406.1189 | 5400.4717 | 1.0014 | -136.7517 | 449.956 | -2692.3113 | 157.5209 | 5252.1616 | 1662.9481 | 5064.8096 | 260.8288 | -1340.2761 | 2287.5593 | -1775.502 | 1197.4841 | 1587.239 | -1172.1948 | -636.1604 | 7555.894 | 0.10427 | -109.4547
2030-01-11 | 21 | -36.1726 | -812.3826 | -62.7509 | -543.7518 | -1245.6687 | 1.0079 | -5768.5483 | -272.4211 | -43.2971 | -298.2695 | 3458.9814 | 195.0027 | 0.98729 | -157.6229 | 2093.7568 | 504.1425 | 50.246 | 209.9989 | -673.0308 | 732.1896 | -1344.4551 | -1489.3162 | 67.8197 | 77.0754 | 4446.3237 | -1313.8676 | -2143.9602 | -283.8279 | -33.4223 | 491.2159 | 1476.5863 | 2242.5112 | -1586.9005 | 958.1116 | 4.9964 | -2203.8386 | 6351.2563 | 125.9532 | 0.99834 | 449.8335 | -2753.9146 | 143.3051 | 5107.2461 | 1696.2495 | 5055.0273 | 350.8569 | -1046.5217 | 2498.2715 | -989.3875 | 1341.9512 | 1707.7311 | -742.2887 | -909.8984 | 7470.4395 | 0.10427 | -164.6488
2030-01-11 | 22 | -24.2276 | -878.2971 | -58.4071 | -446.6254 | -1295.8289 | -70.8655 | -5707.833 | -138.5126 | -2.9623 | -160.7101 | 3281.822 | 195.0004 | 1.0012 | -111.9729 | 2136.8032 | 663.6548 | 1.0002 | 209.9989 | -700.8803 | 673.4816 | -1226.7552 | -1492.0876 | 78.4921 | 60.8182 | 4537.4385 | -1040.0031 | -2022.7053 | -285.1632 | -32.2191 | 532.1289 | 1154.3716 | 798.9595 | -1656.1381 | 651.4965 | 5.0924 | -1920.1753 | 5209.271 | 183.2855 | 115.9594 | 449.7452 | -2742.0442 | 91.4853 | 5043.2305 | 1814.9062 | 5042.5366 | 473.9155 | -671.3234 | 2657.2852 | -84.0216 | 1347.6378 | 1589.6821 | -450.9797 | -1221.0658 | 7613.1211 | 210.1043 | -191.4514
2030-01-11 | 23 | -34.3868 | -297.2527 | -64.9617 | -550.7641 | -905.6588 | -380.8329 | -6425.4263 | 101.1303 | 1.0067 | -217.4448 | 3700.187 | 26.2175 | 824.408 | -133.2581 | 2184.8462 | 816.5421 | 79.0529 | 209.9989 | -475.8876 | 560.0848 | -942.9561 | -1200.2935 | 58.3798 | 2.8514 | 3624.6138 | -1590.0641 | -1812.9562 | -395.8014 | -49.0389 | 543.3674 | 1152.019 | 1082.72 | -1533.2607 | 800.3777 | 4.775 | -1313.0903 | 5894.7827 | 1.0037 | 361.0498 | 449.5889 | -2679.6045 | 196.7532 | 4337.312 | 1797.408 | 5027.7188 | 315.764 | -280.2374 | 2689.7141 | -206.0296 | 1022.3186 | 1839.1427 | -1866.6185 | -34.0804 | 7494.1514 | 210.1043 | 32.2733
2030-01-11 | 24 | -34.1127 | -197.4083 | -60.0079 | -578.4629 | -179.9049 | -766.8918 | -9662.5557 | 1906.7786 | -305.3483 | -188.4278 | 3294.9014 | -70.3689 | 748.3043 | -259.5136 | 1838.0167 | 909.488 | 56.434 | 209.9989 | -455.8058 | 655.5032 | -867.3607 | -1417.813 | 278.0301 | -5.5796 | 3460.5857 | -1569.2524 | -1871.703 | -513.1031 | -35.8413 | 998.1097 | 901.192 | 931.7347 | -1641.0487 | 713.4969 | 3.0989 | -1222.2019 | 5382.3984 | -4.9427 | 179.1498 | 449.5777 | -2897.9294 | 751.4018 | 4107.5254 | 1544.3042 | 5012.7046 | -3.6319 | -277.2697 | 2698.3401 | -76.7154 | 1628.0084 | 2910.8901 | -3590.616 | -1512.4536 | 8581.7695 | 210.1043 | -53.6809
2030-01-12 | 1 | -26.2042 | 1.0064 | -54.3188 | -503.6706 | 18.6744 | -1065.4917 | -11493.0508 | 2925.0645 | -92.3637 | -182.1048 | 2593.6929 | -190.7792 | 1989.178 | -441.05 | 1299.0892 | 869.7386 | 5.039 | 209.9989 | -438.4226 | 551.3693 | -569.2613 | -1194.1165 | 313.5199 | -16.1028 | 3661.7083 | -1386.3521 | -1818.8531 | -603.723 | -51.9391 | 1165.3508 | 669.9899 | 5.1665 | -1208.0426 | 506.7652 | 1.7857 | -933.4899 | 3238.8101 | -3.4729 | 558.9772 | 95.4047 | -2945.9558 | 1048.4166 | 3532.4211 | 1505.2677 | 4979.333 | -2.9053 | -310.1158 | 2344.3647 | -406.4469 | 1427.8571 | 3267.187 | -4622.0073 | -419.3078 | 9070.5254 | 210.1043 | 129.2085
2030-01-12 | 2 | -19.714 | 674.6232 | -66.6166 | -296.995 | 16.5738 | -1604.5316 | -11475.3486 | 3182.3303 | 1352.6163 | -122.2624 | 1024.2659 | -115.0846 | 1565.9043 | -544.651 | 937.7703 | 770.0213 | 165.3305 | 209.9989 | -9.5846 | 475.8743 | -460.8307 | -856.5442 | 144.0033 | -58.8902 | 987.2786 | -1182.0432 | -1529.0065 | -698.2366 | -93.341 | 865.1919 | 752.504 | -5.8964 | -522.9685 | 3.7244 | 1.8999 | -746.5629 | -2241.9736 | -1.7237 | 788.3892 | 1.0014 | -2996.2454 | 442.2998 | 3186.0752 | 1538.9812 | 4865.8237 | -2.7666 | -275.7288 | 2733.1121 | 131.1179 | 1186.5149 | 2154.5474 | -3626.5518 | 515.7356 | 6206.7876 | 210.1042 | 81.5175
2030-01-12 | 3 | -16.8261 | 793.3594 | -65.3144 | -262.3073 | 175.7796 | -1683.5311 | -12291.2373 | 3738.2825 | 1717.5674 | -117.0374 | 1029.6713 | -140.3121 | 289.4025 | -587.6802 | 788.4323 | 482.1786 | 268.9142 | 209.9989 | -20.0001 | 435.5153 | -426.566 | -692.2832 | 161.475 | -65.5207 | 1033.5 | -1239.4504 | -1300.219 | -711.4224 | -100.9375 | 937.4036 | 711.5949 | 0.99117 | -368.2557 | -28.1378 | 2.1139 | -468.1126 | -2559.0002 | 1.0024 | 619.2427 | 449.0727 | -3020.0962 | 515.1589 | 2587.918 | 1268.1864 | 4202.3516 | -2.9666 | -276.7888 | 3011.8486 | 303.9395 | 1323.6006 | 2219.6055 | -3045.8022 | 405.7442 | 3836.1394 | 210.1043 | 40.8302
2030-01-12 | 4 | -18.3841 | 868.1916 | -65.0271 | -257.5009 | 321.5162 | -1689.6426 | -12708.873 | 4009.1177 | 1850.6814 | -92.7087 | 649.9855 | -134.1385 | 139.5334 | -658.0429 | 512.1874 | 617.2925 | 217.4095 | 209.9989 | 16.3994 | 409.8879 | -398.9681 | -627.6316 | 162.6255 | -84.327 | 823.2168 | -1272.3005 | -1184.1154 | -712.7437 | -105.2963 | 960.6141 | 536.2606 | 0.98983 | -252.3834 | -26.3685 | 2.9291 | -230.7851 | -2468.9314 | -4.1412 | 992.266 | 0.99937 | -3032.2546 | 520.4542 | 2528.9231 | 1335.8281 | 4534.3408 | -3.1957 | -276.628 | 3207.4102 | 569.2711 | 1329.7994 | 2382.8469 | -3268.2441 | 465.9967 | 1896.8102 | 210.1043 | 52.8353
2030-01-12 | 5 | -18.2322 | 897.3575 | -65.5109 | -250.7491 | 514.3641 | -1709.2275 | -13276.0117 | 4315.7432 | 1566.3547 | -78.5194 | 931.1757 | -107.9476 | 406.1673 | -680.2233 | 444.545 | 769.9044 | 233.7121 | 209.9989 | 13.3339 | 406.0961 | -416.7903 | -595.1248 | 175.4557 | -88.654 | 892.0854 | -1276.3383 | -1152.3188 | -714.2587 | -108.0949 | 1003.6633 | 475.0292 | 0.99628 | -222.5393 | -46.1606 | 3.1161 | -184.998 | -2529.7983 | -142.5053 | 954.8354 | 1.0018 | -3036.2175 | 568.2745 | 2579.239 | 1480.3693 | 4550.3159 | -3.3866 | -276.7449 | 3343.3596 | 829.7948 | 1378.882 | 2448.2231 | -3674.7717 | 300.0406 | 283.829 | 210.1043 | 74.8907
2030-01-12 | 6 | -15.3785 | 692.3489 | -66.2678 | -232.6326 | 709.9326 | -1684.4685 | -13912.6396 | 4671.4819 | 882.2355 | -92.706 | 2848.3064 | -126.0556 | 567.3994 | -661.009 | 541.8105 | 905.1736 | 268.5477 | 209.9989 | -50.4073 | 438.9811 | -474.6522 | -847.9557 | 245.1695 | -76.7608 | 1482.4919 | -1056.1405 | -1825.1627 | -693.193 | -100.2845 | 1133.175 | 252.9565 | -30.4968 | -676.1395 | -39.3723 | 1.3809 | -538.2241 | -2913.1814 | -13.374 | 921.5618 | 1.0052 | -3013.8943 | 785.1647 | 2662.1809 | 1366.7494 | 4570.188 | -3.4764 | -276.5283 | 3034.4451 | 162.4134 | 1429.8135 | 2763.7722 | -4252.2876 | 198.8736 | 488.1862 | 210.1042 | 128.788
2030-01-12 | 7 | -18.125 | 507.2035 | -69.6038 | -235.6825 | 763.6227 | -1632.1813 | -13940.8613 | 4437.5132 | -446.1698 | -144.6059 | 3525.4929 | -180.4263 | 1953.3844 | -570.0475 | 892.5206 | 631.3199 | 262.314 | 209.9989 | -72.8375 | 402.1669 | -623.5545 | -877.0382 | 241.9989 | -63.4129 | 1748.5728 | -1223.7554 | -1817.9807 | -674.8291 | -91.7841 | 1110.9106 | 390.7815 | 0.99363 | -1359.1206 | 56.7678 | 0.76804 | -836.3351 | -2938.9812 | -124.8918 | 643.4446 | 0.99932 | -2806.7937 | 877.1949 | 3109.2627 | 1700.4524 | 4752.5674 | 0.98655 | -278.3063 | 2672.231 | -139.0735 | 1216.4104 | 3140.7068 | -5288.8501 | 208.0044 | 1401.3673 | 210.1042 | 254.0251
2030-01-12 | 8 | -27.3414 | 443.8218 | -75.7838 | -289.3379 | 429.5206 | -1561.6355 | -13465.9326 | 3801.3828 | -2.7749 | -302.7147 | 3272.6436 | -107.1012 | 2008.4089 | -542.1953 | 995.7109 | 1056.7783 | 141.2592 | 209.9989 | -57.4025 | 199.9276 | -660.3826 | -888.834 | 135.771 | -60.6607 | 1752.1638 | -1537.8378 | -1456.0078 | -670.6924 | -90.5247 | 968.4824 | 734.9014 | 1.0035 | -1665.2428 | 193.6282 | 0.76166 | -875.4186 | -1850.4503 | 1.001 | 430.978 | 187.0464 | -2683.6172 | 522.6462 | 3366.4023 | 1602.3708 | 4742.3433 | -3.2359 | -352.3856 | 1428.0179 | -1615.6028 | 845.2067 | 1651.5311 | -4471.6235 | 721.8338 | 1242.153 | 210.1043 | 285.406
2030-01-12 | 9 | -27.9636 | 270.8148 | -79.3133 | -314.1568 | 0.9972 | -1501.3007 | -12991.4912 | 3150.4412 | -323.2282 | -107.2356 | 3452.3965 | 1.0001 | 2088.6772 | -377.2698 | 1436.6324 | 323.3764 | 124.496 | 209.9989 | -341.0501 | 286.1287 | -805.5546 | -1057.6976 | 147.3238 | -19.5559 | 3020.5823 | -1455.7864 | -1571.1646 | -653.0533 | -81.168 | 940.1035 | 877.8573 | 4.2244 | -1770.3368 | 210.2126 | 0.67626 | -1158.7773 | -1570.0314 | -609.001 | -141.3361 | 416.6179 | -2767.7029 | 473.4948 | 4354.3716 | 1588.8613 | 5005.2451 | 0.99825 | -276.8745 | 2295.4758 | -597.5746 | 896.5279 | 1420.7072 | -3184.22 | 581.8464 | 3005.7644 | 210.1043 | 165.7345
2030-01-12 | 10 | -19.1405 | 149.8671 | -56.6176 | -441.6991 | 0.99343 | -1385.8873 | -13082.5762 | 3155.197 | -1268.8936 | -148.6823 | 3666.71 | 12.3201 | 1278.1637 | -320.4872 | 1743.7155 | 494.3882 | 169.7383 | 209.9989 | -342.9765 | 411.4161 | -1005.2281 | -1656.2219 | 211.3227 | 7.3493 | 2803.9138 | -1536.6431 | -1545.8881 | -670.4171 | -62.3188 | 1054.5442 | 1266.9977 | 4.6035 | -1559.0089 | 170.7491 | 2.2778 | -1476.8746 | -878.2006 | -459.7474 | -53.5278 | 449.3606 | -2821.9937 | 506.7505 | 4389.7637 | 1504.7515 | 5021.2944 | 1.0017 | -665.1117 | 1973.7711 | -952.1841 | 1555.9628 | 3101.8623 | -3018.3757 | -645.9266 | 4434.5664 | 210.1043 | -6.9142
2030-01-12 | 11 | -18.754 | 383.5796 | -55.8829 | -408.2707 | -72.9287 | -1473.3903 | -13097.5781 | 3058.8877 | -1405.153 | -165.4266 | 3824.875 | 46.4729 | 1.0066 | -267.5845 | 1937.6266 | 576.1328 | 154.7012 | 209.9989 | -326.2465 | 410.0099 | -1012.7905 | -1663.6387 | 172.2629 | 17.7665 | 2662.4023 | -1587.1885 | -1586.8807 | -696.8497 | -71.5177 | 977.2993 | 1511.5438 | 0.99254 | -1421.0497 | 73.3654 | 2.5391 | -1612.7471 | -1168.4526 | -124.6511 | -318.7635 | 449.8993 | -2787.3384 | 343.4913 | 4762.5913 | 1519.9502 | 5031.8135 | 1.0094 | -481.2353 | 2388.7927 | -811.7156 | 1521.257 | 2212.6506 | -2407.6343 | -831.2852 | 3436.3086 | 210.1042 | -124.4
2030-01-12 | 12 | -26.7252 | 547.9226 | -71.9691 | -344.8592 | -6.2526 | -1612.7511 | -13373.0293 | 3500.3535 | -1073.7725 | -219.1462 | 3749.6492 | -79.306 | 1.0009 | -278.7029 | 1948.8241 | 751.1308 | 94.8454 | 209.9989 | -330.5803 | 390.5474 | -986.0267 | -1884.6106 | 158.4188 | 21.9014 | 2655.0842 | -1643.6908 | -1690.0366 | -717.2441 | -79.1105 | 973.8846 | 1521.0526 | 1.0067 | -1377.0889 | 0.99961 | 1.97 | -1709.2118 | -1784.8733 | -251.4074 | -239.233 | 449.5281 | -2741.2896 | 279.0728 | 4666.2637 | 1422.613 | 5036.9829 | 0.99905 | -1089.9609 | 2148.5864 | -953.2216 | 1464.5892 | 1852.3215 | -2289.0215 | -845.762 | 3510.9956 | 210.1043 | -145.2309
2030-01-12 | 13 | -25.6097 | 765.3206 | -68.2836 | -326.3665 | 115.4451 | -1595.4602 | -13551.3496 | 3825.5413 | -325.4844 | -238.4806 | 3909.6614 | -121.8026 | 165.7821 | -276.0544 | 1970.1384 | 599.6307 | 98.6807 | 209.9989 | -253.2966 | 265.5674 | -892.2515 | -2283.2195 | 116.5229 | 15.7146 | 2070.5608 | -1681.343 | -1414.2843 | -712.6072 | -93.7001 | 942.7847 | 1601.4014 | 1.0015 | -1206.6744 | 26.9218 | 2.1466 | -1622.676 | -1745.717 | -279.2792 | -282.0116 | 449.4945 | -2692.345 | 82.5669 | 4657.4409 | 1373.4066 | 5038.5947 | 1.0175 | -1112.8444 | 2071.9629 | -970.5489 | 1361.043 | 1453.1226 | -2362.7129 | -871.8701 | 65.3631 | 210.1042 | -142.786
2030-01-12 | 14 | -15.9314 | 1039.8826 | -53.9635 | -389.1107 | 584.1032 | -1675.5659 | -14290.1445 | 4743.9092 | -553.2054 | -240.7613 | 3929.239 | -158.6032 | 1357.6514 | -251.0266 | 1990.8816 | 540.174 | -54.6972 | 209.9989 | -224.2744 | -42.6203 | -559.7168 | -2193.3008 | 66.9075 | -10.2477 | 2133.8333 | -1721.2877 | -1124.0885 | -769.2852 | -108.6677 | 1022.1609 | 1471.431 | -103.1501 | -1149.8251 | -93.3987 | 0.79642 | -1265.7028 | -1871.9197 | -424.6127 | -83.6348 | 449.3918 | -2535.4243 | 68.7035 | 4411.4189 | 1403.6672 | 5030.7676 | -3.1147 | -1080.0347 | 1619.2075 | -1252.6227 | 860.8578 | 1580.838 | -3689.6018 | -213.5567 | -438.3897 | 210.1043 | 87.0222
2030-01-12 | 15 | -15.8735 | 1242.1942 | -59.7217 | -349.5742 | 674.9622 | -1687.2903 | -14122.6963 | 4794.4102 | -489.1016 | -207.179 | 3491.3843 | -165.45 | 1362.8212 | -320.0604 | 1694.2242 | 895.2626 | -100.7741 | 209.9989 | -341.2805 | 16.2485 | -508.7107 | -1711.5286 | 48.0181 | -14.8676 | 3070.3501 | -1585.8348 | -1056.0692 | -751.6629 | -126.0381 | 916.7163 | 1111.2319 | -598.7652 | -1290.2559 | -98.3422 | 0.75046 | -1171.0482 | -2045.8691 | -687.2347 | -81.0042 | 162.3409 | -2352.9114 | 179.279 | 4445.1836 | 1518.4923 | 5034.7979 | -3.1927 | -1334.5621 | 1677.8031 | -1548.8429 | 521.4474 | 710.5911 | -4070.0996 | 28.4445 | -2016.9064 | 210.1043 | 166.5526
2030-01-12 | 16 | -5.9828 | 1211.8453 | -37.2788 | -312.8035 | 742.5496 | -1609.3566 | -13898.5488 | 4931.9111 | -101.7243 | -158.101 | 2625.8208 | -105.6049 | 1456.6058 | -331.4188 | 1606.5623 | 991.451 | -105.9515 | 209.9989 | -359.3077 | -14.1926 | -299.0939 | -975.3108 | 66.9457 | -25.2904 | 3296.241 | -1466.8672 | -910.0732 | -729.1689 | -126.5224 | 978.315 | 897.7337 | -905.0156 | -1398.2914 | -114.2218 | 0.7089 | -1063.7706 | -2269.8921 | -635.1005 | -145.5083 | 449.4198 | -2525.3882 | 286.6346 | 4534.9536 | 1483.0664 | 5029.9785 | -3.025 | -1122.7968 | 1684.8789 | -2024.6475 | 466.3652 | 1026.9818 | -4163.0034 | 711.0121 | -1304.7574 | 210.1042 | 231.4822
2030-01-12 | 17 | -17.3783 | 1120.4951 | -57.1796 | -359.4969 | 836.248 | -1603.0743 | -13769.8135 | 5048.8599 | -365.8147 | -132.463 | 2529.5239 | -42.3055 | 1185.5447 | -337.6567 | 1577.0658 | 1114.4779 | -84.4004 | 209.9989 | -316.759 | -100.5733 | -282.9553 | -659.6085 | 77.8739 | -42.5354 | 3164.2942 | -1554.483 | -597.9979 | -724.1444 | -124.6471 | 1048.9907 | 992.5245 | -346.2029 | -1286.4115 | -2.5606 | 0.71311 | -925.6074 | -1565.7905 | -470.9242 | -166.2958 | 449.6128 | -2481.8413 | 327.7718 | 4893.3228 | 1530.4261 | 5042.6079 | 242.9581 | -1280.1547 | 1665.887 | -2749.4888 | 463.6122 | 681.1039 | -4453.2871 | 376.5074 | -522.4971 | 210.1043 | 196.2943
2030-01-12 | 18 | -20.8541 | 949.8788 | -58.532 | -279.8353 | 876.1744 | -1562.7715 | -13478.4238 | 4889.6797 | -479.2337 | -152.1933 | 3085.8582 | -3.2169 | 1720.2305 | -372.5268 | 1564.9437 | 1459.0186 | 2.5074 | 209.9989 | -305.9596 | -112.9015 | -598.1299 | -1093.5398 | 68.3186 | -36.1806 | 2729.7261 | -1483.7145 | -1072.8212 | -685.5034 | -114.5739 | 1018.9271 | 1082.0602 | -106.6201 | -1362.1173 | 46.3335 | 0.77147 | -1237.1505 | -1912.4514 | -557.9274 | -230.6902 | 449.5926 | -2330.1248 | 281.7978 | 4806.8779 | 1385.2345 | 5039.7695 | 0.99861 | -1596.168 | 1785.6011 | -3211.0627 | 455.1178 | 823.934 | -4438.6016 | 184.9183 | 180.4884 | 210.1043 | 131.3377
2030-01-12 | 19 | -23.5591 | 874.1519 | -64.6608 | -323.7516 | 987.9402 | -1607.8202 | -13838.6152 | 4898.0513 | -1323.4449 | -131.598 | 3659.5784 | 96.8718 | 50.4986 | -216.8833 | 1967.2522 | 1032.8682 | -25.8738 | 209.9989 | -416.0098 | -80.3622 | -813.494 | -1789.5945 | 69.8525 | -11.9853 | 3024.3059 | -1595.9741 | -1220.9141 | -706.325 | -107.8328 | 1036.5679 | 1615.501 | 0.99487 | -1285.9062 | 18.7485 | 0.67717 | -1424.326 | -1716.255 | 393.8118 | 1.0005 | 449.3821 | -2629.9934 | 206.5397 | 4973.248 | 1503.4054 | 5049.3457 | 283.1059 | -848.7272 | 5155.4604 | -1268.1017 | 949.4877 | 2431.1558 | -4000.3945 | -484.7967 | 1694.5303 | 210.1042 | -27.4784
2030-01-12 | 20 | -21.2438 | 858.4161 | -68.279 | -332.6311 | 865.9708 | -1707.9899 | -14449.6992 | 4770.7236 | -589.5378 | -138.2162 | 3152.9014 | 66.2783 | 369.3791 | -258.9591 | 1926.0966 | 1386.0399 | -66.9684 | 209.9989 | -550.9615 | -81.1229 | -782.868 | -1478.429 | 85.2299 | 18.6654 | 3575.8987 | -1666.0297 | -1318.7278 | -737.0026 | -105.3381 | 1080.0634 | 1557.1904 | 1.0078 | -1255.2053 | -80.09 | 0.75732 | -1627.8184 | -2158.585 | 0.99999 | -75.987 | 449.9662 | -2638.405 | 255.0791 | 4900.0381 | 1498.7968 | 5046.4624 | 168.8136 | -633.1016 | 2447.1025 | -2488.1938 | 963.1873 | 2337.7605 | -3951.0579 | -383.6006 | 2837.8298 | 210.1043 | -34.8148
2030-01-12 | 21 | -23.1932 | 697.354 | -69.1937 | -337.2964 | 375.1757 | -1608.6639 | -13960.5195 | 4074.0034 | -2.4967 | -136.0289 | 3541.3955 | 70.2867 | 255.6985 | -262.3452 | 1951.1492 | 1222.83 | 0.6513 | 209.9989 | -375.194 | 75.1175 | -794.5803 | -1438.4951 | 85.7328 | 17.7079 | 2852.7065 | -1548.3214 | -1454.5463 | -707.8552 | -93.9442 | 978.2803 | 1583.1156 | 1.0166 | -1451.5438 | 1.0041 | 0.76396 | -1717.5017 | -1510.5388 | 343.6443 | 268.7444 | 449.749 | -2639.0837 | 228.2469 | 4794.4766 | 1612.0155 | 5039.8745 | 443.4193 | -484.8528 | 2582.1907 | -2478.678 | 972.7211 | 2092.074 | -3138.3264 | -269.3458 | 2688.2556 | 210.1042 | -65.589
2030-01-12 | 22 | -26.4287 | 477.5791 | -69.8804 | -330.8582 | 446.3106 | -1531.4413 | -14022.3779 | 4089.0579 | -289.8904 | -121.31 | 3693.219 | 129.1705 | 155.7779 | -250.2196 | 1977.85 | 1233.5527 | 73.4414 | 209.9989 | -421.2546 | 193.2267 | -759.0114 | -1319.9729 | 157.6315 | 37.2388 | 3017.2295 | -1485.6208 | -1628.8331 | -676.0211 | -81.9957 | 1074.0516 | 1605.4824 | 1.0018 | -1598.2979 | 108.4115 | 0.75397 | -1815.1655 | -1106.3196 | 904.3499 | 650.7229 | 448.8657 | -2724.4504 | 428.6858 | 4211.0649 | 1527.3861 | 5035.2769 | 295.8447 | -927.8661 | 4814.3516 | -956.9204 | 1116.2642 | 2720.5745 | -3901.407 | -150.8198 | 3212.2896 | 210.1043 | 74.9516
2030-01-12 | 23 | -25.9028 | 628.1705 | -69.1712 | -320.1029 | 480.059 | -1637.782 | -14234.4941 | 4295.4922 | -2.5705 | -206.501 | 3153.7444 | 28.8089 | 1794.5697 | -287.3707 | 1809.3895 | 1243.3527 | 53.7559 | 209.9989 | -362.5542 | 54.6477 | -589.8151 | -851.0662 | 127.5851 | 27.1597 | 2861.6462 | -1553.4727 | -1026.2133 | -712.3677 | -93.6518 | 1072.08 | 1595.9056 | 0.99094 | -1428.9795 | 71.1321 | 0.75889 | -1572.795 | -1445.9642 | -548.2804 | -0.31352 | 116.3974 | -2359.6316 | 481.889 | 4114.5767 | 1379.16 | 5029.6328 | -279.1518 | -1012.4224 | 2204.6479 | -2526.2295 | 562.6169 | 264.1165 | -3591.6155 | 325.0196 | 3532.3547 | 210.1043 | 107.3076
2030-01-12 | 24 | -19.5741 | 730.4793 | -66.4004 | -261.3503 | 626.4365 | -1708.3907 | -14519.1387 | 4362.0083 | -189.9425 | -291.2337 | 2996.4077 | 194.9988 | 2146.2908 | -447.2598 | 1239.7314 | 1279.3055 | 222.9338 | 209.9989 | -340.3712 | 163.0498 | -464.2837 | -740.7347 | 141.9094 | 20.8757 | 3195.2698 | -1500.4146 | -883.6808 | -717.3117 | -100.3035 | 1042.3639 | 1278.5317 | 1.0044 | -1473.6294 | 12.7879 | 0.63018 | -1337.8425 | -2656.353 | -252.9052 | 231.9631 | 449.5634 | -2664.0896 | 546.02 | 3750.158 | 1401.229 | 5002.936 | -288.1685 | -354.3683 | 285.4124 | -4218.1143 | 704.5182 | 445.8817 | -4282.771 | 523.3961 | 2834.7954 | 210.1043 | 244.5447
2030-01-13 | 1 | -15.6495 | 693.3813 | -63.7089 | -239.3247 | 904.1853 | -1747.7948 | -14752.5293 | 4853.7871 | -503.0841 | -308.8231 | 3309.9812 | 53.1519 | 2146.4097 | -534.1147 | 1004.822 | 1532.3281 | 264.6114 | 209.9989 | -77.9165 | 74.67 | -392.2625 | -474.9923 | 193.2011 | -30.3324 | 2038.0944 | -1473.8042 | -747.4621 | -723.6744 | -100.962 | 1200.1543 | 1137.8517 | 1.0035 | -1487.4928 | 1.0017 | 0.58954 | -927.3026 | -2863.533 | -29.0201 | 236.7624 | 449.1349 | -2426.6384 | 766.923 | 3808.0083 | 1488.9182 | 4892.1431 | -7.9299 | -272.9914 | 946.4863 | -3413.8274 | 825.6218 | 1334.1844 | -5103.0747 | 395.905 | 3805.9097 | 210.1042 | 275.7113
2030-01-13 | 2 | -15.9565 | 587.9431 | -62.5882 | -233.3895 | 932.6185 | -1744.135 | -14043.5488 | 5009.2251 | -252.8387 | -322.072 | 3128.6672 | -45.2047 | 2067.6575 | -629.6816 | 687.2397 | 1630.9446 | 268.6022 | 209.9989 | -61.2789 | 117.2923 | -245.6835 | -407.7878 | 256.1363 | -44.7106 | 1966.0282 | -1514.0841 | -954.2005 | -722.738 | -94.7143 | 1318.7238 | 862.5352 | 0.99403 | -1524.6342 | 44.9858 | 0.65078 | -780.1821 | -2823.3359 | 1.001 | 625.1496 | 31.9497 | -2611.0696 | 947.4423 | 3408.8738 | 1545.2793 | 4973.0303 | -0.20877 | -278.2984 | 1506.2585 | -2568.5935 | 924.1973 | 2101.9702 | -5314.5918 | 394.3054 | 6747.3926 | 210.1043 | 273.0323
2030-01-13 | 3 | -20.8275 | 274.315 | -64.6825 | -253.6392 | 783.3326 | -1630.9672 | -13118.1035 | 4578.252 | -373.9303 | -236.4812 | 2742.7959 | -194.9741 | 2002.5344 | -651.9956 | 653.0906 | 1193.8716 | 278.3629 | 209.9989 | -63.3582 | 172.2957 | -310.6036 | -450.9195 | 309.2929 | -52.4972 | 1963.8848 | -1508.6267 | -1082.2355 | -692.2435 | -78.9307 | 1379.5642 | 764.4172 | 0.98443 | -1625.2181 | 194.2028 | 0.57276 | -717.5834 | -2804.1873 | 0.9998 | 513.8118 | 0.99418 | -2676.5786 | 1100.1469 | 3293.731 | 1436.9753 | 4792.769 | -3.4061 | -277.9391 | 1473.5348 | -2472.5845 | 1024.1232 | 2448.8328 | -5390.2764 | 321.2946 | 10850.6582 | 210.1043 | 279.7822
2030-01-13 | 4 | -33.453 | -126.4279 | -69.5069 | -336.2899 | 667.2426 | -1378.6855 | -11937.9131 | 4059.644 | -474.8318 | -204.748 | 2339.3662 | -194.9902 | 2020.6198 | -660.3636 | 586.8646 | 987.7047 | 55.2879 | 209.9989 | -232.9996 | 260.889 | -319.0905 | -258.0661 | 359.022 | -49.7397 | 2818.436 | -1561.8917 | -1356.115 | -637.0421 | -59.3832 | 1430.665 | 569.7269 | 0.99608 | -1747.39 | 499.6371 | 0.58389 | -582.337 | 572.934 | -2.5704 | 451.4587 | 1.0013 | -2677.3567 | 1243.641 | 3379.6055 | 1294.4845 | 4772.958 | 0.99578 | -274.9558 | 1309.4448 | -2823.3132 | 1087.8828 | 2861.064 | -5532.2827 | 180.3506 | 12940.4414 | 210.1043 | 296.1108
2030-01-13 | 5 | -36.1848 | -224.8882 | -70.6751 | -329.5431 | 636.6676 | -1319.3556 | -11624.4316 | 3821.0813 | -1043.9648 | -172.7413 | 2000.616 | -195.0006 | 2025.9246 | -680.2418 | 452.9883 | 913.3408 | 24.8769 | 209.9989 | -283.5145 | 282.3367 | -364.8927 | -297.3539 | 360.8356 | -49.0459 | 3048.6316 | -1550.8324 | -1455.9438 | -613.3425 | -56.1226 | 1415.6101 | 422.1465 | 0.99185 | -1815.0704 | 593.2211 | 0.56642 | -571.3834 | 388.3918 | -64.9408 | 508.2805 | 1.0021 | -2675.5798 | 1241.1854 | 3311.2788 | 1291.1771 | 4757.9536 | 1.009 | -274.9172 | 1246.1702 | -3043.449 | 1092.5795 | 2593.8293 | -5354.9883 | 2.1908 | 13996.292 | 210.1042 | 296.8517
2030-01-13 | 6 | -27.0578 | 84.0203 | -67.0249 | -273.66 | 877.7192 | -1517.9651 | -12624.8672 | 4311.5103 | -1256.1359 | -131.6433 | 2559.4338 | -195.0366 | 2020.0403 | -656.9617 | 549.415 | 807.0146 | 190.4507 | 209.9989 | -90.9089 | 203.7446 | -467.6505 | -466.8539 | 315.6832 | -70.6979 | 2308.426 | -1567.8859 | -1493.943 | -660.009 | -69.8049 | 1377.1873 | 472.5099 | 0.99844 | -1691.5944 | 365.2438 | 0.6049 | -387.4172 | -2075.4651 | -3.4353 | 705.7657 | 1.0016 | -2500.7107 | 1161.5709 | 3214.1243 | 1504.2559 | 4826.7339 | 35.4762 | -278.5672 | 1171.9924 | -3086.1941 | 994.6218 | 1947.7667 | -5663.8062 | 3.2036 | 13086.6875 | 210.1042 | 284.9163
2030-01-13 | 7 | -22.1993 | 243.6562 | -66.9779 | -259.8638 | 1037.2196 | -1614.9135 | -13151.7305 | 4492.0132 | -2016.0868 | -122.151 | 1932.0089 | -144.485 | 2035.0009 | -577.7269 | 851.2468 | 1041.6721 | 276.9799 | 209.9989 | -312.4964 | 311.2384 | -569.19 | -634.6437 | 293.2489 | -27.4842 | 3146.0952 | -1587.3522 | -2034.8051 | -687.6708 | -75.5932 | 1316.9318 | 606.4252 | 0.99068 | -1729.0542 | 277.6739 | 0.65605 | -653.9842 | -2696.1206 | -44.0526 | 458.8218 | 1.0046 | -2702.4905 | 965.1378 | 3632.8369 | 1243.9589 | 4973.5342 | 1.0038 | -272.715 | 350.9357 | -4429.2983 | 1152.1671 | 2779.8625 | -5765.8359 | 34.989 | 11325.9043 | 210.1042 | 308.3981
2030-01-13 | 8 | -25.1735 | 142.4928 | -69.8649 | -299.4153 | 1206.2488 | -1632.0469 | -13893.25 | 4796.3467 | -2369.1707 | -249.5291 | 2842.4136 | -91.6155 | 1647.1427 | -473.9375 | 1155.9139 | 803.2379 | 153.7659 | 209.9989 | -347.6342 | 197.1255 | -713.9815 | -1192.5424 | 303.9186 | -8.2892 | 3159.2375 | -1681.4425 | -1958.8303 | -703.8394 | -67.4101 | 1424.1803 | 965.752 | 0.98697 | -1599.488 | 281.6236 | 0.58954 | -839.0251 | -1996.2168 | 172.8622 | 930.0648 | 324.9081 | -2805.9329 | 958.662 | 3856.2432 | 1872.0311 | 4935.7329 | 562.311 | -280.9851 | 2452.8984 | -1841.9045 | 1301.5522 | 2955.6614 | -5959.6602 | -564.4283 | 10833.7275 | 210.1042 | 232.9824
2030-01-13 | 9 | -26.3937 | 189.1005 | -72.1911 | -321.1171 | 1095.0222 | -1670.4048 | -14343.9385 | 4862.6177 | -2090.4893 | -166.726 | 3019.4341 | -130.9971 | 1503.201 | -390.1507 | 1458.4351 | 671.6674 | 73.9202 | 209.9989 | -299.5573 | 159.8813 | -713.9562 | -534.3079 | 305.7503 | -2.8147 | 2942.4258 | -1732.1079 | -1854.7826 | -721.4332 | -68.7869 | 1473.5375 | 1201.0199 | 0.98618 | -1478.4828 | 255.9189 | 0.68968 | -939.3199 | -1482.6316 | -110.9216 | 428.0634 | 449.8768 | -2644.562 | 950.2614 | 4287.8711 | 1786.1268 | 4998.3086 | 336.9391 | -279.7759 | 2195.7161 | -2062.9409 | 1215.3578 | 2567.0525 | -5370.0088 | -345.8668 | 9626.1719 | 0.10427 | 131.3975
2030-01-13 | 10 | -31.053 | 202.6705 | -76.3276 | -341.3535 | 702.922 | -1656.6866 | -13801.8975 | 4190.6655 | -1645.7589 | -209.7797 | 3307.8657 | -53.6816 | 1886.3219 | -414.2078 | 1375.0748 | 707.5582 | 94.2244 | 209.9989 | -325.5052 | 250.2514 | -776.5509 | -756.6278 | 254.2504 | 4.5277 | 2909.6313 | -1783.5066 | -2190.6267 | -726.5744 | -68.8889 | 1301.8556 | 1234.6724 | 1.0108 | -1432.0591 | 290.8068 | 0.66005 | -1031.2322 | -915.8091 | -433.7884 | 114.6822 | 449.7539 | -2633.0176 | 776.3621 | 4754.9097 | 1736.9008 | 5015.7495 | 453.3746 | -368.0036 | 2164.7874 | -2035.4102 | 1161.5704 | 1520.3098 | -4386.6001 | -360.5002 | 9241.7852 | 210.1043 | 108.494
2030-01-13 | 11 | -31.0633 | 225.6699 | -74.8869 | -348.4441 | 809.4182 | -1692.3662 | -14174.3369 | 4162.2681 | -2333.428 | -128.7859 | 3447.7266 | 35.6153 | 324.4749 | -337.3323 | 1591.9597 | 645.1591 | 100.0349 | 209.9989 | -299.861 | 224.9107 | -727.4248 | -994.153 | 227.4941 | -7.4138 | 2689.2104 | -1829.3262 | -2208.5542 | -744.3513 | -68.4877 | 1257.483 | 1431.5912 | 2.9945 | -1287.588 | 255.0366 | 0.72563 | -878.7316 | -935.0008 | 558.7323 | 451.4101 | 448.901 | -2640.3418 | 723.0306 | 4601.2686 | 1689.7833 | 5028.2305 | 500.9462 | -956.917 | 4423.0674 | -692.3844 | 1070.4884 | 2491.5261 | -4875.6865 | 1.0552 | 9560.5459 | 210.1042 | 256.7744
2030-01-13 | 12 | -26.8214 | 547.9297 | -69.5152 | -324.5826 | 281.4573 | -1720.3575 | -13116.1123 | 3587.1091 | -196.394 | -209.9209 | 3590.1479 | -2.8056 | 1960.3062 | -372.5917 | 1470.2097 | 605.6353 | 30.2666 | 209.9989 | -264.4392 | 180.2655 | -696.9706 | -1290.9565 | 118.6049 | -17.5522 | 2377.3928 | -1847.0304 | -2269.6116 | -756.129 | -85.3848 | 1018.304 | 1375.4175 | 2.6381 | -1211.4733 | 192.7832 | 0.70961 | -806.2561 | -1532.0361 | -922.8586 | -382.427 | 449.7804 | -2519.2732 | 443.7349 | 4807.0122 | 1571.2097 | 5037.1147 | 1.003 | -1184.9475 | 1392.4946 | -2667.1401 | 941.7231 | 1363.7003 | -3988.3318 | 273.1243 | 8690.5068 | 210.1043 | 153.812
2030-01-13 | 13 | -28.4691 | 800.1024 | -67.3729 | -346.1928 | 96.5275 | -1737.5511 | -12068.5527 | 3164.2131 | -210.0987 | -182.1046 | 3838.9277 | -157.6776 | 1890.8091 | -345.5745 | 1619.9243 | 455.4622 | 35.3656 | 209.9989 | -260.0233 | 59.9482 | -792.4384 | -3126.6589 | 14.6369 | -21.3018 | 1962.1357 | -1955.3615 | -1846.793 | -782.4938 | -96.8347 | 813.4467 | 1524.3438 | 3.5468 | -971.8503 | 177.9833 | 0.74914 | -670.3204 | -1106.3268 | -957.324 | -463.9108 | 449.8704 | -2716.5566 | 174.0827 | 4896.335 | 1599.084 | 5040.5337 | 1.0134 | -1275.516 | 1020.0767 | -2976.47 | 844.5184 | 890.078 | -3301.3589 | 447.1951 | 8257.502 | 210.1042 | 102.3838
2030-01-13 | 14 | -26.2635 | 921.566 | -64.226 | -329.7187 | 240.0595 | -1766.7961 | -12199.3428 | 3481.9548 | -3.0542 | -138.8493 | 3810.9133 | -65.0352 | 1873.8077 | -332.2507 | 1633.3729 | 315.5764 | 57.2608 | 209.9989 | -203.5954 | -58.1772 | -760.8765 | -3512.717 | 0.9984 | -33.0914 | 1567.778 | -1929.8378 | -1288.2073 | -787.9219 | -104.5449 | 830.4382 | 1488.4075 | 2.7556 | -969.4918 | 150.3507 | 0.69697 | -593.0759 | -1246.5116 | -894.4814 | -419.226 | 449.8525 | -2718.2358 | 174.2789 | 4923.7178 | 1646.978 | 5039.9121 | 81.0217 | -1256.9458 | 744.8101 | -3321.1772 | 862.6326 | 831.7205 | -3270.7429 | 298.9095 | 6708.8462 | 210.1042 | 50.5167
2030-01-13 | 15 | -27.1999 | 851.6407 | -63.1823 | -309.6296 | 331.2223 | -1692.3513 | -12303.0068 | 3747.4814 | -3.0044 | -103.9041 | 3685.9602 | -8.4927 | 1947.4979 | -374.7667 | 1461.2654 | 203.8333 | 88.7128 | 209.9989 | -188.5768 | -167.6721 | -618.5945 | -3735.0579 | 12.5247 | -52.4976 | 1639.0094 | -1930.3885 | -1085.4534 | -755.0301 | -107.0016 | 905.2438 | 1311.1876 | 2.8441 | -971.6686 | 239.7615 | 0.70869 | -413.4326 | -1068.326 | -471.765 | 1.0026 | 170.5873 | -2602.5283 | 191.034 | 4079.0352 | 1603.1642 | 4962.2671 | -285.6453 | -1248.7072 | -938.7863 | -5039.2383 | 826.6423 | 733.4518 | -3350.3003 | 248.9382 | 5479.6997 | 210.1042 | 24.4289
2030-01-13 | 16 | -26.8505 | 839.1005 | -61.3803 | -307.5539 | 211.0915 | -1712.384 | -11489.5801 | 3553.9319 | -2.7165 | -97.3394 | 3614.5415 | -22.7584 | 2013.6041 | -415.7983 | 1279.4175 | 101.0501 | -3.0839 | 209.9989 | -176.029 | -224.2579 | -513.5604 | -3599.4749 | 8.6996 | -62.4675 | 1694.1753 | -1929.0297 | -1230.625 | -743.8013 | -103.9142 | 909.8501 | 1097.23 | 4.0636 | -991.5461 | 234.6287 | 0.71342 | -323.9436 | -1173.286 | -432.0833 | -1.8994 | 221.728 | -2638.8494 | 125.8614 | 4168.4282 | 1595.7854 | 5023.02 | -284.1408 | -1329.9701 | -1230.955 | -5622.4136 | 808.7463 | 181.9529 | -3147.728 | 1.233 | 7977.8408 | 210.1042 | -77.8924
2030-01-13 | 17 | -34.5493 | 531.1165 | -63.8544 | -436.4958 | -4.3391 | -1514.3167 | -10051.4443 | 2904.1431 | -2.7579 | -80.4865 | 3775.9387 | 1.0015 | 1702.704 | -384.6783 | 1275.3992 | -388.7029 | -210.9601 | 209.9989 | -153.2395 | -177.56 | -542.0951 | -3512.9148 | 44.4206 | -69.1722 | 1613.3424 | -1914.0461 | -1182.1448 | -716.8557 | -85.16 | 947.1045 | 1001.9425 | 753.2426 | -1052.2701 | 368.2313 | 0.69326 | -388.3674 | 528.0296 | -760.8974 | -18.1189 | 381.1552 | -2674.2917 | 174.4316 | 4538.6636 | 1543.5433 | 5027.7397 | -2.5223 | -1378.7666 | 311.7371 | -4339.6523 | 849.5109 | 274.7841 | -2828.1145 | 1.011 | 12133.9727 | 210.1043 | -44.8593
2030-01-13 | 18 | -46.0146 | 547.774 | -65.5756 | -499.9764 | -6.2447 | -1293.3969 | -9527.2373 | 2742.176 | -2.9454 | -74.8904 | 3839.5408 | 41.1992 | 1978.0498 | -295.0664 | 1414.324 | -932.6489 | -295.4801 | 209.9989 | -149.2327 | -348.4632 | -781.4631 | -4413.8237 | 17.9209 | -75.6456 | 1669.8307 | -1972.3374 | -402.5907 | -648.6573 | -84.9793 | 947.0627 | 1144.135 | 2337.7075 | -924.3385 | 654.2767 | 0.77995 | -577.868 | 2331.2156 | -821.9948 | -240.5142 | 449.7419 | -2549.8518 | 144.8645 | 4963.2637 | 1490.8997 | 5050.3003 | 0.99874 | -1664.5156 | 84.2906 | -5525.4282 | 712.6165 | 369.676 | -2776.7412 | 342.9494 | 11521.3105 | 210.1042 | 37.3063
2030-01-13 | 19 | -43.398 | 203.8488 | -48.7747 | -707.8693 | -314.3254 | -827.3375 | -8513.6299 | 2088.7866 | -824.7026 | -115.3574 | 3744.6028 | 58.2304 | 1571.692 | -158.7597 | 1748.0703 | -1512.8853 | -465.8835 | 209.9989 | -288.0525 | -162.6975 | -1175.9332 | -5388.3511 | 75.9705 | -37.312 | 1886.7545 | -1911.0103 | -871.2256 | -574.6368 | -61.4293 | 954.986 | 1023.8358 | 4670.6362 | -1104.9752 | 883.3121 | 0.77491 | -1001.1068 | 4554.8276 | -640.3182 | -283.5291 | 449.9805 | -2446.9192 | 218.2303 | 5152.0532 | 1499.7522 | 5053.835 | 142.996 | -1611.4645 | 712.7354 | -4901.6343 | 974.2823 | 1280.2969 | -2612.3428 | -402.3486 | 11267.3594 | 210.1042 | 2.6358
2030-01-13 | 20 | -53.0756 | -128.976 | -57.2347 | -681.9789 | -915.7768 | -477.0851 | -6740.8818 | 494.3414 | -841.7478 | -113.8948 | 3876.5723 | 157.1624 | 223.2146 | -61.8066 | 1929.7662 | -2426.5317 | -355.6565 | 209.9989 | -357.08 | 100.0727 | -1140.9297 | -3077.2749 | 40.9693 | -16.1804 | 2364.0171 | -2287.4409 | -589.4059 | -468.7847 | -51.6466 | 746.0273 | 1306.8796 | 5731.0728 | -802.4976 | 1158.7451 | 4.3084 | -832.7314 | 5740.9004 | 83.4584 | 95.6628 | 449.9392 | -2524.7937 | 96.5427 | 5028.4575 | 1646.454 | 5058.9175 | 330.3078 | -1161.3627 | 2209.9165 | -2698.2183 | 1026.8322 | 868.8684 | -1659.0962 | -472.6212 | 11362.7441 | 210.1043 | -83.4609
2030-01-13 | 21 | -50.7918 | -557.4285 | -59.2088 | -639.7665 | -1446.3407 | -128.6973 | -5243.6968 | -88.1816 | -200.8757 | -94.3194 | 3850.918 | 194.9995 | 49.0224 | -62.6797 | 1832.1627 | -2852.99 | -362.4632 | 209.9989 | -412.6994 | 407.0862 | -1120.9991 | -1483.9618 | 97.1405 | -0.38446 | 2754.2168 | -2222.9006 | -783.7956 | -359.7009 | -35.4148 | 727.5159 | 1031.6423 | 5864.0381 | -962.0823 | 1306.7606 | 5.3888 | -972.8676 | 5807.2012 | 109.5958 | 156.7523 | 449.7661 | -2602.1724 | 167.5034 | 5010.6499 | 1663.6947 | 5054.1592 | 423.672 | -1182.9489 | 2248.0808 | -2400.168 | 1155.9305 | 1108.7136 | -921.5904 | -418.2226 | 11161.7695 | 210.1043 | -116.7166
2030-01-13 | 22 | -59.271 | -707.6362 | -61.7548 | -633.6672 | -1653.2551 | 4.2681 | -4590.918 | -451.1371 | -387.3974 | -77.6918 | 3868.9189 | 195.0002 | 197.5774 | -139.9932 | 1619.2289 | -2931.6179 | -168.2941 | 209.9989 | -559.5202 | 367.8298 | -1076.781 | -885.8246 | 92.2953 | -3.7707 | 3718.2083 | -2317.5757 | -492.1032 | -320.1296 | -31.0643 | 696.4272 | 1083.4312 | 6883.666 | -734.3766 | 1517.6754 | 7.5778 | -541.7911 | 6629.7979 | 395.3701 | 530.2678 | 449.5596 | -2623.2629 | 158.1547 | 4886.7754 | 1820.5001 | 5047.7485 | 750.0239 | -967.7534 | 2633.584 | -1384.2961 | 1236.4469 | 1292.34 | -612.2762 | -515.9407 | 11113.6113 | 210.1043 | -156.7672
2030-01-13 | 23 | -43.3011 | -1066.3004 | -53.1002 | -483.8706 | -1620.8513 | 159.6822 | -4021.2119 | -621.6302 | 1.0053 | -53.3855 | 3227.1072 | 186.5824 | 0.99287 | -206.2023 | 1439.2037 | -2419.0879 | -172.4747 | 209.9989 | -686.0993 | 387.9297 | -976.5779 | -599.0466 | 130.5587 | 9.2141 | 4557.2378 | -1702.9663 | -422.852 | -243.1928 | -28.7538 | 764.5999 | 714.1163 | 5501.6128 | -919.7452 | 1254.6317 | 7.3854 | -595.3187 | 5285.9341 | -60.6194 | 18.4779 | 449.8398 | -2647.0137 | 306.8267 | 4604.1724 | 1673.6681 | 5041.6934 | 81.1973 | -669.1165 | 2855.0286 | -1168.0339 | 1337.3142 | 1191.1509 | -882.1065 | -751.6539 | 10802.1533 | 210.1043 | -241.148
2030-01-13 | 24 | -25.5638 | -1035.2346 | -44.8103 | -364.1922 | -1860.3086 | 176.3473 | -3670.9336 | -904.7654 | 393.6558 | -74.842 | 2169.6934 | 70.404 | 0.98836 | -285.9698 | 1254.0356 | -1945.2739 | -236.5738 | 209.9989 | -639.6503 | 374.2268 | -642.4724 | -170.5526 | 99.0075 | 5.966 | 4533.3193 | -1199.3372 | -545.0012 | -218.0658 | -38.9092 | 715.7299 | 258.892 | 3583.4502 | -1215.5378 | 878.0523 | 5.6312 | -666.9959 | 3478.8699 | -281.9865 | 172.4123 | 450.161 | -2749.2346 | 275.8785 | 4361.6997 | 1746.8228 | 5026.4971 | 113.6832 | -286.541 | 2739.4817 | -720.4103 | 952.6501 | 241.0497 | -726.9545 | -0.85687 | 9720.1367 | 210.1043 | -190.2681
2030-01-14 | 1 | -43.2018 | -976.0889 | -47.6885 | -438.9047 | -1471.745 | 155.3834 | -4243.6436 | -2.1055 | 241.7292 | -11.5299 | 3703.3955 | 156.4413 | 1640.8735 | -412.0742 | 918.3533 | -1857.9839 | 9.7385 | 209.9989 | -510.6523 | 314.37 | -528.3392 | 211.2182 | 154.2263 | -25.5587 | 4027.5464 | -1687.6952 | -301.3699 | -253.3964 | -36.2987 | 827.3801 | 446.0294 | 5061.4668 | -943.2574 | 1270.46 | 6.5813 | -380.8426 | 5149.3325 | -470.9269 | 7.9902 | 439.2987 | -2877.2471 | 342.462 | 4171.5654 | 1620.1395 | 4990.9355 | -4.4625 | -277.239 | 2808.7439 | -370.2176 | 1307.3368 | -627.9866 | -817.16 | -683.5709 | 9483.2715 | 210.1043 | -304.3628
2030-01-14 | 2 | -28.5702 | 678.5155 | -40.1815 | -520.6163 | -646.6838 | -953.4254 | -6635.1265 | 2006.0962 | 1.0016 | -21.8379 | 2943.262 | 50.6174 | 566.6492 | -538.2844 | 610.4177 | -1338.0105 | 4.7343 | 209.9989 | -408.8542 | -2.6418 | -209.2095 | 452.1024 | 65.9912 | -56.051 | 3426.1858 | -1846.786 | 9.4195 | -598.3756 | -82.6945 | 857.6722 | 712.7723 | 3657.4929 | -593.481 | 555.7516 | 6.1672 | -37.7213 | 2656.4805 | -5.1292 | 331.1191 | 311.5733 | -2761.1602 | 89.9507 | 3875.2866 | 1422.8239 | 5000.373 | -3.8787 | -277.2703 | 3051.9287 | -391.8786 | 1004.5242 | -763.9803 | -1733.1996 | -109.0776 | 6998.1787 | 210.1043 | -207.311
2030-01-14 | 3 | -18.5204 | 922.2598 | -40.0465 | -350.2767 | -224.4059 | -1031.5476 | -8461.6963 | 2887.0762 | -2.9315 | 4.9495 | 3267.1228 | 66.5629 | 756.756 | -591.1266 | 449.593 | -461.3026 | -88.2675 | 209.9989 | -136.1744 | 64.6786 | -217.9695 | 10.0803 | 59.1414 | -83.2148 | 2258.0969 | -1753.4221 | -140.1538 | -576.8091 | -109.714 | 846.0305 | 229.0953 | 1155.1681 | -1024.026 | 445.2344 | 4.367 | -320.1892 | 433.7269 | -43.7939 | 517.9724 | 159.6882 | -2723.696 | 208.5626 | 3646.9146 | 1613.0409 | 4986.9722 | 1.0012 | -278.4422 | 2817.0222 | -539.8766 | 704.5281 | -500.4029 | -2514.6628 | 1227.9398 | 3448.1411 | 210.1043 | 10.7118
2030-01-14 | 4 | -9.3886 | 854.7954 | -42.1714 | -319.6799 | -31.1441 | -1154.9062 | -9012.9648 | 3215.3613 | -2.9006 | 2.7968 | 3420.4385 | 80.0994 | 1890.92 | -602.0686 | 487.6703 | 340.2897 | -73.1161 | 209.9989 | -172.5522 | 28.4037 | -198.3195 | 76.0058 | 36.5389 | -74.6271 | 2600.509 | -1757.7454 | -117.8278 | -613.2438 | -115.699 | 815.4974 | 254.9866 | 92.7538 | -1062.3535 | 190.0582 | 4.1341 | -376.5973 | -824.5574 | -4.0698 | 566.4993 | 1.001 | -2705.5146 | 170.5749 | 3364.8604 | 1400.5741 | 4836.8843 | -3.6392 | -272.884 | 2482.2488 | -1134.2576 | 633.7978 | -525.5558 | -2685.343 | 1342.832 | 1548.3635 | 210.1043 | 27.3796
2030-01-14 | 5 | -0.56457 | 1308.483 | -49.9802 | -287.8633 | 729.691 | -1714.1758 | -11660.3613 | 5056.7964 | 1.0021 | -25.1184 | 2740.1289 | 6.5136 | 2040.3102 | -564.2231 | 560.2928 | 1227.4108 | -324.5948 | 209.9989 | -101.2615 | -57.4342 | -133.7901 | -70.2193 | 125.221 | -83.8195 | 2453.646 | -1174.9474 | -734.2214 | -737.4741 | -131.5445 | 1090.7161 | -67.237 | -1306.4414 | -1592.1222 | -249.6593 | 1.099 | -709.851 | -3213.0396 | -151.6393 | 293.9984 | 0.99928 | -2673.9695 | 558.5343 | 3600.2427 | 1371.1827 | 4786.998 | -2.8996 | -296.2432 | 843.8832 | -3350.8521 | 723.9717 | 281.4251 | -3522.6909 | 1114.0896 | 729.6662 | 210.1043 | 73.7484
2030-01-14 | 6 | -1.3642 | 1323.9581 | -51.0785 | -290.8636 | 887.1498 | -1765.6053 | -12466.1055 | 5361.2578 | -509.0355 | -55.7681 | 2693.105 | -17.0693 | 2147.0659 | -531.4807 | 790.9984 | 1932.4828 | -218.8963 | 209.9989 | -73.9827 | -81.0738 | -407.3472 | -346.4828 | 132.2889 | -81.7497 | 2396.7737 | -1188.472 | -816.1801 | -752.1067 | -133.5116 | 1102.3658 | 71.8579 | -1321.1333 | -1645.4786 | -242.0166 | 0.79534 | -859.9023 | -2955.5632 | -261.8054 | 0.99767 | 245.227 | -2586.4236 | 686.9314 | 3683.3767 | 1433.951 | 4615.6118 | -133.0126 | -273.1528 | 314.0454 | -4034.5188 | 686.9991 | 244.0659 | -3544.9519 | 796.6701 | -490.117 | 210.1043 | 92.038
2030-01-14 | 7 | 9.757 | 1336.5858 | -43.8146 | -405.3297 | 1279.7076 | -1771.8632 | -13377.4229 | 5276.5283 | -2056.0457 | -209.8797 | 2277.6807 | 67.8107 | 1749.7837 | -416.7329 | 1154.9244 | 1747.577 | -267.8012 | 209.9989 | -307.5494 | -139.7171 | -572.2687 | -572.5012 | 98.861 | -39.9843 | 3325.6511 | -1193.444 | -747.2895 | -771.9012 | -129.2385 | 1107.4326 | 570.2379 | -2360.6899 | -1570.9443 | -427.0201 | 1.2614 | -1205.9199 | -3233.0525 | -485.9499 | 0.99617 | 449.4263 | -2736.0715 | 479.1582 | 4161.7856 | 1419.2062 | 5000.1948 | -89.7112 | -331.0302 | 1903.3936 | -2718.3723 | 682.583 | 1441.1786 | -4833.23 | 297.1472 | 536.0734 | 210.1043 | 229.7094
2030-01-14 | 8 | 16.2449 | 1437.9635 | -51.3118 | -442.494 | 942.1212 | -1881.0228 | -13491.0273 | 4975.2476 | -2091.8503 | -317.8459 | 2666.2043 | 167.6521 | 2141.8887 | -326.9608 | 1503.4658 | 2017.2067 | -469.0814 | 209.9989 | -340.5141 | -176.131 | -1045.2523 | -733.7663 | 40.4535 | -42.141 | 3454.4568 | -1491.7949 | -402.7795 | -838.1234 | -131.38 | 971.2405 | 1157.6687 | -4160.1094 | -1246.6991 | -692.7064 | 2.7391 | -986.3224 | -2584.8301 | -182.3421 | -99.6475 | 449.4259 | -2184.3301 | 308.4451 | 4410.5298 | 1389.2665 | 5023.688 | -2.8564 | -501.6425 | 775.1727 | -4135.4175 | 538.444 | 1006.1898 | -3878.4326 | 1.0041 | 2348.1479 | 210.1043 | 174.0208
2030-01-14 | 9 | 20.8267 | 1462.0975 | -53.9967 | -469.5522 | 631.9819 | -1959.7275 | -13522.208 | 4578.3394 | -2220.1729 | -181.8502 | 2666.2664 | 58.0495 | 2131.3716 | -95.5035 | 2184.343 | 1881.4705 | -535.4017 | 209.9989 | -397.5465 | -116.2624 | -964.4882 | -768.4335 | 13.486 | -16.7745 | 3654.4497 | -1350.8215 | -550.3613 | -864.5466 | -124.3076 | 891.5573 | 1343.4324 | -5068.4478 | -1250.0419 | -827.6534 | 3.3627 | -1385.9235 | -2422.4707 | -402.9939 | -18.2822 | 449.4557 | -2487.1843 | 86.4461 | 4424.502 | 1355.1802 | 5040.3682 | -3.059 | -940.3743 | 1698.6899 | -3008.5369 | 541.0284 | 1416.8586 | -3708.5161 | 1.0087 | 3651.043 | 210.1042 | 142.4244
2030-01-14 | 10 | 10.3145 | 989.4724 | -55.5828 | -484.5722 | 68.173 | -1579.8984 | -11729.4082 | 3313.9404 | -1606.0825 | -232.9318 | 2277.1064 | 94.7368 | 2133.3306 | -130.0072 | 2162.9021 | 1262.1034 | -438.7672 | 209.9989 | -548.489 | 174.7598 | -1024.4906 | -701.2097 | 49.4395 | 10.5005 | 4258.8945 | -1236.8162 | -1093.1514 | -738.3751 | -102.2273 | 800.7283 | 1273.9037 | -3981.8115 | -1530.9435 | -467.5123 | 3.4774 | -1608.0745 | -124.3836 | -231.301 | -2.4656 | 449.4086 | -2590.2795 | 178.6329 | 4458.9102 | 1311.0239 | 5064.7749 | 0.99206 | -915.4651 | 1207.5215 | -3293.1453 | 760.8239 | 1844.4335 | -2967.2173 | -200.8703 | 3732.0994 | 210.1043 | 105.085
2030-01-14 | 11 | -3.8464 | 896.5255 | -58.9537 | -530.1338 | -267.1875 | -1380.4625 | -10450.7139 | 2354.1863 | -1005.6849 | -330.8635 | 2254.7202 | 195.0001 | 2133.0884 | -161.3664 | 2092.9553 | 496.7331 | -294.6505 | 209.9989 | -606.8838 | 133.4525 | -937.8629 | -427.9805 | 6.1376 | 21.6209 | 4486.7944 | -1416.4225 | -1004.4203 | -687.677 | -99.4781 | 700.8779 | 1650.0679 | -2349.6047 | -1367.9315 | -143.4268 | 4.5252 | -1560.2867 | 1727.5057 | -308.546 | -2.6268 | 427.1276 | -2506.6267 | 9.5338 | 4460.4229 | 1325.6162 | 5071.4155 | -2.764 | -1136.3342 | 967.5425 | -3381.1008 | 711.8551 | 1064.0835 | -2390.2517 | -172.59 | 3169.4456 | 210.1043 | 52.7226
2030-01-14 | 12 | -9.0724 | 913.9373 | -59.2123 | -566.486 | -471.0703 | -1305.5271 | -10137.6299 | 2052.3987 | -410.6944 | -348.1503 | 2906.1821 | 195.0002 | 2133.0608 | -30.3496 | 2063.0466 | 232.7642 | -265.6845 | 209.9989 | -456.1475 | 158.9454 | -957.761 | -460.5698 | -3.2272 | 7.6988 | 3803.5022 | -1512.1292 | -1055.2318 | -680.2003 | -99.4121 | 648.9176 | 1811.2445 | -1567.6395 | -1285.2445 | -39.3897 | 4.5338 | -1557.9301 | 2310.5583 | -344.8407 | -2.5278 | 387.3851 | -2376.9697 | 1.0044 | 4496.1841 | 1319.8345 | 5077.4761 | -2.8485 | -1266.3196 | 887.3082 | -3108.9949 | 673.5229 | 497.8774 | -2039.0934 | 0.42721 | 2624.5837 | 210.1043 | 11.5987
2030-01-14 | 13 | -8.3996 | 938.0418 | -53.2865 | -557.7205 | -222.4645 | -1207.381 | -10609.8887 | 2654.9663 | -38.7006 | -280.9878 | 2593.3516 | 194.9996 | 2140.4827 | -166.0832 | 2075.354 | 152.3837 | -305.0617 | 209.9989 | -440.9062 | 312.1581 | -845.1235 | -871.2652 | 92.8424 | 0.97606 | 3761.4211 | -1379.1864 | -1724.2262 | -633.9257 | -95.6373 | 822.5474 | 1401.4412 | -1156.1198 | -1596.9135 | 52.9801 | 2.5938 | -1678.4717 | 2282.9089 | -585.3217 | -2.9729 | 283.9227 | -2523.813 | 334.3093 | 4320.0386 | 1358.0095 | 5079.0596 | -172.9306 | -1343.1785 | -129.7049 | -3790.2078 | 853.1449 | 844.0156 | -2183.2856 | 0.99746 | 3084.8748 | 210.1043 | 26.5374
2030-01-14 | 14 | -7.496 | 690.8864 | -51.3203 | -553.268 | -150.4436 | -1148.9331 | -10536.9229 | 2680.5444 | -2.9377 | -252.8266 | 2387.0298 | 194.9998 | 1811.0393 | -69.42 | 2082.0823 | 51.9074 | -349.6628 | 209.9989 | -426.7379 | 380.1473 | -781.6851 | -712.8949 | 116.87 | 30.1057 | 3759.9014 | -1309.5822 | -1969.3688 | -627.8806 | -85.0623 | 845.0276 | 1473.4193 | -1174.7212 | -1648.9824 | 29.2736 | 1.4968 | -2329.3733 | 1911.7408 | -741.7865 | -76.3253 | 186.9509 | -2477.6321 | 420.7371 | 4570.4395 | 1435.2303 | 5072.75 | -2.825 | -1481.2506 | -687.5992 | -3933.0264 | 821.8254 | 730.1096 | -2050.5754 | 1.009 | 3898.2783 | 210.1042 | -11.3109
2030-01-14 | 15 | -14.2801 | 771.9004 | -51.9211 | -663.4419 | 223.4109 | -1356.3368 | -11757.7119 | 3522.5542 | -2.9407 | -344.0089 | 2162.8577 | 193.9561 | 1743.005 | -50.0756 | 2028.233 | 77.663 | -258.3159 | 209.9989 | -374.3629 | 197.6082 | -577.7271 | -414.7661 | 121.182 | 34.1915 | 3576.4277 | -1614.2167 | -1919.2601 | -719.2468 | -86.4051 | 984.2921 | 1884.1936 | -28.0401 | -1395.3835 | 34.8891 | 0.86704 | -2302.6184 | 1310.2947 | -742.879 | -81.4173 | 234.1588 | -2572.999 | 372.5486 | 4655.5254 | 1426.5967 | 5070.9521 | -2.6935 | -1489.46 | -556.1001 | -3715.0127 | 781.7548 | 977.4749 | -2885.8647 | 1.5338 | 4029.7754 | 210.1043 | 21.089
2030-01-14 | 16 | -24.9057 | 929.9781 | -59.671 | -512.6392 | 380.8696 | -1551.0422 | -12239.8691 | 3739.7483 | -3.0304 | -340.4089 | 2823.8887 | 195.0007 | 2133.582 | 31.8376 | 1998.5312 | 154.9228 | -69.8394 | 209.9989 | -168.3612 | 143.4009 | -492.1233 | -669.304 | 56.6886 | 27.4068 | 2668.6089 | -1798.2201 | -1995.1317 | -745.4192 | -97.3384 | 888.9585 | 2219.5176 | 3.3249 | -1232.9615 | 71.9886 | 0.65248 | -2200.7134 | -491.8368 | -808.3859 | -68.4921 | 165.3347 | -2617.4299 | 317.1353 | 4687.0776 | 1377.6066 | 5073.5073 | -2.829 | -1404.5065 | -684.2263 | -3963.0994 | 502.2963 | 0.99641 | -3130.2144 | 299.2255 | 3577.5337 | 210.1043 | 50.5345
2030-01-14 | 17 | -28.9068 | 896.0635 | -62.0056 | -542.1985 | 241.99 | -1488.1801 | -11755.5596 | 3460.3562 | -3.0418 | -342.194 | 2937.1968 | 191.0757 | 2150.4546 | 49.4364 | 2006.6208 | 253.1238 | -57.9427 | 209.9989 | -312.4089 | 172.3637 | -586.3425 | -963.509 | 38.1643 | 49.7239 | 3100.5972 | -1887.2965 | -2269.4805 | -734.2919 | -96.2591 | 833.2554 | 2359.2109 | 2.7342 | -1197.6782 | 166.8233 | 0.63857 | -2185.7898 | 596.9565 | -692.3552 | -264.3926 | 215.8804 | -2614.3223 | 230.3871 | 4933.3535 | 1383.3234 | 5070.7812 | -2.9903 | -1606.2557 | -1725.547 | -5612.1313 | 644.0717 | 58.7869 | -2879.489 | 1.053 | 3860.2522 | 210.1042 | 19.2791
2030-01-14 | 18 | -43.7486 | 675.8755 | -59.5353 | -602.0863 | 155.9384 | -1235.854 | -10801.6934 | 3255.0698 | -3.0101 | -355.9147 | 3101.595 | 138.2437 | 2055.9329 | 39.4159 | 2013.7954 | -189.5619 | -84.5334 | 209.9989 | -217.8639 | 98.86 | -866.8419 | -1489.3553 | 75.3762 | 43.361 | 2490.834 | -2066.2456 | -2460.397 | -685.6167 | -87.7477 | 884.6376 | 2616.6631 | 1271.8339 | -1036.3271 | 476.6975 | 0.56274 | -2025.6213 | 3391.1936 | -375.3128 | -228.0902 | 255.5364 | -2170.8906 | 410.2185 | 5057.8096 | 1395.6359 | 5080.6279 | -3 | -1744.6814 | -1006.9089 | -5358.1558 | 585.4201 | 500.8967 | -2486.2051 | 481.0543 | 4448.439 | 210.1043 | 62.7745
2030-01-14 | 19 | -36.1595 | 945.6148 | -60.7866 | -803.031 | 57.6595 | -1123.4911 | -10644.9619 | 2720.4993 | -929.0002 | -347.6873 | 3237.5894 | 194.9994 | 1554.8381 | 18.7811 | 2046.156 | -305.1884 | -257.8748 | 209.9989 | -453.0089 | 188.6678 | -1019.2441 | -2206.0752 | 0.99872 | 86.4696 | 3320.0276 | -1968.0763 | -2986.6885 | -675.2994 | -90.0486 | 720.7576 | 2446.7019 | 2136.2673 | -1145.3988 | 406.517 | 0.55249 | -2067.262 | 4411.6992 | -800.8728 | -450.9716 | 450.2496 | -2449.7 | 51.8641 | 5471.6274 | 1452.3206 | 5077.0811 | 159.7905 | -1634.0837 | 652.3213 | -3775.0786 | 653.968 | 774.1333 | -2368.364 | 2.8861 | 3349.4258 | 210.1043 | 46.4909
2030-01-14 | 20 | -36.7675 | 637.1145 | -65.1463 | -779.1481 | -25.1337 | -985.6481 | -10547.2119 | 2239.8779 | -1055.6406 | -346.7837 | 3764.6228 | 194.9991 | 551.0969 | 137.7338 | 2042.3453 | -674.4858 | -383.2375 | 209.9989 | -495.4016 | 248.9412 | -1146.8975 | -2841.8696 | 8.9792 | 93.5664 | 3451.8691 | -2194.3442 | -3217.1321 | -638.163 | -78.4609 | 703.7838 | 2163.3984 | 1871.7139 | -1146.827 | 390.4178 | 0.61058 | -1932.3273 | 4881.895 | -93.5147 | 26.7513 | 450.3977 | -2476.1421 | 0.9971 | 5294.8589 | 1705.4282 | 5079.4185 | 386.4365 | -1349.4452 | 1940.8468 | -2165.1646 | 801.512 | 768.5478 | -2331.0801 | -478.8995 | 4643.6572 | 210.1043 | -36.6177
2030-01-14 | 21 | -29.0794 | 753.1048 | -64.0284 | -739.0646 | -6.5601 | -1086.6401 | -10966.5547 | 2380.0571 | -1045.6237 | -342.6093 | 3765.5183 | 195.0019 | 711.234 | 163.7166 | 2079.2473 | -883.7422 | -484.941 | 209.9989 | -530.9188 | 182.4747 | -1172.5941 | -4177.5967 | -4.6511 | 68.5922 | 3553.5527 | -2145.3691 | -3221.0422 | -659.0696 | -83.8701 | 683.0218 | 1870.3163 | 1483.3446 | -1119.3887 | 204.7597 | 0.606 | -1705.8376 | 3268.311 | -731.5311 | -311.663 | 72.0059 | -2470.5171 | -1.826 | 5073.8413 | 1473.2002 | 5068.7695 | -3.1652 | -1464.5841 | 1813.0167 | -2055.3835 | 805.0814 | 679.6435 | -2798.0398 | -811.564 | 4727.8535 | 210.1042 | -58.5132
2030-01-14 | 22 | -22.0273 | 1161.9115 | -58.8553 | -737.5442 | 1.6721 | -1387.7333 | -11596.9805 | 3038.8875 | -469.584 | -342.964 | 3844.7617 | 195.0005 | 592.1334 | 243.4933 | 2102.1401 | -1078.5066 | -586.7999 | 209.9989 | -412.0443 | 173.5435 | -1146.2725 | -4988.4341 | 13.3364 | 55.726 | 2965.8787 | -2005.3573 | -3100.2107 | -754.6508 | -100.4544 | 734.1401 | 1761.8098 | 1226.6287 | -1046.2665 | -21.0737 | 0.64836 | -1502.2501 | 1198.0106 | -749.5629 | -2.0682 | 1.0008 | -2472.541 | 87.2796 | 4596.2925 | 1509.7316 | 5051.9966 | -3.4591 | -1185.4816 | 1915.2285 | -1678.1938 | 903.5773 | 384.4785 | -2007.2417 | -227.8807 | 4881.54 | 210.1043 | -94.6381
2030-01-14 | 23 | -32.6531 | 946.1395 | -61.2877 | -554.0709 | 76.7108 | -1586.3704 | -11594.4131 | 3050.0747 | -3.0205 | -332.7794 | 3394.7798 | 194.9998 | 959.5815 | 141.6695 | 2112.6118 | -1037.8403 | -533.082 | 209.9989 | -406.9097 | 270.047 | -883.8 | -4371.8232 | 36.1467 | 42.4965 | 3034.05 | -2051.5225 | -3064.6628 | -778.756 | -96.7633 | 730.9716 | 1655.7368 | 603.2767 | -1046.4706 | 26.087 | 0.61584 | -1161.7106 | -193.882 | -805.1069 | 14.3151 | 234.554 | -2647.3384 | 222.5071 | 4412.9146 | 1647.183 | 5036.6465 | -3.555 | -484.0654 | 2242.5984 | -905.3223 | 933.3479 | 36.3172 | -2026.9696 | -80.3683 | 6121.1128 | 210.1043 | -115.3272
2030-01-14 | 24 | -33.8576 | 1224.5195 | -67.605 | -385.0271 | 0.99335 | -1751.188 | -11939.0859 | 3159.4546 | -3.0678 | -280.9696 | 3451.7629 | 195.0009 | 2034.0669 | 63.9098 | 1960.9153 | -768.8375 | -348.4448 | 209.9989 | -188.6573 | 482.8493 | -911.4861 | -3410.7668 | 38.157 | 14.8803 | 2031.9377 | -2054.7434 | -3245.6677 | -792.1611 | -118.6973 | 652.4724 | 1529.0721 | 1106.8214 | -1118.7631 | 40.1941 | 0.57832 | -944.4086 | -893.3229 | -205.7243 | 165.6225 | 341.8519 | -2351.0835 | 474.7511 | 4096.5928 | 1630.9148 | 5026.4634 | -3.0426 | -276.9591 | 1679.6045 | -872.5393 | 747.2399 | 412.7221 | -2162.5347 | 914.994 | 4382.2896 | 210.1043 | 6.0009
2030-01-15 | 1 | -21.7944 | 1723.0646 | -60.9382 | -331.5271 | 494.3554 | -1994.1011 | -12978.8027 | 4261.3633 | 657.8246 | -227.9639 | 3313.5977 | 141.0101 | 2015.3774 | 0.9995 | 2140.3191 | -555.8661 | -391.66 | 209.9989 | -149.1519 | 259.1758 | -677.0487 | -3336.218 | -12.0904 | -6.265 | 1866.3845 | -2040.7375 | -2853.1562 | -884.2371 | -142.943 | 675.5001 | 1446.5221 | 4.5714 | -990.7845 | -227.5979 | 0.61282 | -537.9782 | -2196.4463 | 1.0022 | 567.9277 | 0.99887 | -2218.9346 | 332.7491 | 3671.814 | 1696.4102 | 4787.7495 | -3.1344 | -277.6924 | 1663.2269 | -1462.0099 | 626.8546 | 315.6086 | -2371.4778 | 1031.4353 | 1623.6288 | 210.1043 | 8.2291
2030-01-15 | 2 | -22.2268 | 2082.1345 | -60.2614 | -329.6266 | 610.477 | -2056.9497 | -12371.332 | 4383.6519 | 903.5272 | -206.2578 | 3435.4353 | 1.0018 | 1969.1885 | -122.6166 | 1932.2455 | -581.3862 | -277.1707 | 209.9989 | -127.797 | 15.3268 | -499.0884 | -3805.5474 | -132.1064 | -28.2081 | 1666.3617 | -2191.9458 | -2453.4619 | -916.6386 | -165.0587 | 519.7979 | 1620.6301 | 4.5525 | -703.6595 | -190.8081 | 0.66236 | -67.5293 | -1832.33 | 1.0019 | 592.8792 | 6.2021 | -2286.7456 | -19.9736 | 3514.2458 | 1706.9906 | 4704.0024 | -3.3415 | -277.9901 | 1918.5986 | -1066.981 | 364.4989 | -427.8852 | -2270.8508 | 1629.4847 | -2053.9795 | 210.1043 | 34.5313
2030-01-15 | 3 | -34.9516 | 1840.8215 | -64.3352 | -407.9678 | 391.2551 | -1875.5288 | -11457.3301 | 3890.9102 | 927.8833 | -148.9579 | 3436.7363 | -14.5504 | 1967.4061 | -207.7104 | 1879.4241 | -616.5665 | 37.259 | 209.9989 | -162.6907 | -39.1242 | -484.2507 | -4444.3306 | -146.4082 | -41.7815 | 1886.3297 | -2395.094 | -2339.6633 | -878.6887 | -159.6186 | 497.4749 | 1908.7865 | 629.4828 | -501.6404 | 151.2276 | 0.70698 | 401.026 | -266.351 | 1.0018 | 545.7013 | 0.99911 | -2243.877 | -122.1576 | 3480.9146 | 1755.0404 | 4582.0688 | 15.5748 | -278.5547 | 1813.7762 | -1083.4536 | 325.2339 | -729.4024 | -2105.3435 | 1533.7552 | 627.3561 | 210.1043 | 24.3268
2030-01-15 | 4 | -31.32 | 2120.1606 | -65.0672 | -494.085 | 604.8129 | -1826.7277 | -12165.3926 | 4209.8633 | 130.5802 | -157.9316 | 3560.3655 | -55.3778 | 1975.3717 | -271.2589 | 1740.3579 | -440.1805 | 78.478 | 209.9989 | -109.7846 | -165.2613 | -516.9091 | -4653.1299 | -204.076 | -54.749 | 1698.1024 | -2446.0251 | -1982.6838 | -890.8881 | -173.87 | 423.308 | 2117.2021 | 4.6233 | -327.9567 | 207.2627 | 0.72409 | 559.2937 | -234.4495 | -1.391 | 648.1852 | 1.0024 | -2141.5635 | -282.3197 | 3333.2383 | 1718.2188 | 4560.8652 | 1.0045 | -278.8379 | 1997.8837 | -1033.4374 | 272.5664 | -1543.0095 | -2335.8093 | 1075.0686 | -4441.1138 | 210.1042 | 8.3072
2030-01-15 | 5 | -25.0499 | 1736.8713 | -65.2102 | -464.3289 | 530.434 | -1652.9431 | -11433.4023 | 3907.2803 | 1.0002 | -134.9834 | 3578.0125 | -60.2505 | 1986.0309 | -340.5142 | 1543.9694 | -169.447 | 60.9329 | 209.9989 | -182.0658 | -26.0588 | -568.877 | -5052.9902 | -124.9825 | -47.399 | 1318.6874 | -2286.1931 | -2179.5903 | -824.7963 | -154.8123 | 516.5314 | 1817.4777 | 4.174 | -532.6941 | 249.0382 | 0.70053 | 429.0524 | -186.6667 | -49.2354 | 657.1899 | 0.99951 | -2455.0493 | -118.525 | 3352.3184 | 1527.4241 | 4572.437 | -3.0969 | -272.7937 | 2013.3976 | -1416.7766 | 708.9158 | -300.2542 | -2700.1309 | 457.6822 | 79.5339 | 210.1042 | -10.2227
2030-01-15 | 6 | -33.5227 | 2132.0503 | -69.473 | -401.792 | 1162.0621 | -2116.1389 | -13619.0742 | 5058.645 | -1626.1469 | -128.0735 | 3726.4805 | -15.7078 | 1402.4575 | -286.2607 | 1686.3192 | -75.9104 | 82.8036 | 209.9989 | -178.8463 | -382.5269 | -621.3436 | -5466.1099 | -199.7394 | -61.5177 | 1392.9324 | -2546.3501 | -1566.0802 | -959.9994 | -173.3987 | 572.3107 | 2146.0515 | 4.2745 | -140.9034 | 25.5928 | 0.7213 | 750.0143 | -1036.334 | -95.7456 | 610.3322 | 1.0018 | -2381.5259 | -346.8259 | 3916.1152 | 1675.3561 | 4960.5518 | 1.0204 | -278.4191 | 2458.4075 | -1054.067 | 476.7049 | -501.7906 | -4094.6443 | -264.173 | -3215.1077 | 210.1043 | -51.2787
2030-01-15 | 7 | -38.4675 | 1865.3284 | -75.6976 | -421.3083 | 1139.6123 | -2125.2354 | -13970.373 | 5069.4092 | -2009.1602 | -161.659 | 3775.6101 | -8.6998 | 1904.6433 | -148.7754 | 2067.9133 | -119.6571 | 56.015 | 209.9989 | -180.8748 | -475.9211 | -1143.6063 | -6316.1992 | -127.5004 | -64.1925 | 1381.7848 | -2703.9287 | -1267.0187 | -959.2257 | -167.1386 | 744.9227 | 2407.4285 | 394.7188 | 54.4579 | -1.3249 | 0.8155 | 777.4874 | -660.0243 | -726.5709 | -2.0121 | 110.3141 | -2112.5889 | 10.6223 | 4563.479 | 1551.3112 | 5022.2256 | -92.0905 | -796.6083 | 1731.2181 | -2398.6382 | 573.764 | 343.0754 | -3562.2061 | 1.048 | -1463.3082 | 210.1042 | -31.7752
2030-01-15 | 8 | -30.4461 | 1375.7402 | -81.9763 | -546.2711 | 697.967 | -1884.3359 | -13976.2988 | 4775.3682 | -2176.519 | -160.6076 | 3777.5461 | 1.0022 | 1583.5927 | -124.2257 | 2156.0422 | -63.0083 | -69.6516 | 209.9989 | -175.286 | -402.0363 | -1408.5026 | -6590.5986 | -41.3523 | -57.9581 | 1227.97 | -2597.7083 | -641.7227 | -902.6413 | -136.0584 | 850.9852 | 2267.8755 | 318.9406 | -12.4427 | -37.7028 | 0.799 | 461.0955 | -242.1924 | -739.4286 | -138.1869 | 137.1891 | -1943.3707 | 68.1473 | 4602.3799 | 1481.6656 | 5040.1709 | -258.3307 | -1251.2837 | 1425.7152 | -2933.2986 | 575.3389 | 923.3402 | -3035.0007 | -0.14962 | 3635.0781 | 210.1042 | 75.0665
2030-01-15 | 9 | -33.2168 | 892.0063 | -84.9607 | -574.8155 | -26.5864 | -1721.4791 | -13213.1758 | 3511.1333 | -1429.5094 | -232.9707 | 3758.8696 | 60.6567 | 1358.1133 | -110.6741 | 2162.5889 | -355.3309 | -207.1151 | 209.9989 | -178.1835 | -359.0065 | -1398.8608 | -6745.8853 | -17.3419 | -52.7131 | 1129.2772 | -2563.0098 | -116.4211 | -849.0264 | -110.7939 | 838.7246 | 2265.5083 | 557.1445 | -54.8625 | -2.4173 | 0.71173 | 118.0842 | -171.8682 | -648.0533 | -100.0547 | 449.5835 | -2004.5027 | 116.2778 | 4598.5269 | 1495.903 | 5054.8789 | -254.7361 | -1297.7206 | 1299.4937 | -2786.9802 | 678.563 | 675.8831 | -2144.2385 | -0.90872 | 10545.4619 | 210.1043 | 9.497
2030-01-15 | 10 | -25.5224 | 780.2715 | -57.3932 | -562.4213 | -281.0829 | -1590.4476 | -12944.7461 | 3387.2532 | -647.7633 | -204.4513 | 3835.2847 | 69.5421 | 1708.9125 | -104.4071 | 2171.6711 | -481.4675 | -216.6246 | 209.9989 | -169.512 | -414.1306 | -1249.5585 | -6398.5732 | -8.0726 | -62.1178 | 1131.0667 | -2559.4167 | 374.5712 | -830.313 | -103.6298 | 880.2655 | 2240.5747 | 1026.1899 | -23.8408 | 84.6274 | 0.72792 | 130.3416 | 352.84 | -662.455 | -105.8715 | 449.5706 | -2105.5176 | 75.6041 | 4633.2388 | 1450.3577 | 5073.7554 | -253.1513 | -1510.142 | 1109.7726 | -2660.5447 | 676.5092 | 576.3491 | -2088.7935 | 1.0099 | 10781.6172 | 210.1043 | 7.2315
2030-01-15 | 11 | -23.7822 | 874.517 | -55.989 | -558.8987 | -190.5552 | -1654.4283 | -13069.2529 | 3594.0459 | -270.355 | -209.8799 | 3880.8479 | 105.6999 | 1977.6716 | -152.213 | 2022.5114 | -191.0958 | -279.2729 | 209.9989 | -164.2586 | -446.7414 | -1217.295 | -5602.5591 | -10.9567 | -63.1841 | 1201.6769 | -2566.2043 | 424.483 | -852.4857 | -106.5297 | 885.1666 | 2114.9629 | 939.1372 | -20.3339 | 2.27 | 0.74811 | 102.76 | 164.2701 | -614.1315 | -117.4472 | 449.5331 | -1977.4254 | 77.6426 | 4665.2837 | 1439.8966 | 5076.3091 | -252.6062 | -1361.0625 | 997.3072 | -2649.4631 | 617.3562 | 291.4315 | -2232.8376 | 28.8264 | 10124.0225 | 210.1043 | 3.5415
2030-01-15 | 12 | -30.3373 | 830.0243 | -56.1925 | -575.28 | -186.9219 | -1676.4742 | -13102.8877 | 3680.1489 | -328.1616 | -212.4613 | 3880.4766 | 61.4772 | 1905.6997 | -148.9218 | 1990.8771 | 197.6577 | -280.657 | 209.9989 | -162.6431 | -442.3152 | -1319.4271 | -5625.9795 | 9.679 | -64.4245 | 1235.5225 | -2577.019 | 516.6532 | -849.7478 | -104.277 | 912.1862 | 2021.5698 | 1291.8439 | -44.5158 | 0.99875 | 0.75867 | 53.4641 | 376.9147 | -499.1631 | -60.8516 | 449.4618 | -1825.6652 | 127.8669 | 4817.1465 | 1476.6654 | 5070.5679 | -22.7088 | -1392.8586 | 375.0908 | -3024.7744 | 626.5516 | 1.0226 | -1877.8485 | 1.0205 | 10479.0176 | 210.1043 | -11.6509
2030-01-15 | 13 | -30.3332 | 856.1212 | -54.9932 | -568.3092 | -159.6705 | -1665.7748 | -13288.0742 | 3812.1702 | -359.9282 | -287.1518 | 3887.1907 | 148.3664 | 1577.1742 | -200.8777 | 1866.6667 | 786.961 | -334.0779 | 209.9989 | -164.3765 | -493.5948 | -1352.7797 | -5923.7607 | -6.2397 | -62.3224 | 1175.7584 | -2685.5115 | 341.0002 | -851.0724 | -106.3581 | 914.4139 | 2065.5962 | 1150.7198 | -45.6355 | -42.3445 | 0.63559 | 2.3566 | 317.3991 | -552.7707 | -71.7164 | 449.4635 | -1810.296 | 62.0632 | 4815.4551 | 1507.8798 | 5071.9526 | -3.084 | -1373.1536 | 816.8395 | -2414.1501 | 640.3304 | -79.5477 | -1872.7776 | -0.92889 | 9598.0947 | 210.1043 | -14.5194
2030-01-15 | 14 | -27.2349 | 1015.9807 | -52.6752 | -559.9726 | -7.1801 | -1737.4513 | -13585.3311 | 3832.5801 | -717.6095 | -321.4005 | 3919.8728 | 186.9995 | 1499.7335 | -264.8941 | 1697.9742 | 939.4392 | -344.7247 | 209.9989 | -159.0119 | -634.1713 | -1443.4264 | -6297.2373 | -20.5787 | -67.4892 | 1129.6821 | -2694.2532 | 169.9833 | -877.9856 | -112.1493 | 887.5923 | 2019.2142 | 777.6076 | -40.2422 | -115.347 | 0.5923 | 60.2409 | -27.5458 | -593.4957 | -94.0678 | 449.4923 | -1886.1495 | 49.0796 | 4830.7871 | 1511.3971 | 5072.9941 | -3.1411 | -1379.9821 | 1018.272 | -2283.1794 | 673.084 | -79.82 | -2083.6138 | -175.7897 | 8041.6313 | 210.1042 | -23.8211
2030-01-15 | 15 | -16.8903 | 1313.5359 | -46.5187 | -547.2404 | 0.99583 | -1869.6605 | -13628.9209 | 3797.7097 | -722.0355 | -151.1469 | 3882.2124 | 20.0692 | 1683.0605 | -175.5245 | 1931.653 | 737.1592 | -364.3491 | 209.9989 | -145.694 | -499.5224 | -1466.6733 | -5883.8159 | -36.8208 | -80.2771 | 1038.9855 | -2377.7454 | 37.0898 | -910.8749 | -119.7586 | 803.4105 | 1704.1263 | 64.6332 | -183.0234 | -256.1353 | 0.80251 | 84.8883 | -793.1829 | -604.612 | -101.2739 | 449.543 | -1856.2932 | 23.5527 | 4869.1855 | 1491.8575 | 5071.9429 | -3.1666 | -1391.4792 | 886.2506 | -2559.4583 | 646.8481 | -79.5667 | -1928.7792 | -77.4912 | 7113.1533 | 210.1043 | -23.2327
2030-01-15 | 16 | -19.5998 | 1368.5112 | -49.7317 | -533.6668 | 25.3746 | -1822.335 | -13563.1738 | 3648.3784 | -405.0927 | -139.8635 | 3763.5254 | 24.7859 | 1352.4635 | -203.4629 | 1844.1375 | 538.8661 | -346.1723 | 209.9989 | -122.4742 | -231.2045 | -1479.3058 | -5234.9268 | -60.3206 | -98.8515 | 939.3957 | -2063.5635 | -135.7506 | -875.8263 | -123.7579 | 700.9088 | 1232.2759 | 294.3066 | -466.718 | -193.0367 | 0.79809 | 107.0308 | -657.1396 | -505.5533 | -28.7797 | 449.4603 | -1972.4049 | 51.3343 | 4811.7397 | 1504.7687 | 5079.125 | -3.0648 | -1476.1755 | 813.872 | -2984.98 | 657.8532 | -30.3929 | -1730.9083 | -0.21889 | 2818.8857 | 210.1043 | -16.4282
2030-01-15 | 17 | -11.8535 | 1266.7126 | -44.3557 | -591.5276 | 235.4677 | -1748.2063 | -13506.1172 | 3691.8528 | -1266.8385 | -117.1885 | 3765.1895 | 79.9633 | 1293.9474 | -183.9457 | 1823.8483 | 415.0611 | -527.6003 | 209.9989 | -111.8142 | -258.4497 | -1529.3436 | -4945.856 | -61.6386 | -96.0129 | 895.8151 | -2033.2976 | -95.4083 | -873.5374 | -116.1251 | 730.4258 | 1011.4172 | 1.0094 | -539.1781 | -316.8019 | 0.79042 | -43.7397 | -1349.0345 | -676.493 | -669.7636 | 449.7336 | -2025.8259 | -2.212 | 5518.9688 | 1493.9672 | 5076.6572 | -2.9617 | -1796.3206 | 777.2495 | -3410.9856 | 650.8333 | -0.22398 | -2363.8242 | -793.3157 | 3908.615 | 210.1043 | -37.6007
2030-01-15 | 18 | 3.3582 | 1229.3225 | -48.3571 | -595.0699 | 220.3647 | -1624.61 | -13091.8496 | 3667.1702 | -40.1924 | -122.793 | 3875.8157 | 153.2828 | 351.6088 | -15.4434 | 2039.1815 | 1536.5641 | -353.3321 | 209.9989 | -65.1359 | -355.2628 | -1274.9617 | -5013.5688 | -120.4754 | -86.7793 | -102.6339 | -1957.3024 | -434.1636 | -842.3909 | -120.2581 | 660.6227 | 859.2024 | -1510.1201 | -788.1561 | -534.0472 | 0.8328 | -351.1469 | -1129.379 | -115.3652 | -489.1617 | 449.9036 | -2378.4871 | -358.4542 | 5457.8477 | 1548.4326 | 5076.9385 | 1.0072 | -2001.3828 | 1760.4208 | -2130.6406 | 513.1375 | 574.6532 | -2446.6414 | -174.8062 | 1729.7194 | 210.1043 | -23.3523
2030-01-15 | 19 | 11.4029 | 388.2854 | -51.9581 | -460.1025 | 0.99942 | -1084.8214 | -12160.8418 | 2896.3428 | -785.6219 | -175.0773 | 3867.502 | 195.0007 | 204.0097 | 12.0854 | 2137.9912 | 1393.1698 | -490.2559 | 209.9989 | -161.2972 | -1.9516 | -1617.6545 | -4186.6914 | -45.8087 | -61.0667 | 356.2569 | -1238.5608 | -829.9781 | -644.6525 | -99.6684 | 630.5593 | 405.2724 | -2781.5242 | -1072.3358 | -544.4735 | 2.1278 | -582.1675 | 415.556 | -92.8596 | -474.9554 | 449.9528 | -2371.5664 | -17.3658 | 5429.2549 | 1521.8557 | 5069.6514 | 0.99941 | -2001.1147 | 1859.6763 | -1870.2096 | 757.4747 | 1584.0728 | -1860.5376 | -146.7655 | 429.6463 | 210.1043 | -67.4008
2030-01-15 | 20 | 4.1877 | 485.2793 | -57.6981 | -483.5833 | -273.4812 | -1025.9626 | -11594.3486 | 1829.8839 | -823.7146 | -204.5038 | 3807.1445 | 195.0041 | 0.98487 | 38.528 | 2119.3445 | 1258.7083 | -320.8238 | 209.9989 | -371.9318 | 225.7012 | -1676.9226 | -3222.562 | -39.8705 | -33.4541 | 1343.7135 | -1300.004 | -1168.2206 | -591.0013 | -92.8459 | 494.8809 | 300.1783 | -2187.5024 | -1244.5409 | -391.0361 | 3.4795 | -658.325 | 315.9342 | 5.6681 | -352.156 | 450.0369 | -2497.886 | -2.1296 | 5372.9756 | 1547.896 | 5082.2207 | 1.0091 | -1466.0985 | 2167.2146 | -1372.9088 | 868.2332 | 1673.2908 | -1696.5432 | -325.6314 | -869.7745 | 210.1043 | -105.6843
2030-01-15 | 21 | 13.6373 | 580.9829 | -51.6365 | -405.5034 | -602.4282 | -987.0229 | -11573.5244 | 1489.9102 | -325.6256 | -117.0826 | 3841.8955 | 195.0023 | 1.0026 | 20.7213 | 2119.1169 | 1720.7739 | -314.2937 | 209.9989 | -196.3605 | 378.0318 | -1634.8087 | -2236.5452 | -40.3154 | -31.624 | 609.9067 | -945.3362 | -1458.429 | -549.3953 | -91.9079 | 427.7618 | 62.0317 | -2930.5486 | -1650.3198 | -497.0683 | 2.6137 | -1201.1075 | -973.7828 | 298.0846 | -2.6634 | 450.3014 | -2366.4907 | -37.4732 | 5369.6787 | 1670.5789 | 5073.5576 | 404.8267 | -1128.8687 | 2529.2976 | -1374.5461 | 869.2181 | 1309.8379 | -1320.5298 | -465.4875 | -1822.4792 | 210.1042 | -135.2094
2030-01-15 | 22 | 16.1811 | 486.8573 | -49.3518 | -353.2546 | -457.864 | -928.1766 | -11698.666 | 1759.6344 | -3.0105 | -121.9877 | 3777.4656 | 195.0009 | 1.0043 | -15.8759 | 2067.8684 | 1659.9294 | -216.2519 | 209.9989 | -336.917 | 398.5091 | -1460.5963 | -1692.6378 | -19.8015 | -22.3691 | 1680.4116 | -829.8185 | -1216.3761 | -523.8453 | -89.0967 | 467.9776 | 92.5238 | -3050.8914 | -1539.0465 | -495.6542 | 4.1393 | -940.299 | -1418.7123 | 281.4816 | 0.99981 | 450.366 | -2589.0818 | -43.7161 | 5203.4775 | 1734.2522 | 5061.6597 | 318.7316 | -722.6417 | 2623.4932 | -978.9105 | 872.9753 | 1550.4058 | -1430.175 | -343.3871 | -2097.562 | 210.1043 | -75.265
2030-01-15 | 23 | 12.9608 | 345.7254 | -48.5646 | -353.1504 | -255.322 | -893.298 | -11997.0127 | 2219.998 | -2.9621 | -109.6089 | 3716.489 | 194.9997 | 1.005 | -157.5378 | 1802.8885 | 1610.5955 | -173.276 | 209.9989 | -439.3105 | 444.3002 | -1201.2677 | -1297.0386 | 48.9982 | -18.2457 | 2464.1213 | -878.9666 | -1216.3749 | -513.5475 | -81.7138 | 620.5568 | -44.9188 | -2637.5312 | -1572.1881 | -385.7917 | 4.7031 | -786.596 | -1193.5149 | 95.5143 | -16.3505 | 449.7943 | -2634.7405 | 46.7003 | 4728.0332 | 1633.5581 | 5041.9307 | 0.99985 | -277.8967 | 2911.0435 | -776.2534 | 1112.7797 | 1540.1331 | -1843.725 | -1197.7672 | -1854.7811 | 210.1043 | -125.2214
2030-01-15 | 24 | 15.6346 | 348.6951 | -45.1758 | -316.1888 | -626.3981 | -832.8235 | -11399.0166 | 1427.6007 | 1.0087 | -99.5697 | 3688.6702 | 195.0009 | 591.8089 | -147.4557 | 1761.9138 | 1094.7856 | -509.2524 | 209.9989 | -475.1908 | 455.1092 | -1165.5077 | -558.6973 | 5.3626 | -17.8777 | 3345.2129 | -793.7603 | -807.6266 | -501.5762 | -87.0569 | 511.1662 | -1.8872 | -2708.0754 | -1490.9928 | -347.7896 | 4.8985 | -698.5074 | -951.9487 | -76.2705 | 165.2725 | 449.9933 | -2545.355 | 81.612 | 4315.6533 | 1541.2582 | 4992.2192 | 0.99293 | -277.1038 | 2704.2478 | -529.6716 | 980.801 | 578.822 | -1234.032 | -512.1006 | -2053.228 | 210.1043 | -75.2526
2030-01-16 | 1 | -3.276 | 412.2 | -54.582 | -452.6799 | -418.9615 | -1095.3406 | -11469.7168 | 2176.5977 | 956.6784 | -78.4366 | 3558.9487 | 101.565 | 2002.4115 | -341.3877 | 1408.6094 | 1809.9521 | -329.1682 | 209.9989 | -457.9743 | 569.4446 | -921.6191 | -741.6747 | 120.0264 | -10.3222 | 3464.8799 | -1480.462 | -1354.9891 | -604.8469 | -81.2303 | 685.2936 | 240.0785 | -1965.9618 | -1643.8157 | -70.4532 | 2.0931 | -1278.1912 | 623.3137 | 24.9553 | 784.174 | 0.99923 | -2615.8333 | 432.9806 | 3416.1877 | 1633.2079 | 4713.0273 | 68.3846 | -278.8369 | 2409.2146 | -248.9724 | 943.238 | 316.6559 | -1550.2432 | 1.0489 | 142.6011 | 210.1043 | -48.293
2030-01-16 | 2 | -28.7894 | 429.3698 | -70.9967 | -380.2499 | 250.3892 | -1421.144 | -12770.5332 | 3723.7754 | 1432.9788 | -89.7921 | 3073.1865 | 1 | 1997.0885 | -452.8479 | 1158.2711 | 1608.8242 | 103.216 | 209.9989 | -432.2318 | 469.1859 | -657.0214 | -633.4111 | 218.6801 | -44.3334 | 3483.6245 | -1536.0835 | -1438.2946 | -667.2159 | -82.0624 | 1018.7006 | 515.4238 | 5.22 | -1489.2739 | 207.5068 | 1.6308 | -648.3168 | -129.0313 | -377.0743 | 556.279 | 0.99965 | -2724.957 | 712.121 | 2922.0442 | 1542.9694 | 4121.8872 | -3.5892 | -278.6983 | 2283.0444 | -779.2873 | 1173.3979 | 1420.8311 | -2625.4573 | 0.28966 | 1442.1666 | 210.1043 | 45.4692
2030-01-16 | 3 | -23.4964 | 584.9107 | -68.4294 | -312.1703 | 285.1426 | -1550.65 | -13196.2383 | 3955.4468 | 1606.7933 | -68.6831 | 3146.2756 | 16.5034 | 1976.5885 | -501.7482 | 986.0564 | 1295.2389 | 187.4072 | 209.9989 | -437.0211 | 489.7038 | -660.6532 | -775.1378 | 215.2221 | -40.1901 | 3467.2458 | -1453.8459 | -1481.8798 | -686.7684 | -90.86 | 1019.6334 | 538.165 | 1.0017 | -1443.0881 | 91.2227 | 1.7691 | -666.7169 | -1823.6188 | -2.5255 | 706.4415 | 1.0027 | -2755.3879 | 672.7114 | 3119.6511 | 1519.4073 | 4393.2134 | -3.3249 | -278.2897 | 2288.4631 | -667.3046 | 1221.3936 | 1283.4081 | -2550.2607 | -143.7963 | 1637.2014 | 210.1042 | 25.9918
2030-01-16 | 4 | -23.029 | 592.2878 | -68.9776 | -325.8989 | 443.6567 | -1620.8148 | -13522.5752 | 4247.7432 | 1622.8763 | -40.4751 | 3096.0916 | 88.4028 | 1956.3071 | -502.8882 | 981.9959 | 1367.2241 | 171.0145 | 209.9989 | -409.3594 | 475.1192 | -671.4459 | -810.0891 | 242.8446 | -39.4621 | 3296.1216 | -1339.3914 | -1567.1494 | -715.6663 | -90.03 | 1095.725 | 597.8215 | 0.99818 | -824.9058 | 29.9648 | 1.3338 | -632.7485 | -1945.2048 | -2.3711 | 723.9901 | 0.998 | -2741.1023 | 748.1392 | 3140.0815 | 1357.6653 | 4467.4727 | -2.7733 | -276.8464 | 2385.3779 | -783.9016 | 1289.9044 | 1432.5601 | -2913.562 | -398.479 | 2662.9915 | 210.1043 | 33.6218
2030-01-16 | 5 | -23.219 | 376.4348 | -71.1539 | -324.0418 | 475.3386 | -1555.2471 | -13538.7471 | 4262.2441 | 1460.2864 | -82.2837 | 3133.6228 | 1.001 | 2045.2266 | -495.8156 | 1096.2195 | 1603.9768 | 200.0436 | 209.9989 | -416.1533 | 421.9041 | -743.1107 | -886.5319 | 261.821 | -33.7758 | 3469.6685 | -1444.6478 | -1606.0405 | -687.1249 | -81.7283 | 1139.3275 | 534.8057 | 1.0029 | -1615.3778 | 140.2937 | 0.67208 | -835.3967 | -1921.5514 | -312.703 | 556.5131 | 0.99915 | -2765.4417 | 817.7543 | 2727.8276 | 1492.2915 | 3975.5325 | -3.4635 | -278.6244 | 2335.6765 | -823.5665 | 1248.3978 | 1765.9458 | -3370.2188 | -457.2977 | 3390.8076 | 210.1042 | 121.197
2030-01-16 | 6 | -31.0073 | 386.9885 | -75.941 | -371.1344 | 236.6471 | -1492.3733 | -12721.2305 | 3529.8398 | 650.3475 | -227.2608 | 3216.926 | 117.3611 | 2141.7368 | -564.5991 | 816.5637 | 2062.4607 | 99.0157 | 209.9989 | -385.1946 | 190.5598 | -952.0045 | -1177.7469 | 141.7828 | -45.53 | 3395.8564 | -1608.3177 | -1110.6976 | -686.1104 | -84.0729 | 972.2831 | 676.098 | 0.99791 | -1415.5049 | 226.9366 | 0.50492 | -665.6346 | -793.573 | -364.2594 | 1.002 | 185.9447 | -2539.6765 | 542.0696 | 3132.7698 | 1430.0219 | 4058.7351 | -298.9859 | -622.5547 | 2090.939 | -1547.6915 | 861.1299 | 1063.2224 | -2752.5496 | 156.2783 | 3752.4202 | 210.1042 | 168.6466
2030-01-16 | 7 | -37.4461 | 233.6801 | -82.1512 | -444.7248 | 0.99646 | -1466.0811 | -12406.3926 | 3090.6448 | -266.6778 | -122.1163 | 3456.8564 | -2.9619 | 1714.8401 | -422.7975 | 1340.9016 | 1481.0389 | 31.9583 | 209.9989 | -390.6203 | 110.3875 | -1318.8157 | -1947.3667 | 113.8675 | -43.0458 | 3423.1689 | -1779.9456 | -973.3546 | -698.5975 | -72.8758 | 952.3179 | 1199.4244 | 4.0351 | -1216.8024 | 279.0371 | 0.63543 | -785.2924 | 664.4801 | -188.8578 | 0.99938 | 288.0952 | -2155.9749 | 335.2511 | 4199.2944 | 1406.5789 | 5017.4258 | -288.7213 | -333.4567 | 1977.2816 | -2323.3735 | 777.3877 | 1286.6315 | -2592.3474 | 0.99906 | 6694.3296 | 210.1043 | 122.6358
2030-01-16 | 8 | -41.2543 | 85.0801 | -89.0877 | -598.8276 | -275.2018 | -1365.9696 | -12115.5322 | 2405.0913 | -535.0098 | -145.0328 | 3181.1694 | -4.1435 | 515.3973 | -293.4541 | 1778.0684 | 1540.9175 | -40.9948 | 209.9989 | -386.8085 | 39.683 | -1475.353 | -2572.3044 | 106.291 | -23.0664 | 3292.9417 | -1925.8544 | -973.6353 | -698.6618 | -65.0248 | 979.0162 | 1772.0184 | 114.892 | -1007.502 | 310.7804 | 0.76634 | -1275.0347 | 1106.9836 | 16.1886 | -55.9333 | 449.9383 | -2232.3008 | 262.3708 | 4902.8735 | 1495.9111 | 5044.1855 | 200.5177 | -298.1529 | 2382.1748 | -2071.6875 | 816.6401 | 929.1354 | -1695.4824 | -265.5499 | 10490.6689 | 210.1043 | 30.818
2030-01-16 | 9 | -32.0024 | 166.6836 | -70.7733 | -599.4777 | -1067.6749 | -1285.7751 | -11474.125 | 1221.5223 | -446.7054 | -208.1802 | 3072.5439 | 167.795 | 183.8704 | -152.4966 | 2099.6313 | 929.5767 | -164.3722 | 209.9989 | -437.9624 | 267.3271 | -1662.6069 | -3054.3899 | 47.9901 | 7.897 | 3409.4106 | -1789.3036 | -1410.6168 | -687.9169 | -61.717 | 698.3428 | 1816.0724 | 1.004 | -1218.4075 | 208.7828 | 0.60641 | -1774.1107 | -183.494 | 278.0562 | 0.9949 | 450.4025 | -2397.5342 | 43.6074 | 4926.709 | 1615.5016 | 5061.1577 | 167.1588 | -673.5886 | 2465.7114 | -1868.9708 | 1026.0177 | 815.1877 | -710.9198 | -733.6876 | 12141.9902 | 0.10427 | -128.5413
2030-01-16 | 10 | -34.0974 | 239.6799 | -70.4819 | -579.8966 | -1010.0252 | -1336.1637 | -11481.5342 | 1346.61 | -458.0849 | -246.499 | 2836.3096 | 194.9994 | 933.5136 | -224.923 | 1942.8107 | 1327.1854 | -95.6139 | 209.9989 | -434.2068 | 242.6741 | -1568.6218 | -2847.7625 | 41.6075 | 8.2783 | 3400.9751 | -1852.2548 | -1356.5792 | -707.6146 | -61.8315 | 695.4077 | 1866.9762 | 2.518 | -1128.397 | 224.1331 | 0.69065 | -1710.0249 | -277.3279 | -61.5406 | -128.018 | 450.0157 | -2284.895 | 65.7517 | 5282.4604 | 1647.3491 | 5071.5396 | 443.696 | -1375.6288 | 2099.4199 | -2108.2078 | 796.8145 | 1241.1523 | -1141.3595 | 0.99937 | 12892.8926 | 0.10427 | 6.3163
2030-01-16 | 11 | -28.4101 | 694.7153 | -62.6486 | -585.0415 | -497.9904 | -1554.8734 | -12394.9746 | 2335.3416 | -1228.5717 | -189.7327 | 2780.0337 | 168.2826 | 1969.8593 | -208.4891 | 2027.4901 | 1438.4045 | -59.7938 | 209.9989 | -447.8323 | 34.1348 | -1396.7115 | -2972.8137 | -7.2226 | -4.7161 | 3617.0398 | -2098.1953 | -1050.7731 | -813.919 | -84.5014 | 707.4277 | 2276.5439 | 2.4918 | -779.7426 | 95.6767 | 0.68266 | -1355.89 | -429.3163 | -395.6633 | -79.3098 | 449.7764 | -2303.647 | -17.5793 | 4779.3755 | 1493.2288 | 5082.6621 | 1.01 | -1290.5199 | 1461.3737 | -2798.3159 | 523.965 | 833.2769 | -1668.3927 | 389.9056 | 12331.0566 | 0.10427 | 97.2847
2030-01-16 | 12 | -27.8835 | 809.3627 | -56.358 | -584.2353 | -38.4637 | -1647.4552 | -13204.29 | 3295.0569 | -1390.1511 | -277.6961 | 2737.1145 | 194.9999 | 1846.7645 | -264.0916 | 1873.6208 | 1325.7645 | -13.8421 | 209.9989 | -445.5558 | -143.7221 | -1223.1393 | -3013.2363 | -16.431 | -6.8991 | 3576.8335 | -2243.4521 | -875.2782 | -830.3854 | -92.2034 | 821.7125 | 2625.342 | 2.2881 | -533.5339 | 39.2533 | 0.56825 | -1149.9093 | -598.7276 | -331.4958 | 0.99939 | 449.8009 | -2304.9443 | -109.8692 | 4742.8599 | 1512.1415 | 5088.3394 | 1.0174 | -1343.364 | 1585.7581 | -2832.644 | 576.8839 | 818.2416 | -2331.7043 | 25.9975 | 11495.2305 | 0.10427 | 102.9799
2030-01-16 | 13 | -32.9656 | 952.3983 | -69.4597 | -540.8016 | 68.7966 | -1753.8962 | -13405.9326 | 3555.9585 | -797.8939 | -291.297 | 3090.2766 | 193.4817 | 1820.5367 | -255.8977 | 1896.3455 | 999.2513 | 6.9736 | 209.9989 | -437.14 | -174.1853 | -1237.209 | -3074.0977 | -2.665 | -3.1121 | 3478.5122 | -2293.2268 | -796.1772 | -847.8048 | -100.6886 | 857.6535 | 2792.1436 | 2.1819 | -427.0074 | 7.2873 | 0.5412 | -1100.8102 | -890.5115 | -318.1993 | -2.5851 | 449.7976 | -2234.5764 | 1.0038 | 4761.4277 | 1518.2256 | 5088.7632 | 1.0187 | -1292.0406 | 1922.7903 | -2302.8103 | 665.7114 | 1219.3569 | -2731.2546 | 1.0139 | 10444.7637 | 0.10427 | 118.8827
2030-01-16 | 14 | -33.1394 | 1263.9263 | -66.2885 | -449.1615 | 129.5482 | -1871.1523 | -13388.415 | 3767.4172 | -410.561 | -218.8473 | 2924.1692 | 145.0906 | 2131.0129 | -262.1232 | 1907.5602 | 1050.4424 | 70.8412 | 209.9989 | -421.2632 | -217.9026 | -1209.0985 | -2839.4866 | -51.7369 | -11.46 | 3425.0073 | -2234.7114 | -565.8931 | -864.355 | -120.9222 | 740.1975 | 2749.7844 | 22.8456 | -404.7969 | -32.0205 | 0.60552 | -984.8769 | -1242.877 | -436.4307 | 61.6463 | 449.5942 | -2029.3209 | 4.5438 | 3949.0857 | 1435.158 | 4666.3931 | -256.4944 | -1369.5687 | 1651.3224 | -2518.8765 | 289.7072 | 150.2029 | -2720.2087 | 592.5488 | 7544.5259 | 0.10427 | 188.3376
2030-01-16 | 15 | -31.4567 | 1319.1256 | -63.4692 | -430.9494 | 494.7261 | -1939.2339 | -14270.2266 | 4651.0444 | -3.0007 | -204.2847 | 2599.2729 | 97.5902 | 2137.3079 | -284.5279 | 1875.0416 | 1231.7114 | 139.6384 | 209.9989 | -409.2069 | -312.9833 | -1127.5062 | -2517.9575 | 12.4475 | -23.5141 | 3460.1274 | -2184.145 | -265.1919 | -880.5823 | -124.8608 | 935.8865 | 2643.3674 | 54.3581 | -376.4718 | -52.2859 | 0.65155 | -884.7496 | -1079.1079 | -768.6893 | 1.0038 | 86.1001 | -1970.0764 | 286.887 | 3605.1553 | 1479.2133 | 4304.6196 | -259.5962 | -1540.2808 | 956.4654 | -3696.3372 | 476.7794 | 2.7878 | -2728.666 | 631.6574 | 5655.605 | 210.1042 | 181.0716
2030-01-16 | 16 | -30.187 | 1508.5682 | -62.3126 | -427.5441 | 529.1436 | -2019.1985 | -14104.0605 | 4701.208 | -3.006 | -233.2825 | 2650.1772 | 123.9383 | 2131.3447 | -317.6885 | 1726.1057 | 1393.0652 | 128.6367 | 209.9989 | -443.3439 | -424.3592 | -1242.1312 | -3423.1799 | -24.3125 | -26.125 | 3554.3223 | -2366.6558 | -126.125 | -922.4675 | -134.1685 | 894.2585 | 2767.3594 | 115.4986 | -188.9541 | -105.7711 | 0.59802 | -720.0292 | -976.5098 | -758.0556 | 1.0001 | 362.1178 | -1876.665 | 243.4557 | 3506.2183 | 1452.9684 | 4181.3755 | -258.2953 | -1406.4106 | 1513.8895 | -2930.4255 | 476.372 | 30.6864 | -2610.7825 | 720.9789 | 5530.6167 | 210.1042 | 137.6183
2030-01-16 | 17 | -27.2999 | 1741.3793 | -61.8419 | -484.634 | 623.6017 | -2031.6594 | -14181.6758 | 4718.8096 | -267.1875 | -262.0771 | 2679.3633 | 121.6072 | 2117.3049 | -331.0009 | 1627.6604 | 1308.9877 | 125.5814 | 209.9989 | -438.4204 | -420.2613 | -1272.3308 | -4039.0156 | -64.7339 | -35.2767 | 3508.104 | -2505.1553 | -120.3093 | -951.0483 | -145.4966 | 823.0054 | 2841.7876 | 100.0692 | -49.8093 | -139.4965 | 0.5268 | -334.6703 | -545.3701 | -759.7422 | 1.0014 | 332.9001 | -1896.2798 | 184.3002 | 3329.5359 | 1422.1685 | 3974.3098 | -255.8366 | -1272.0684 | 1787.4258 | -2839.2795 | 402.5356 | 80.2392 | -2771.8853 | 617.874 | 3159.4436 | 210.1043 | 147.9848
2030-01-16 | 18 | -15.5515 | 1632.1526 | -44.9826 | -516.66 | 548.7634 | -1931.4133 | -13948.2041 | 4762.2397 | -981.8303 | -306.8524 | 2962.1677 | 75.8139 | 2098.9067 | -247.6097 | 1978.0935 | 815.7668 | 87.6214 | 209.9989 | -458.2806 | -687.3856 | -1237.438 | -4479.4229 | -71.0752 | -30.0749 | 3095.6816 | -2487.2871 | -213.6913 | -948.0416 | -139.348 | 869.4889 | 2978.698 | 20.6213 | -63.6156 | -167.0716 | 0.53672 | -132.6045 | -347.2674 | -352.0735 | 2.7018 | 449.5284 | -1834.2739 | -68.9843 | 4617.4175 | 1463.3036 | 5083.0332 | -245.1049 | -868.5406 | 2045.7571 | -3267.167 | 270.8347 | 557.0713 | -3697.5286 | 498.7701 | 5619.0737 | 0.10427 | 155.2477
2030-01-16 | 19 | -19.6594 | 1063.1307 | -63.9866 | -473.9679 | 677.6005 | -1652.0891 | -14260.2676 | 4697.9575 | -2063.998 | -354.5437 | 3670.0645 | 146.0434 | 1783.2911 | -15.6334 | 2008.2507 | 897.2104 | 44.4054 | 209.9989 | -479.9602 | -639.4634 | -1471.8236 | -5273.5454 | -70.3011 | -27.5682 | 2918.408 | -1915.5601 | -655.4749 | -846.1669 | -129.7773 | 893.3112 | 2834.0659 | 206.9585 | -62.9369 | -194.5952 | 0.55031 | -256.6838 | -250.7593 | -243.4058 | -103.5112 | 449.77 | -2169.2688 | -171.3131 | 5185.7295 | 1500.8766 | 5095.2886 | 154.382 | -742.408 | 2454.8274 | -2868.2261 | 609.6309 | 916.0486 | -3739.6431 | 59.3257 | 3277.1296 | 0.10427 | 4.8314
2030-01-16 | 20 | -16.3366 | 689.7657 | -63.2199 | -437.1017 | 231.1472 | -1460.928 | -14121.5488 | 4383.8618 | -2261.6357 | -346.4464 | 3943.9446 | 186.3746 | 391.0726 | -81.6778 | 1984.2246 | 747.0006 | 11.3284 | 209.9989 | -456.2736 | -616.5835 | -1574.871 | -5885.4863 | -78.3069 | -24.72 | 2523.0557 | -1683.8652 | -1061.283 | -792.0756 | -118.0734 | 882.8138 | 2820.1704 | 2.3467 | -29.4602 | -204.1971 | 0.53517 | -69.6931 | -497.3344 | 543.0248 | 348.3608 | 450.2097 | -2198.9841 | -272.8672 | 4885.0801 | 1621.1967 | 5085.1733 | 309.1279 | -407.6867 | 2666.9055 | -2251.1064 | 687.8052 | 242.7039 | -3125.7737 | -354.2805 | 4162.1826 | 0.10427 | -126.3216
2030-01-16 | 21 | -22.1437 | 403.55 | -61.1636 | -453.5282 | 0.99588 | -1350.9181 | -13834.9912 | 3806.6201 | -2377.8716 | -348.209 | 3917.0193 | 165.7413 | 382.0457 | -75.0404 | 1972.4849 | 536.7883 | 125.0339 | 209.9989 | -517.8059 | -496.9651 | -1591.9587 | -6171.7515 | -26.3517 | -18.533 | 2684.428 | -1788.046 | -1461.444 | -761.2494 | -102.9558 | 943.1234 | 2834.145 | 496.3433 | -27.631 | -20.3626 | 0.56416 | 3.1396 | 118.3332 | 598.4922 | 459.1479 | 450.2686 | -2233.2305 | -99.8419 | 4858.6606 | 1623.9441 | 5072.2646 | 354.6933 | -655.6631 | 2694.9182 | -2161.9604 | 848.0945 | 760.1625 | -2916.7693 | -453.7853 | 6182.3086 | 0.10427 | -134.2303
2030-01-16 | 22 | -26.8244 | 787.1719 | -68.271 | -488.0926 | 10.9859 | -1586.4003 | -13946.2793 | 3815.8806 | -2583.9734 | -335.6301 | 3907.7363 | 195.0004 | 1215.474 | -168.0147 | 1961.5646 | 288.5221 | 111.4796 | 209.9989 | -572.8642 | -365.8195 | -1532.9547 | -6005.6787 | -19.5819 | -17.1918 | 3233.5842 | -2051.3679 | -1807.821 | -829.2951 | -111.5545 | 884.4163 | 2846.6582 | 364.0926 | -56.3711 | -24.8902 | 0.41652 | 97.9872 | -14.4578 | 124.938 | 321.2695 | 450.3239 | -2182.0354 | 0.99543 | 4456.7231 | 1429.2803 | 5057.1396 | 0.995 | -300.1229 | 2537.0554 | -1957.943 | 673.7952 | 592.0386 | -2911.9971 | 1.0056 | 6071.1221 | 0.10427 | 11.019
2030-01-16 | 23 | -25.6444 | 818.2216 | -64.2558 | -507.8851 | 205.945 | -1689.5687 | -14412.2227 | 4293.2461 | -2084.5557 | -346.8099 | 3419.5315 | 163.5206 | 694.3522 | -274.7382 | 1973.8077 | 309.1244 | 139.0789 | 209.9989 | -587.7711 | -418.2423 | -1201.729 | -5650.5176 | 22.1977 | -28.8931 | 3381.2419 | -2253.5383 | -1653.9073 | -863.9772 | -107.2943 | 1023.0898 | 2800.7891 | 1.5844 | -41.2969 | 9.5649 | 0.37031 | 326.9615 | -283.0951 | 371.4939 | 647.34 | 450.0744 | -2414.8167 | 38.9407 | 4160.4434 | 1614.1693 | 5040.6543 | 177.082 | -278.6896 | 2621.6648 | -1104.0505 | 597.1259 | 1.0155 | -3066.6521 | 519.4576 | 7984.7012 | 210.1043 | 110.487
2030-01-16 | 24 | -30.336 | 1501.5249 | -69.1674 | -408.0874 | 452.8026 | -2157.2512 | -14602.4512 | 4130.2202 | -1624.6984 | -337.638 | 3414.3137 | 167.8205 | 2086.3792 | -290.6045 | 1856.1555 | 1005.3635 | 181.3774 | 209.9989 | -523.9266 | 19.7147 | -1188.9508 | -3887.9966 | -38.105 | -36.3358 | 3697.7625 | -2529.0271 | -1803.5638 | -962.1001 | -124.0969 | 757.529 | 2301.8838 | 2.6768 | -228.5567 | -56.7253 | 0.56222 | 524.663 | -1373.3818 | -687.4904 | -2.4799 | 389.2767 | -2176.0935 | 156.3602 | 2988.2402 | 1397.6079 | 3838.2087 | -286.4634 | -989.9503 | 2129.5151 | -2728.6904 | 595.631 | 344.3401 | -2918.1619 | 637.3276 | 6027.2627 | 210.1042 | 188.3258
2030-01-17 | 1 | -21.6575 | 1475.4318 | -61.8094 | -335.3552 | 712.0834 | -2119.5222 | -14426.8223 | 4678.7695 | -1435.6586 | -295.977 | 2370.2734 | 138.4949 | 1966.8611 | -519.2656 | 1069.9132 | 1682.1085 | 196.9332 | 209.9989 | -499.3954 | 71.9461 | -782.7418 | -2476.0039 | 30.4268 | -24.6485 | 3615.8831 | -2262.5229 | -1794.3901 | -921.7811 | -128.6982 | 909.6959 | 1746.9382 | 1.0031 | -620.7064 | -68.5804 | 0.58753 | 280.3257 | -2218.29 | -477.2108 | 291.2736 | 449.3065 | -2566.5051 | 298.0298 | 2999.2019 | 1458.2799 | 4506.5527 | -295.3026 | -432.5454 | 2223.8792 | -1737.7609 | 767.7762 | 200.3371 | -3305.5859 | 1.0451 | 5102.7271 | 210.1042 | 131.3851
2030-01-17 | 2 | -22.0692 | 1429.0354 | -60.4509 | -330.0353 | 924.9832 | -2111.1836 | -13610.1826 | 4953.0215 | -1191.4199 | -226.1485 | 1874.851 | 76.2624 | 2110.6101 | -530.3041 | 1035.1265 | 1673.2756 | 249.0381 | 209.9989 | -503.9338 | -92.8719 | -606.8997 | -3174.8237 | 19.9192 | -42.5734 | 3647.6514 | -2296.2112 | -1697.2178 | -919.6843 | -129.7227 | 963.9899 | 1634.9269 | 0.99621 | -586.8815 | -31.5654 | 0.63597 | 618.584 | -2213.4436 | -500.0335 | 252.5406 | 449.3436 | -2831.6499 | 199.9843 | 2858.7109 | 1506.5397 | 4312.252 | -239.748 | -276.3676 | 2475.9851 | -1317.3394 | 807.4736 | 616.7548 | -3799.7104 | 241.5001 | 7638.1235 | 210.1042 | 128.2036
2030-01-17 | 3 | -32.4254 | 1129.3298 | -63.5123 | -402.7026 | 906.2286 | -1997.7511 | -13085.71 | 4861.063 | -1921.8916 | -123.445 | 1977.131 | -45.3923 | 591.2799 | -446.92 | 1372.8538 | 702.6278 | 191.6635 | 209.9989 | -527.3781 | -279.1427 | -626.519 | -4495.5371 | 43.3841 | -59.9555 | 3689.9062 | -2405.4553 | -1521.7494 | -910.5932 | -112.8964 | 1093.6666 | 2149.4055 | 0.99505 | -432.768 | 141.9309 | 0.50238 | 1161.5022 | -1097.1543 | 1018.2763 | 1281.6586 | 1.0023 | -2799.0393 | 186.8234 | 2722.3806 | 1586.7114 | 4786.0664 | 30.2537 | -279.0823 | 5794.2334 | 365.5605 | 1091.484 | 1344.6084 | -4016.156 | -641.0743 | 10816.0967 | 210.1042 | -17.6391
2030-01-17 | 4 | -34.1677 | 1191.1949 | -63.8872 | -420.5502 | 947.8389 | -2003.2859 | -12962.2021 | 4782.0952 | -2201.8936 | -170.3388 | 1847.176 | -165.7018 | 1854.9763 | -467.4095 | 1386.5027 | 807.1235 | 153.4135 | 209.9989 | -498.7477 | -383.2103 | -608.7605 | -4128.2632 | 16.4909 | -60.9534 | 3588.9839 | -2460.749 | -1162.6249 | -921.923 | -116.7201 | 1069.8423 | 2119.0442 | 2.872 | -292.3065 | 156.2992 | 0.55989 | 1163.5519 | -471.4604 | 1 | 724.1927 | 129.7076 | -2736.5271 | 111.4717 | 2907.2056 | 1461.1722 | 4502.416 | 1.0082 | -276.6834 | 2633.8997 | -1218.2776 | 962.0027 | 790.8378 | -3875.1484 | -468.5631 | 10499.1963 | 210.1042 | -23.2563
2030-01-17 | 5 | -24.5313 | 1304.9138 | -61.8034 | -344.8451 | 1253.9451 | -2085.2854 | -13802.748 | 5163.814 | -3043.5166 | -158.6206 | 1677.2855 | -130.8424 | 1804.3236 | -457.2707 | 1445.6056 | 552.4097 | 296.8481 | 209.9989 | -442.968 | -368.6322 | -515.7462 | -3269.9043 | 27.0058 | -59.4612 | 3424.834 | -2368.1138 | -1328.823 | -919.1533 | -124.9604 | 1115.5256 | 1988.9871 | 1.0026 | -455.5515 | 42.6082 | 0.5855 | 989.8704 | -2312.7341 | -6.439 | 662.2503 | 0.99866 | -2740.5757 | 141.2188 | 3005.1777 | 1435.8971 | 4552.0063 | -3.3391 | -276.4476 | 2510.2842 | -1584.9843 | 918.7679 | 1036.1674 | -4451.0981 | -362.2888 | 8207.2939 | 210.1042 | 21.6439
2030-01-17 | 6 | -22.3239 | 1479.0251 | -61.7941 | -321.0809 | 1389.6937 | -2118.4917 | -14140.9287 | 5079.8975 | -4048.6841 | -107.7539 | 2504.3062 | -8.5188 | 1118.8022 | -420.5485 | 1514.7552 | 526.2104 | 348.1558 | 209.9989 | -389.9916 | -384.9516 | -707.876 | -3178.4453 | -19.017 | -43.0941 | 3134.208 | -2339.3481 | -1622.1703 | -919.438 | -134.8881 | 1012.835 | 2252.1624 | 3.4504 | -445.7231 | 9.5237 | 0.65687 | 748.6472 | -2257.8098 | -219.6724 | 241.4382 | 1.0012 | -2480.729 | 0.99472 | 3847.6064 | 1424.9326 | 4931.9321 | -3.6498 | -276.4543 | 2451.6907 | -1926.5931 | 671.9508 | 1313.8311 | -4972.333 | -328.3352 | 5199.3364 | 210.1042 | 61.9745
2030-01-17 | 7 | -27.1328 | 1333.4375 | -66.4408 | -384.9832 | 1324.136 | -2089.8638 | -14320.334 | 4935.1401 | -4007.4314 | -301.7602 | 3488.156 | 189.6001 | 1627.8296 | -436.708 | 1324.4257 | 1014.3289 | 175.243 | 209.9989 | -414.1579 | -350.7834 | -1239.9124 | -4516.5581 | -3.693 | -11.3043 | 3111.823 | -2351.1233 | -1199.052 | -920.1856 | -125.0645 | 1001.8618 | 2358.2676 | 1.8192 | -339.7546 | -1.3474 | 0.56532 | 218.5983 | -1402.0426 | -346.0709 | -108.4575 | 449.6906 | -2476.6084 | 27.9739 | 4483.6436 | 1394.0826 | 5020.9424 | 48.943 | -510.2135 | 2282.6609 | -2249.5784 | 783.9254 | 486.7309 | -5099.043 | -329.3288 | 6104.002 | 210.1043 | 113.5804
2030-01-17 | 8 | -39.1154 | 1008.4642 | -75.7367 | -453.2986 | 1018.0208 | -1999.9071 | -14635.3926 | 4715.2412 | -4032.4363 | -340.4318 | 3688.7549 | 162.6531 | 1857.803 | -226.7927 | 1887.1099 | 130.8709 | 85.2621 | 209.9989 | -447.7646 | -507.2366 | -1564.3492 | -5490.6401 | 20.5719 | 2.9725 | 3267.7705 | -2632.8203 | -708.8474 | -907.3559 | -113.4992 | 1113.8995 | 3081.8093 | 645.8925 | -92.317 | 59.6754 | 0.48693 | -121.0512 | -476.0333 | -364.4638 | -333.0254 | 449.9179 | -2193.9084 | 111.5647 | 4876.8086 | 1361.0988 | 5050.0786 | 134.9531 | -674.963 | 2273.5579 | -2256.4626 | 861.1918 | 374.3556 | -4442.7295 | -393.5407 | 8096.8843 | 0.10427 | 36.503
2030-01-17 | 9 | -41.1978 | 797.8335 | -75.1817 | -473.2093 | 377.0505 | -1852.7351 | -14179.3623 | 3861.0776 | -3955.7876 | -349.0879 | 3668.3262 | 183.7293 | 1842.0048 | 12.2442 | 2037.599 | 237.0365 | -14.7017 | 209.9989 | -476.5678 | -404.9131 | -1448.2067 | -5902.4868 | -2.0674 | 3.8327 | 3391.0071 | -2590.4702 | -785.321 | -865.429 | -97.8201 | 985.3182 | 2840.9565 | 1052.8234 | -202.6645 | 92.8151 | 0.53957 | -346.9044 | -268.5061 | -491.7253 | -352.2352 | 449.9063 | -2457.4172 | 0.98628 | 4833.5669 | 1323.8934 | 5065.9385 | 54.3812 | -1037.1522 | 2057.7385 | -2290.853 | 895.2202 | 448.2781 | -3563.9224 | -362.361 | 9284.7412 | 0.10427 | -12.5483
2030-01-17 | 10 | -33.5571 | 884.1791 | -69.8139 | -585.5421 | 309.9804 | -1796.661 | -13713.3867 | 3909.0139 | -3573.5916 | -342.9756 | 3615.7395 | 191.9085 | 1931.9493 | 0.99971 | 2043.5131 | 258.1745 | -123.2589 | 209.9989 | -481.0197 | -365.4912 | -1403.1071 | -6121.7856 | 25.6682 | 13.0216 | 3416.7834 | -2525.1689 | -692.4791 | -879.1182 | -96.699 | 988.9423 | 2770.6821 | 446.1832 | -253.9551 | 16.5955 | 0.54705 | -471.3792 | -465.7701 | -513.4559 | -191.691 | 449.4944 | -2313.353 | 69.9174 | 4655.8652 | 1315.3994 | 5074.4678 | -3.1293 | -1093.8046 | 1364.2919 | -2405.7222 | 828.5389 | -81.3258 | -3039.364 | 1.004 | 10507.2637 | 0.10427 | 29.3815
2030-01-17 | 11 | -29.1531 | 933.138 | -47.3665 | -588.8093 | 0.99824 | -1615.5398 | -12426.9336 | 3434.6882 | -2263.2588 | -337.3682 | 3473.1604 | 195 | 1947.1343 | 64.4823 | 2039.2001 | 525.0369 | -211.5798 | 209.9989 | -479.5474 | -222.4002 | -1452.1392 | -6005.3706 | -17.1448 | 27.8597 | 3416.5298 | -2624.8306 | -1087.0139 | -855.2974 | -100.741 | 811.9564 | 2549.1938 | 1078.8208 | -277.5902 | 51.1302 | 0.65416 | -708.1664 | 707.7093 | -582.3535 | -249.514 | 449.5751 | -2134.561 | 15.9678 | 4747.3818 | 1322.2495 | 5077.5781 | -3.1138 | -1382.4073 | 1006.2319 | -2753.5083 | 698.0045 | -60.7651 | -2511.6035 | 1.2468 | 10342.1924 | 0.10427 | 24.7068
2030-01-17 | 12 | -28.778 | 1033.0959 | -61.7554 | -700.8645 | -188.049 | -1418.8219 | -11256.0742 | 2830.9958 | -1318.8881 | -340.9055 | 3518.2839 | 194.9997 | 1741.5619 | 128.3589 | 2069.7952 | 479.8023 | -301.3355 | 209.9989 | -488.7978 | -81.0053 | -1408.4768 | -5644.0537 | -32.7453 | 39.9918 | 3459.0374 | -2546.2993 | -1497.6263 | -827.5303 | -104.1424 | 691.973 | 2322.9875 | 1842.145 | -448.9495 | 66.5561 | 0.63422 | -964.1753 | 875.0475 | -687.6237 | -477.713 | 450.0171 | -2082.5889 | 43.0754 | 5007.7715 | 1337.1991 | 5082.2446 | 1.0104 | -1349.8846 | 1347.3813 | -2173.5938 | 654.8416 | 0.99891 | -2071.9814 | 0.22429 | 9330.9131 | 210.1043 | -18.4553
2030-01-17 | 13 | -27.7042 | 1048.3962 | -51.0528 | -735.3263 | -5.9544 | -1334.8979 | -11569.125 | 3169.4722 | -650.147 | -341.4323 | 3615.2988 | 195.0004 | 1823.2251 | -91.1136 | 2118.865 | -30.398 | -351.6372 | 209.9989 | -467.1245 | -28.0193 | -1138.2446 | -4602.6323 | -6.989 | 33.1835 | 3330.4021 | -2575.6357 | -1573.5334 | -812.6558 | -103.2032 | 771.1509 | 2362.9919 | 2027.3853 | -406.7349 | 137.3245 | 0.57982 | -843.4633 | 1738.7678 | -757.3986 | -260.9962 | 449.588 | -2384.7883 | 129.8253 | 4779.8623 | 1351.231 | 5080.9526 | -3.365 | -1349.8187 | 911.728 | -2290.0388 | 706.0289 | 1033.8579 | -2620.1365 | 1.0167 | 8181.0171 | 210.1042 | 22.2767
2030-01-17 | 14 | -32.4361 | 1077.2946 | -49.0794 | -583.2245 | -101.7843 | -1366.2555 | -11037.0791 | 2900.2419 | -3.0444 | -344.3253 | 3345.9067 | 195.0004 | 1704.2939 | -98.7371 | 2123.1506 | 40.9171 | -303.9309 | 209.9989 | -466.13 | 245.1487 | -1173.7501 | -4567.9805 | 37.0915 | 39.9389 | 3291.8113 | -2094.5759 | -2079.8408 | -760.3942 | -96.2954 | 724.994 | 1977.9302 | 1085.5243 | -877.3091 | 242.569 | 0.57963 | -1041.569 | 1418.8423 | -806.0876 | -276.2858 | 449.6016 | -2447.0159 | 284.1016 | 4956.6675 | 1388.0345 | 5076.4614 | -3.1152 | -1350.0812 | 317.9089 | -2622.0571 | 867.7234 | 944.818 | -2385.2429 | -0.34041 | 7181.0742 | 210.1043 | -44.1099
2030-01-17 | 15 | -36.3679 | 956.9586 | -49.6528 | -558.3652 | -181.9836 | -1262.6293 | -10543.8818 | 2742.9805 | 1.0048 | -344.8784 | 2891.1489 | 194.2247 | 1275.854 | -107.5709 | 2077.479 | 419.3336 | -159.1606 | 209.9989 | -465.8162 | 125.8678 | -968.6147 | -5420.1855 | 29.1162 | 37.4089 | 3342.1904 | -2031.3241 | -2055.9998 | -713.5777 | -94.7874 | 734.1181 | 1941.2551 | 1283.4851 | -1000.7158 | 374.9504 | 0.60277 | -1078.6381 | 1577.2202 | -934.7422 | -278.5194 | 450.0483 | -2663.9111 | 174.4489 | 5011.8608 | 1458.4802 | 5071.7705 | 55.2494 | -1418.7709 | 468.0936 | -2635.7549 | 951.2577 | 316.5175 | -2149.8469 | -158.2158 | 7107.6318 | 210.1042 | -117.0846
2030-01-17 | 16 | -25.5946 | 1082.0131 | -47.4435 | -664.4451 | -96.2879 | -1109.9746 | -9574.5654 | 2862.2168 | 40.9945 | -343.4817 | 2820.5269 | 195.0008 | 1018.1384 | -106.3222 | 2101.0532 | 502.205 | -262.86 | 209.9989 | -525.4444 | 142.8467 | -959.063 | -6101.2358 | 37.1493 | 45.6113 | 3248.8616 | -1693.8356 | -2466.2397 | -673.0329 | -98.0855 | 730.1372 | 1666.4899 | 850.7731 | -1229.8422 | 302.2701 | 0.57075 | -1290.9001 | 2759.0972 | -900.7969 | -221.4096 | 449.9785 | -2599.2625 | 175.6936 | 4934.4863 | 1553.0588 | 5073.8989 | 0.99089 | -1386.0092 | 1651.3715 | -1410.3831 | 1023.7264 | 35.4544 | -1902.0106 | -195.1591 | 6506.8071 | 210.1042 | -156.7941
2030-01-17 | 17 | -31.3074 | 342.36 | -50.1763 | -567.6192 | -590.8828 | -442.0409 | -6067.5898 | 1202.1742 | 1.0052 | -347.8885 | 3135.5684 | 195.0009 | 776.532 | -55.6828 | 2121.7302 | -5.6215 | -78.5586 | 209.9989 | -576.9684 | 253.2744 | -1234.8568 | -5776.4185 | -10.6235 | 56.3447 | 3439.968 | -1675.3436 | -2178.605 | -464.2338 | -81.2819 | 496.6214 | 1761.7159 | 1403.8605 | -1041.1199 | 669.1851 | 3.6915 | -1164.0673 | 5056.3198 | -819.7733 | -331.0452 | 450.0555 | -2674.1658 | 1.0045 | 5080.0342 | 1502.2725 | 5078.3262 | 1.0056 | -1393.658 | 2023.6056 | -1363.7407 | 1284.6974 | -80.1199 | -1258.7684 | -839.3228 | 7290.043 | 210.1042 | -298.916
2030-01-17 | 18 | -31.3258 | 232.2168 | -49.8341 | -555.342 | -546.085 | -373.2901 | -5841.2065 | 960.9427 | -624.0244 | -351.4249 | 3511.2476 | 194.9999 | 886.4963 | -16.0996 | 2120.0042 | -208.1318 | -142.0764 | 209.9989 | -505.084 | 73.9798 | -1241.2081 | -5571.1104 | -97.7748 | 52.0999 | 3040.6682 | -1673.0591 | -1673.7166 | -445.8538 | -78.8699 | 421.8009 | 1864.4154 | 1788.8448 | -925.3555 | 668.8427 | 3.7074 | -1276.5938 | 5088.4697 | -666.7179 | -690.378 | 450.3188 | -2649.0535 | -285.1227 | 5725.5723 | 1459.2914 | 5072.0806 | 152.1872 | -1856.568 | 1889.2443 | -1962.6257 | 917.2922 | -81.1772 | -1956.8671 | -715.5286 | 6921.0923 | 210.1043 | -214.1668
2030-01-17 | 19 | -21.7431 | 316.239 | -49.6452 | -541.8113 | -293.142 | -508.3676 | -6827.5479 | 1314.1721 | -1516.4515 | -358.6787 | 3733.4126 | 195.0009 | 1444.9548 | -66.7642 | 2168.7632 | -576.9105 | -467.4395 | 209.9989 | -439.4952 | 226.6042 | -1524.7825 | -4705.3345 | -66.0263 | 65.4574 | 2669.2537 | -1592.583 | -1919.1086 | -470.0376 | -80.7263 | 441.0103 | 1658.0054 | 1318.9271 | -1075.3035 | 382.6591 | 3.2679 | -1788.0052 | 3428.6719 | -840.9846 | -891.848 | 450.4258 | -2283.8513 | -166.6936 | 5795.4995 | 1454.799 | 5074.8647 | 153.57 | -1592.4087 | 1813.1039 | -2224.092 | 745.2473 | 603.7131 | -2115.1067 | -201.6073 | 6502.5269 | 0.10427 | -70.6776
2030-01-17 | 20 | -27.9229 | 336.8524 | -55.0833 | -672.3132 | -21.2711 | -701.6358 | -8664.7549 | 1909.4449 | -1795.8809 | -321.8827 | 3885.0874 | 195.0023 | 1272.1268 | -25.4386 | 2201.2883 | -759.226 | -668.2248 | 209.9989 | -390.2749 | 227.4095 | -1202.9692 | -3509.1519 | 15.3555 | 83.0415 | 2571.584 | -2039.7311 | -2171.8191 | -548.3631 | -68.7609 | 678.3248 | 1736.5198 | 1985.4132 | -1246.5432 | 393.1264 | 1.5238 | -2610.3049 | 3586.5188 | -713.3096 | -798.7244 | 450.3986 | -2464.2642 | 0.99801 | 5710.6294 | 1541.3658 | 5069.0762 | 200.0515 | -1512.9194 | 1855.1143 | -2059.7634 | 818.2966 | 1226.4219 | -3148.2673 | -460.6216 | 8127.854 | 0.10427 | -6.8141
2030-01-17 | 21 | -37.6491 | 339.6392 | -51.0026 | -762.1954 | 134.5808 | -852.9866 | -10357.4248 | 2696.4033 | -1801.5183 | -203.058 | 3390.6206 | 195.0009 | 1570.454 | -20.7792 | 2199.5283 | -757.9394 | -533.8794 | 209.9989 | -314.6372 | 191.6373 | -1037.9236 | -2495.8926 | 141.4627 | 44.2877 | 2255.7847 | -1745.4323 | -1675.4392 | -603.5568 | -62.1199 | 966.4654 | 1763.2286 | 3559.8567 | -1219.8761 | 603.3351 | 0.70399 | -2411.2297 | 3517.2996 | -1040.8383 | -557.681 | 450.0987 | -2413.9092 | 482.9477 | 5206.4097 | 1510.2831 | 5064.6724 | -3.1906 | -1368.4841 | 576.8402 | -3417.3516 | 759.6476 | 1234.0957 | -3277.8928 | 22.5246 | 9337.4834 | 0.10427 | 128.1404
2030-01-17 | 22 | -42.0444 | 480.9775 | -49.1637 | -545.7088 | 233.2914 | -1135.2472 | -11151.4414 | 3053.0046 | -1432.1271 | -196.7461 | 3419.6482 | 194.9998 | 2080.7036 | 0.99971 | 2146.9675 | -724.564 | -437.0254 | 209.9989 | -313.627 | 156.6311 | -892.0042 | -2685.0803 | 117.3682 | 29.8167 | 2582.5977 | -1866.866 | -1371.6769 | -637.0078 | -71.7533 | 963.0941 | 1671.2098 | 2292.8735 | -1160.9792 | 512.2726 | 0.62898 | -2081.0034 | 1761.5415 | -1067.6774 | -619.3372 | 449.9278 | -2545.9556 | 433.3417 | 5288.4424 | 1579.4053 | 5053.5957 | 137.362 | -1350.4901 | 278.7091 | -3234.8191 | 827.0257 | 1305.9113 | -2965.6648 | 0.99981 | 8836.4648 | 210.1043 | 95.2375
2030-01-17 | 23 | -46.657 | 422.7814 | -53.3065 | -555.2906 | 77.455 | -1074.223 | -10388.7119 | 2766.1643 | -721.6266 | -229.1713 | 3638.959 | 87.0559 | 1968.7512 | -100.6015 | 2154.8809 | -613.7352 | -263.9776 | 209.9989 | -270.6281 | 147.9603 | -690.9719 | -3337.5137 | 110.1424 | 10.0709 | 2207.7607 | -1940.8871 | -1503.4525 | -619.7988 | -70.0179 | 955.1958 | 1696.9307 | 2620.9653 | -1080.6338 | 664.8859 | 0.64808 | -1684.9023 | 2408.6797 | -535.461 | -75.9824 | 449.6521 | -2698.4148 | 321.2504 | 4941.6226 | 1786.9983 | 5036.6392 | 532.0092 | -1005.8801 | 1988.1686 | -983.5955 | 981.5089 | 1361.7887 | -2796.7834 | -72.5745 | 10132.6143 | 210.1042 | 38.0211
2030-01-17 | 24 | -62.8869 | -117.2157 | -54.7712 | -544.9428 | 62.9182 | -670.3903 | -8898.3428 | 2402.3538 | -202.6247 | -140.7448 | 3714.9033 | 56.7823 | 2047.4498 | -175.6267 | 1899.4109 | -386.7036 | -56.237 | 209.9989 | -293.5185 | 358.7329 | -693.4862 | -3500.8972 | 267.2067 | -8.2112 | 2338.6067 | -1990.4752 | -1868.6127 | -506.8667 | -47.2472 | 1113.2865 | 1282.9406 | 4122.8838 | -1219.3967 | 1166.335 | 0.71204 | -1322.3563 | 4406.0605 | -746.4554 | -66.5911 | 1.0007 | -2838.0183 | 805.8703 | 4199.6089 | 1644.1326 | 5015.9312 | 1.0038 | -277.9131 | 2331.7456 | -489.2526 | 1464.3413 | 1736.8431 | -3070.0808 | -701.9879 | 11966.2969 | 210.1042 | -124.9023
2030-01-18 | 1 | -60.9379 | -83.3752 | -51.313 | -511.4194 | -59.3666 | -650.2339 | -7378.9551 | 2098.7207 | 248.5872 | -94.4672 | 3512.9089 | 82.4973 | 867.1171 | -335.272 | 1455.7998 | -538.4647 | 202.3957 | 209.9989 | -250.5226 | 224.0849 | -310.8077 | -2683.7498 | 221.5005 | -50.8254 | 2104.3076 | -2034.8817 | -1425.4258 | -501.0614 | -48.4955 | 1070.4517 | 1194.5782 | 4489.9976 | -1050.9153 | 1062.5667 | 2.3378 | -672.6783 | 4956.0078 | 1.0008 | 82.4601 | 449.3343 | -2790.9321 | 586.2245 | 4143.9966 | 1530.167 | 4779.3271 | -3.239 | -277.0381 | 2717.01 | 65.6014 | 1309.1803 | 1044.4572 | -3135.3455 | -796.9855 | 11839.5068 | 210.1042 | -167.5603
2030-01-18 | 2 | -49.7838 | 288.0693 | -47.5568 | -462.898 | 0.9945 | -710.1293 | -6768.6187 | 2089.7432 | 169.1285 | -117.4909 | 2719.6887 | -81.3989 | 125.6623 | -522.686 | 921.5633 | -96.3883 | 227.0343 | 209.9989 | -275.9406 | 77.5125 | -247.3192 | -2487.5566 | 116.4975 | -57.149 | 2152.9048 | -1956.8766 | -1047.6067 | -500.7025 | -71.7382 | 906.6503 | 943.8925 | 3918.3782 | -902.1147 | 839.0902 | 3.7987 | -450.9192 | 3507.7546 | 0.62202 | 577.9894 | 0.99963 | -2701.6335 | 307.5356 | 3759.7048 | 1366.3774 | 4922.4932 | -3.4768 | -276.8853 | 3148.4941 | 466.9285 | 1092.5039 | 610.7989 | -3065.155 | -500.9087 | 8905.6113 | 210.1043 | -150.0282
2030-01-18 | 3 | -30.5916 | 772.7501 | -44.9932 | -547.0617 | 287.7303 | -933.8586 | -7940.563 | 2770.3516 | 1.0053 | -145.6163 | 2115.1204 | -143.4658 | 1.0036 | -530.7431 | 939.3868 | 635.2487 | 206.1395 | 209.9989 | -398.4996 | -68.4399 | -148.5326 | -1570.9567 | 61.3535 | -35.709 | 3038.0374 | -1973.7783 | -824.59 | -596.3815 | -92.7702 | 891.6194 | 1058.636 | 2831.5579 | -711.3131 | 433.4548 | 4.6279 | -457.7967 | 2732.6526 | -6.3036 | 586.4002 | 0.99934 | -2636.5452 | 190.8415 | 3596.4749 | 1374.7526 | 4805.876 | 1.0022 | -277.968 | 3146.8201 | 401.6884 | 923.0628 | 843.9686 | -3472.1826 | -166.7097 | 6756.3726 | 210.1043 | -99.7841
2030-01-18 | 4 | -24.9577 | 391.7911 | -43.7234 | -342.1166 | 439.0617 | -625.5159 | -9041.8389 | 3234.8691 | -2.9856 | -134.6151 | 2641.8979 | -102.3052 | 399.3583 | -493.3681 | 1066.0023 | 916.1788 | 186.1525 | 209.9989 | -420.703 | -20.5177 | -130.049 | -376.9599 | 65.6984 | -14.0079 | 3300.4922 | -1626.619 | -743.2445 | -464.9156 | -100.5547 | 932.2892 | 927.8538 | 1444.6375 | -912.6733 | 507.7002 | 4.9277 | -787.3066 | 1197.6603 | -6.3966 | 521.3254 | 1 | -2606.9592 | 278.962 | 3584.0066 | 1583.9009 | 4748.2783 | 0.99985 | -278.4886 | 2939.1838 | 548.4218 | 762.7084 | 627.4604 | -3867.7859 | 215.2285 | 3636.3601 | 210.1042 | -33.5627
2030-01-18 | 5 | -13.6691 | 950.8793 | -48.1121 | -469.5931 | 878.526 | -1238.9436 | -11317.7305 | 4463.4932 | -2.8828 | -149.4537 | 3296.3049 | -125.6478 | 734.6383 | -398.4018 | 1270.4955 | 1270.8969 | 40.9974 | 209.9989 | -371.0583 | -24.5808 | -42.5982 | -467.5794 | 106.446 | -22.5377 | 3212.8184 | -1958.453 | -954.6875 | -675.5034 | -113.8634 | 1075.0875 | 1247.8015 | 5.8322 | -891.588 | 88.0866 | 3.1537 | -559.7706 | -200.1516 | 1.0022 | 628.7174 | 0.99977 | -2657.2515 | 481.7173 | 3872.6565 | 1881.0428 | 4777.5171 | 341.7675 | -280.1267 | 2705.563 | 396.6207 | 666.6923 | 1904.7107 | -4852.5518 | 677.8532 | 2715.1553 | 210.1043 | 108.6538
2030-01-18 | 6 | -9.1352 | 929.2131 | -47.4878 | -479.5393 | 1128.7399 | -1266.8467 | -12229.041 | 4978.4102 | -919.9802 | -127.9464 | 3697.2188 | -26.1026 | 1465.4777 | -338.4157 | 1493.7328 | 1604.947 | -91.3899 | 209.9989 | -280.0117 | -53.933 | -246.1382 | -1547.1686 | 144.1909 | -35.7783 | 2531.812 | -1787.5917 | -1177.4425 | -674.3917 | -116.7339 | 1159.6095 | 1317.1204 | -322.2228 | -1193.3494 | 1.001 | 1.2089 | -760.852 | -513.1282 | -146.1914 | 355.5488 | 127.4036 | -2742.5217 | 538.4657 | 4108.334 | 1790.2563 | 4970.9595 | 41.4478 | -278.7328 | 2532.1555 | -405.6582 | 1000.6713 | 2889.0815 | -5096.9897 | 52.2531 | 1070.886 | 210.1043 | 52.2758
2030-01-18 | 7 | 4.1029 | 1276.4244 | -49.6058 | -505.3703 | 1066.8809 | -1588.863 | -12726.2529 | 4897.855 | -2152.2937 | -134.1472 | 3890.6177 | -13.3389 | 1970.0557 | -296.2144 | 1656.3793 | 2367.2212 | -477.5917 | 209.9989 | -223.8056 | -147.4745 | -655.653 | -2927.0564 | 42.4216 | -45.5559 | 1882.6664 | -1663.1256 | -1127.6151 | -786.9811 | -127.8041 | 978.1533 | 1289.6168 | -3022.7791 | -1220.5446 | -425.0387 | 0.59942 | -1022.9066 | -1129.0918 | 45.2461 | 384.1059 | 450.0208 | -2848.6882 | 203.4332 | 4736.04 | 1952.2549 | 5014.4292 | 474.3615 | -280.785 | 2470.0608 | -1090.5454 | 886.1906 | 1309.3971 | -4512.1855 | -42.3439 | 2329.3743 | 210.1042 | 75.9983
2030-01-18 | 8 | 12.8802 | 996.4221 | -49.8871 | -491.2731 | 1138.4375 | -1533.1292 | -13569.4482 | 4998.6587 | -2427.9976 | -135.92 | 3803.3838 | 76.3736 | 1801.1027 | -150.6384 | 1967.6978 | 2688.0911 | -348.2081 | 209.9989 | -286.0296 | -2.363 | -959.942 | -3508.145 | 104.5685 | -68.8041 | 2245.8513 | -1368.191 | -1405.1038 | -748.9252 | -115.8539 | 1035.8396 | 763.5749 | -4025.7119 | -1488.1652 | -597.0355 | 0.63491 | -596.8691 | -1966.3606 | -190.2684 | 87.2353 | 450.0764 | -2494.7427 | 396.419 | 5365.1797 | 1960.849 | 5040.3467 | 768.81 | -543.0692 | 2261.2017 | -1568.6844 | 887.7192 | 1694.0175 | -4792.062 | -341.528 | 3557.405 | 0.10427 | 97.7663
2030-01-18 | 9 | 15.8456 | 1373.041 | -51.9463 | -556.7745 | 748.8077 | -1777.568 | -14161.5078 | 4619.7119 | -1709.5927 | -135.1539 | 3849.7322 | 73.7558 | 1778.5476 | -150.3294 | 1950.2216 | 2934.5466 | -418.023 | 209.9989 | -310.3356 | 153.851 | -1039.1161 | -3401.4863 | 63.9614 | -53.7871 | 2407.6143 | -1592.6831 | -1775.8021 | -842.9042 | -118.6131 | 880.369 | 652.0724 | -4499.5098 | -1294.2826 | -795.5699 | 1.7541 | -559.6627 | -1924.8395 | -197.7656 | 93.5918 | 449.6279 | -2318.5493 | 306.3958 | 5407.6543 | 1925.3745 | 5054.8228 | 785.8959 | -1353.7233 | 2110.208 | -1422.1329 | 839.9301 | 1227.2463 | -3895.6812 | 1.0123 | 4629.1875 | 0.10427 | 96.9666
2030-01-18 | 10 | 12.3286 | 1296.323 | -48.9033 | -567.0385 | 434.0076 | -1682.8423 | -13616.8623 | 4260.5273 | -1040.2609 | -195.161 | 3812.083 | 107.4947 | 1846.7902 | -150.2832 | 1988.8081 | 2808.241 | -341.2198 | 209.9989 | -340.2217 | 181.7615 | -881.2516 | -3543.1812 | 62.2867 | -31.1637 | 2655.5396 | -1628.2788 | -2166.4832 | -821.8618 | -114.3624 | 857.8504 | 800.2341 | -3661.4834 | -1370.6455 | -679.9468 | 1.4971 | -725.1409 | -1860.6003 | -272.9372 | 34.4962 | 449.8036 | -2596.1492 | 179.9904 | 5347.3433 | 1841.797 | 5063.3242 | 656.726 | -1353.1995 | 1930.8948 | -1227.007 | 993.6939 | 434.5243 | -3033.5442 | 1.0131 | 4814.228 | 0.10427 | 2.3029
2030-01-18 | 11 | 14.0799 | 1039.9357 | -42.6709 | -532.8925 | 35.8732 | -1441.7648 | -12143.6416 | 3490.6587 | -556.9311 | -223.8362 | 3801.1206 | 194.9996 | 1868.4116 | -15.7054 | 2162.905 | 2543.4299 | -362.4381 | 209.9989 | -421.985 | 352.5429 | -873.4416 | -3559.2339 | 100.7242 | 15.1169 | 3196.5815 | -1406.2722 | -2518.3682 | -731.8777 | -101.7201 | 796.8934 | 692.3239 | -3675.7883 | -1766.9938 | -581.2941 | 0.80491 | -1323.2507 | -1813.6577 | -299.5852 | 55.6352 | 449.8575 | -2603.1599 | 321.5183 | 5324.8257 | 1786.88 | 5069.4849 | 652.6641 | -1353.3043 | 1792.3724 | -869.3497 | 1101.5322 | 484.8956 | -2604.4834 | -290.2281 | 5560.7729 | 0.10427 | -35.8698
2030-01-18 | 12 | 6.3018 | 794.0901 | -40.4498 | -544.1072 | -448.3195 | -1131.1812 | -10089.4922 | 2217.3206 | -590.8889 | -302.3972 | 3303.4663 | 195.0002 | 1255.927 | -79.6314 | 2101.823 | 2120.8008 | -250.0466 | 209.9989 | -465.3116 | 416.1195 | -845.2096 | -2599.7844 | 44.1614 | 32.9749 | 3536.9146 | -1409.0942 | -2275.3799 | -652.855 | -94.3785 | 613.2209 | 1048.917 | -2814.2451 | -1437.8108 | -327.2551 | 3.2136 | -1236.2461 | 1253.7494 | -205.3206 | 91.9021 | 449.8615 | -2708.1387 | 116.5623 | 5195.2959 | 1819.3894 | 5070.8726 | 570.0146 | -1188.1991 | 1993.6747 | -138.655 | 1063.9346 | 0.97136 | -1741.2966 | -328.3928 | 6113.2852 | 0.10427 | -78.5507
2030-01-18 | 13 | 6.0125 | 476.0598 | -32.6941 | -446.6629 | -246.9845 | -587.7442 | -9063.918 | 2034.4524 | -3.0255 | -239.37 | 3649.0669 | 194.9993 | 1073.7423 | 18.7279 | 2147.3486 | 1244.4879 | -127.0939 | 209.9989 | -485.4231 | 426.2218 | -904.9195 | -3138.7439 | 49.1902 | 31.9297 | 3557.5176 | -849.5468 | -2166.8315 | -463.3157 | -93.3032 | 593.1084 | 783.7233 | -1322.8584 | -1571.8981 | -78.652 | 3.6169 | -1161.4253 | 1051.1018 | -109.9065 | 134.6785 | 449.7898 | -2750.3606 | 217.7105 | 4976.4629 | 1725.3206 | 5070.3228 | 417.5243 | -1137.7108 | 1954.871 | -0.25156 | 1111.4553 | 731.1291 | -2067.9727 | -319.373 | 2427.114 | 210.1042 | -90.7182
2030-01-18 | 14 | -2.5454 | 467.4656 | -37.0496 | -493.4357 | -95.3795 | -523.723 | -9222.6074 | 2193.8384 | -696.7837 | -127.814 | 3701.1885 | 190.8714 | 1057.7072 | 1.6633 | 2112.5483 | -524.9712 | -503.6282 | 209.9989 | -404.2533 | 385.17 | -799.7631 | -2167.7693 | 30.3975 | 1.7913 | 3198.813 | -1021.283 | -2037.9938 | -445.452 | -91.2502 | 602.6445 | 657.9871 | 158.8828 | -1507.6765 | 111.3122 | 4.0283 | -918.1234 | 1099.9073 | -76.4466 | 169.7323 | 449.7542 | -2638.2351 | 188.6722 | 4927.752 | 1712.9338 | 5069.0903 | 423.015 | -1094.6316 | 1992.6937 | -76.6986 | 1074.1722 | 411.1991 | -2145.8479 | -574.1835 | 874.7876 | 210.1043 | -126.5151
2030-01-18 | 15 | -23.38 | 559.7927 | -46.584 | -656.0545 | 575.5773 | -942.9466 | -11103.6836 | 3439.8618 | -2144.9746 | -137.2003 | 2867.199 | 107.3035 | 395.7654 | -21.3919 | 1829.702 | -479.0034 | -423.982 | 209.9989 | -403.5607 | 555.7318 | -622.1757 | -822.0229 | 226.883 | -22.6658 | 3452.3167 | -1645.1677 | -2290.6089 | -585.3195 | -75.0964 | 983.3555 | 586.6208 | 1931.077 | -1417.5869 | 353.3187 | 3.9969 | -605.9039 | 1432.5677 | -7.1746 | 231.4321 | 449.7915 | -2812.4475 | 717.3583 | 4709.6895 | 1752.0265 | 5068.0591 | 206.8396 | -1044.0623 | 2045.8322 | -151.1222 | 1456.6553 | 1646.9562 | -4205.8076 | -1780.2987 | 3354.2222 | 210.1042 | -104.1173
2030-01-18 | 16 | -35.7545 | 633.5222 | -47.8639 | -537.2092 | 515.5087 | -919.4652 | -10792.5576 | 3207.791 | -2908.7847 | -158.5889 | 2573.4822 | 63.9637 | 110.0045 | -126.2286 | 1880.9546 | -195.398 | -287.3756 | 209.9989 | -399.7504 | 495.2644 | -602.2181 | -767.4401 | 203.8243 | -34.1355 | 3419.4951 | -1769.4921 | -2028.1461 | -555.6366 | -75.8265 | 954.2466 | 796.8254 | 1744.9065 | -1244.985 | 540.0909 | 4.864 | -388.2279 | 2171.4685 | -7.1404 | 207.7234 | 449.8081 | -2777.9146 | 671.6315 | 4648.7642 | 1651.1774 | 5067.5879 | 117.1232 | -1034.4459 | 2227.9067 | -278.6912 | 1432.408 | 1610.7249 | -4398.9146 | -2010.277 | 4877.2607 | 210.1042 | -95.9421
2030-01-18 | 17 | -32.1849 | 515.7541 | -51.9662 | -656.0876 | 214.2836 | -790.1572 | -9731.3896 | 2626.4761 | -1878.571 | -154.2858 | 2648.4727 | 82.1732 | 758.2034 | -94.9531 | 1933.9249 | -49.4547 | -322.8201 | 209.9989 | -413.3423 | 580.3937 | -729.0498 | -691.4727 | 190.0434 | -41.2026 | 3564.6096 | -1766.3765 | -2287.8254 | -536.6508 | -68.9 | 870.0755 | 646.2502 | 1672.8049 | -1353.7222 | 564.0715 | 5.1043 | -235.1024 | 3688.3721 | -168.5311 | 64.1004 | 449.9032 | -2785.1165 | 632.1915 | 4993.8008 | 1697.437 | 5070.5391 | 264.7663 | -1176.3604 | 2325.1702 | -439.5988 | 1404.3584 | 1369.4337 | -3898.4751 | -1729.3906 | 6491.4863 | 210.1043 | -114.4805
2030-01-18 | 18 | -18.2138 | 251.1863 | -50.8692 | -517.2523 | -264.8712 | -414.2829 | -7381.2188 | 1397.2209 | -3.0133 | -137.0349 | 2689.0854 | 110.9655 | 1628.056 | -2.4457 | 1848.73 | 109.4818 | -430.3427 | 209.9989 | -414.6702 | 479.4283 | -739.2354 | -597.2812 | 26.9073 | -33.005 | 3543.5371 | -1239.0868 | -2049.3384 | -402.7251 | -84.329 | 569.8104 | 340.722 | 0.99943 | -1480.2898 | 379.1744 | 5.594 | -178.967 | 3636.1235 | -612.6763 | -278.2194 | 450.0896 | -2669.3635 | 221.154 | 5475.0566 | 1682.2654 | 5071.396 | 357.0852 | -1586.0076 | 1171.4716 | -2166.6812 | 972.3688 | 412.6914 | -2273.8875 | -122.4508 | 4353.7314 | 0.10427 | -103.0005
2030-01-18 | 19 | -24.7188 | 500.3669 | -58.4559 | -559.3488 | -228.4411 | -594.4393 | -7241.3608 | 1366.7462 | -530.8451 | -155.14 | 2913.9072 | 114.8337 | 1015.2383 | -65.988 | 1947.7356 | 660.4929 | -49.49 | 209.9989 | -509.3965 | 474.7911 | -904.1802 | -632.0849 | -17.5121 | -28.2043 | 3977.4004 | -1550.4623 | -2235.4739 | -465.7412 | -90.0182 | 491.7256 | 526.6808 | 460.4277 | -1232.8113 | 378.6028 | 7.8831 | 307.3477 | 4127.5889 | -206.315 | -77.1467 | 449.9272 | -2795.2688 | -2.6484 | 5640.1787 | 1845.6036 | 5067.9863 | 703.4775 | -1447.9451 | 1877.9624 | -1410.6818 | 1125.5002 | 1017.9553 | -2110.1182 | -681.935 | 3792.4724 | 0.10427 | -112.7203
2030-01-18 | 20 | -15.8637 | 525.4579 | -56.8367 | -539.0434 | -362.1126 | -743.004 | -8487.5967 | 1768.4751 | -501.7381 | -133.4181 | 3166.1938 | 195.0014 | 1124.8196 | 327.0984 | 1944.304 | 881.941 | -167.285 | 209.9989 | -537.7426 | 612.7941 | -924.0056 | -562.3383 | 50.9441 | -31.7387 | 4047.2263 | -1444.2037 | -2540.3704 | -503.0869 | -85.0811 | 579.574 | 358.9424 | -468.9308 | -1306.2334 | 182.1219 | 8.3195 | 330.4543 | 3146.7747 | -9.2552 | 175.3173 | 449.645 | -2916.1643 | 97.6711 | 5531.4878 | 1938.4729 | 5060.8374 | 883.2546 | -1356.744 | 2457.3699 | -515.8623 | 1357.9631 | 1321.6715 | -1853.7333 | -1069.3839 | 4452.5137 | 210.1042 | -138.7083
2030-01-18 | 21 | -17.5873 | 555.1927 | -56.8985 | -534.3704 | -497.164 | -707.1611 | -8139.3027 | 1477.8463 | -252.35 | -133.0058 | 3042.046 | 195.0015 | 854.4913 | 329.6133 | 1968.2096 | 451.4659 | -150.2084 | 209.9989 | -558.1139 | 567.6009 | -847.555 | -718.6313 | 29.8064 | -48.2969 | 4141.5494 | -1547.5012 | -2655.2671 | -494.1228 | -90.3614 | 536.6387 | 236.1583 | -108.106 | -1310.682 | 311.9411 | 8.1284 | 704.9605 | 3064.6377 | 232.84 | 409.6391 | 449.769 | -2865.0955 | 81.4614 | 5150.3569 | 1947.5647 | 5051.2808 | 765.7815 | -962.4894 | 2544.6874 | -125.3841 | 1258.8534 | 889.7317 | -1682.3204 | -754.6058 | 4025.866 | 105.1043 | -163.01
2030-01-18 | 22 | -19.3109 | 584.9274 | -56.9603 | -529.6974 | -632.2153 | -671.3181 | -7791.0088 | 1187.2174 | -2.9619 | -132.5935 | 2917.8982 | 195.0016 | 584.1631 | 332.1281 | 1992.1152 | 20.9908 | -133.1319 | 209.9989 | -578.4852 | 522.4076 | -771.1044 | -874.9243 | 8.6688 | -64.8551 | 4235.8726 | -1650.7986 | -2770.1638 | -485.1587 | -95.6416 | 493.7035 | 113.3742 | 252.7188 | -1315.1306 | 441.7604 | 7.9373 | 1079.4667 | 2982.5007 | 474.9352 | 643.9609 | 449.893 | -2814.0266 | 65.2516 | 4769.2261 | 1956.6565 | 5041.7241 | 648.3084 | -568.2349 | 2632.0049 | 265.0941 | 1159.7437 | 457.792 | -1510.9075 | -439.8276 | 3599.2183 | 0.10427 | -187.3117
2030-01-18 | 23 | -17.978 | 699.4859 | -56.008 | -531.2749 | -432.2954 | -757.8129 | -8175.5762 | 1452.1423 | 1.0031 | -137.8059 | 2854.5745 | 195.0011 | 632.3398 | 209.1319 | 2088.5784 | -410.2885 | -164.479 | 209.9989 | -628.3007 | 548.3687 | -778.4701 | -1891.7208 | 45.893 | -42.9216 | 4403.7407 | -1673.1671 | -2540.1221 | -513.8819 | -99.0454 | 540.2681 | 120.7629 | 499.321 | -1248.5082 | 394.8815 | 7.8469 | 856.8983 | 2636.1599 | 388.9632 | 823.1985 | 449.7868 | -2816.1931 | 232.4326 | 4386.8252 | 1955.302 | 5027.0972 | 564.6815 | -281.5479 | 2720.8618 | 555.4001 | 1269.2979 | 884.0783 | -1725.1512 | -136.3512 | 2590.4167 | 210.1043 | -174.3983
2030-01-18 | 24 | -8.7225 | 477.9939 | -46.727 | -452.6982 | -157.491 | -688.8511 | -9494.3262 | 2171.4478 | -440.8218 | -189.8381 | 2896.9158 | 53.1825 | 508.2174 | 28.6186 | 2014.3579 | -529.1058 | -250.243 | 209.9989 | -615.2642 | 454.0107 | -671.4269 | -2468.4338 | 94.8389 | 0.12637 | 4266.7988 | -1321.8073 | -1757.0642 | -486.9648 | -92.7844 | 687.4006 | 299.7989 | 107.8708 | -1211.5996 | 160.262 | 7.6641 | 109.1433 | 1567.2899 | 518.9102 | 997.8964 | 449.0805 | -2791.6521 | 313.158 | 4313.1973 | 2028.1765 | 5009.2788 | 774.1207 | -282.1116 | 2893.2463 | 1132.5188 | 1395.8914 | 1200.3896 | -2276.3042 | -734.473 | 1489.4412 | 210.1043 | -170.4478
2030-01-19 | 1 | 13.4635 | 836.4178 | -36.1801 | -371.3547 | 238.6939 | -1161.9609 | -11061.0186 | 3090.5979 | -348.8366 | -128.2833 | 3000.4011 | 36.7097 | 1254.007 | 250.2031 | 1558.3735 | -1312.2629 | -791.793 | 209.9989 | -554.7199 | 443.8673 | -452.4713 | -2106.7222 | 81.669 | 16.2584 | 4075.8074 | -1252.6899 | -1362.0825 | -618.3519 | -111.269 | 680.5148 | 242.5277 | -1087.1678 | -1248.1154 | -345.4329 | 6.0786 | -412.6768 | -2625.8462 | 96.1634 | 782.1252 | 449.6262 | -2723.2949 | 444.2995 | 3199.2151 | 1704.7347 | 4905.2607 | 1.016 | -278.6543 | 2573.3352 | 552.2141 | 978.326 | 1249.8049 | -3720.2632 | 586.5099 | 58.8109 | 210.1042 | 78.3262
2030-01-19 | 2 | -1.4341 | 546.2664 | -35.4853 | -253.4435 | 31.184 | -822.2256 | -9579.1416 | 2691.2725 | 875.7968 | -151.7855 | 3041.9792 | -21.2438 | 808.6234 | -115.5563 | 1641.3602 | -1477.5396 | -442.8943 | 209.9989 | -502.6221 | 222.4943 | -288.5296 | -665.3715 | 2.9563 | 41.6083 | 3775.4172 | -1320.2341 | -294.0824 | -503.0305 | -114.4987 | 561.7284 | 863.0947 | 710.5691 | -893.7455 | 62.1491 | 7.7504 | -1077.3667 | -1012.2548 | -4.4949 | 1031.3004 | 17.6275 | -2604.98 | 202.5569 | 3138.8943 | 1599.0282 | 4978.5742 | -4.094 | -276.9845 | 2725.3296 | 175.2411 | 798.3979 | 361.9076 | -2277.4636 | 1084.5919 | -4674.7231 | 210.1042 | 37.6729
2030-01-19 | 3 | -13.6549 | 691.9313 | -39.9269 | -318.9718 | -133.0843 | -898.8195 | -9065.5635 | 2412.4768 | 1164.3491 | -160.2066 | 2452.812 | -72.8535 | 323.0804 | -188.6991 | 1501.3204 | -1264.1628 | -214.8697 | 209.9989 | -468.6441 | 78.4175 | -228.7203 | -79.6744 | -40.4267 | 26.0297 | 3483.865 | -1780.3096 | 253.4806 | -540.6469 | -96.6438 | 493.1292 | 1090.1729 | 1949.4856 | -661.8815 | 277.8211 | 8.9637 | -895.2612 | 333.9186 | -51.0858 | 1068.4786 | 1.001 | -2453.3826 | 52.2832 | 2924.5378 | 1517.6343 | 4826.2656 | -4.0055 | -276.9103 | 3230.0222 | 360.1163 | 642.91 | 268.5627 | -1985.9736 | 1484.8907 | -4461.6694 | 210.1042 | 50.7631
2030-01-19 | 4 | 1.2384 | 298.5282 | -31.2259 | -207.0153 | -50.6304 | -650.7945 | -8908.8232 | 2413.7727 | 1181.6158 | -143.8419 | 64.1249 | -70.0733 | 1.0068 | -254.282 | 1366.1058 | -444.5452 | -235.0565 | 209.9989 | -59.4013 | 180.4846 | -173.398 | 24.5116 | -17.6727 | -9.285 | 804.9993 | -1071.1477 | 27.3247 | -438.2852 | -92.1327 | 525.3527 | 672.8889 | 522.0028 | -1059.7325 | 98.5844 | 6.6653 | -1218.3945 | -1053.4182 | -5.4271 | 1070.5691 | 1.0017 | -2499.9866 | 114.7679 | 2745.6843 | 1352.6497 | 4666.0166 | -3.3893 | -276.9899 | 3045.0496 | -264.8617 | 640.1254 | -71.0861 | -2589.5754 | 1178.1901 | -5718.3037 | 210.1042 | 48.6227
2030-01-19 | 5 | -4.0125 | 302.0351 | -33.0204 | -231.5922 | -41.7426 | -663.5811 | -8873.458 | 2458.8772 | 1161.5111 | -158.0211 | 1007.8024 | -89.0774 | 1.0014 | -263.1375 | 1426.304 | -259.3628 | -102.7162 | 209.9989 | -10.0538 | 162.0825 | -163.18 | 192.2003 | -1.8535 | -13.3244 | 750.6888 | -1168.2155 | 26.9502 | -441.1745 | -89.1213 | 567.3284 | 754.5643 | 981.1204 | -1096.3188 | 205.3119 | 6.3259 | -1209.3405 | -601.3525 | -4.8646 | 1004.2792 | 1.003 | -2526.0166 | 158.3537 | 2777.6125 | 1348.4805 | 4630.3906 | -3.5596 | -276.8475 | 3023.7388 | -383.7647 | 672.1097 | -74.5228 | -2635.8604 | 1096.9325 | -5584.2925 | 210.1042 | 45.1402
2030-01-19 | 6 | -4.3933 | 752.4343 | -37.8326 | -287.5003 | 302.2765 | -1040.9904 | -10117.4336 | 3278.457 | 990.1906 | -163.9812 | 1979.0311 | -116.9349 | 1.0479 | -299.209 | 1375.6968 | -276.7336 | -89.224 | 209.9989 | -244.3827 | 34.2043 | -146.484 | 338.566 | -1.0338 | -2.445 | 2148.3359 | -1542.4742 | 92.6813 | -569.4111 | -101.152 | 657.869 | 890.5304 | 830.567 | -957.4833 | 74.2596 | 6.6683 | -1013.6685 | -955.2946 | -12.5758 | 930.4911 | 1.0235 | -2498.3425 | 256.0919 | 3042.0571 | 1374.2939 | 4793.8486 | 0.64645 | -276.559 | 3089.2771 | -442.3787 | 611.2762 | 669.1384 | -3295.1836 | 1331.866 | -2992.5588 | 210.1043 | 111.0809
2030-01-19 | 7 | 0.99045 | 851.0246 | -40.4643 | -280.637 | 596.0654 | -1167.0304 | -11236.3203 | 3788.0552 | 9.7793 | -159.3966 | 2874.0068 | -64.9589 | 477.9849 | -243.6061 | 1538.2244 | -380.402 | -186.0187 | 209.9989 | -272.0967 | 104.4282 | -206.9988 | -74.0494 | 44.8552 | 5.57 | 2297.8359 | -1535.304 | -216.7678 | -597.2475 | -121.4276 | 766.6164 | 740.3721 | 5.0129 | -1157.251 | -88.9302 | 5.2608 | -1192.2072 | -1991.9061 | -116.2116 | 972.6364 | 95.1505 | -2594.9963 | 396.248 | 3366.2451 | 1749.8013 | 4946.0068 | 155.6116 | -279.4081 | 2877.5591 | -507.8801 | 662.0925 | 1401.2758 | -3670.7876 | 1188.0381 | -3725.8262 | 0.10427 | 156.9652
2030-01-19 | 8 | 18.7911 | 1243.7556 | -36.6411 | -389.532 | 955.6993 | -1566.8695 | -13033.5107 | 4799.0146 | -475.8316 | -158.994 | 3706.1689 | -14.0826 | 1926.641 | -98.2384 | 1808.0819 | 110.5999 | -628.5262 | 209.9989 | -195.9299 | 168.0242 | -369.0683 | -688.1072 | 113.4826 | 11.8629 | 1773.3589 | -1197.6321 | -793.1576 | -730.7792 | -128.6161 | 916.2292 | 535.6185 | -1814.6726 | -1590.3567 | -562.2524 | 2.3945 | -1744.3859 | -3738.2573 | -329.1686 | 743.8668 | 132.4489 | -2667.6816 | 608.075 | 3814.2747 | 1924.6151 | 4955.0552 | 283.7128 | -279.7888 | 2651.0154 | -803.6618 | 827.5659 | 1657.7612 | -4043.7449 | 673.3079 | -568.8373 | 210.1043 | 143.3776
2030-01-19 | 9 | 16.1991 | 935.7776 | -44.5926 | -371.7336 | 827.9368 | -1490.5435 | -13143.7129 | 4428.5459 | -1735.24 | -180.2373 | 3783.0979 | 55.6524 | 820.2151 | 21.3499 | 2138.3237 | 0.71099 | -594.273 | 209.9989 | -235.2252 | 152.8827 | -580.6977 | -695.4235 | 117.7213 | 31.944 | 1875.0575 | -1507.1602 | -457.5157 | -708.1486 | -112.2837 | 947.2787 | 882.2022 | -1658.7939 | -1293.3527 | -550.9993 | 3.887 | -1793.3124 | -3601.2676 | 245.9476 | 521.3916 | 449.9392 | -2754.8628 | 494.7177 | 4426.7866 | 1977.7612 | 4996.751 | 526.5968 | -280.7839 | 2850.6067 | -505.7568 | 1151.1722 | 2093.8862 | -4605.3247 | -635.228 | 1167.9912 | 210.1042 | -25.9652
2030-01-19 | 10 | 17.0205 | 914.2943 | -48.1834 | -367.5591 | 745.0308 | -1603.9644 | -13541.3291 | 4508.1904 | -1191.6357 | -134.4579 | 3778.0476 | 135.7641 | 1321.5123 | 264.07 | 2034.1901 | 99.9106 | -624.7706 | 209.9989 | -206.099 | 35.2147 | -580.4559 | -670.1417 | 101.6157 | -11.7539 | 1697.9303 | -1602.2363 | -285.854 | -742.4753 | -111.17 | 972.3643 | 637.8676 | -2400.5435 | -1172.2701 | -623.4718 | 4.7009 | -439.0271 | -3638.4395 | 199.7969 | 427.0341 | 450.0809 | -2777.2729 | 455.4758 | 4371.8022 | 1919.3384 | 5014.7563 | 451.21 | -280.7478 | 2727.9927 | -709.833 | 1133.1178 | 1849.5742 | -3814.835 | -315.4416 | 2997.9956 | 210.1042 | -54.62
2030-01-19 | 11 | 20.1116 | 889.7878 | -49.6652 | -389.1118 | 665.5747 | -1651.9803 | -13693.5469 | 4392.8018 | -1486.3074 | -128.0033 | 3770.386 | 152.5957 | 1332.0911 | 342.7404 | 2013.8193 | 1179.5428 | -439.546 | 209.9989 | -199.1324 | 127.347 | -577.7578 | -780.6372 | 122.3848 | -0.02736 | 1641.3472 | -1412.2501 | -635.0948 | -751.2393 | -104.9288 | 964.8503 | 533.8076 | -3690.6235 | -1426.3551 | -745.386 | 3.7019 | -801.5841 | -3456.6011 | 148.6401 | 379.7901 | 450.2409 | -2774.783 | 452.7455 | 4450.5601 | 1901.9871 | 5025.2104 | 439.1495 | -280.8955 | 2554.5227 | -866.6189 | 1106.0594 | 1714.8407 | -3597.9343 | -395.1198 | 3640.5903 | 0.10427 | -23.9486
2030-01-19 | 12 | 22.6074 | 992.8436 | -49.6662 | -393.3513 | 377.3612 | -1636.2837 | -13181.4229 | 3908.4683 | -1212.0588 | -146.515 | 3820.0789 | 126.9407 | 1133.8469 | 300.8733 | 1983.6985 | 1094.2599 | -499.1055 | 209.9989 | -195.4467 | 275.8663 | -699.3497 | -967.9846 | 95.1343 | 5.5678 | 1422.8274 | -1343.3298 | -867.8421 | -747.7924 | -106.1292 | 818.2495 | 457.2767 | -4282.6641 | -1517.046 | -801.6258 | 3.9477 | -893.7681 | -3434.4451 | 197.3256 | 468.6046 | 450.1736 | -2774.2261 | 349.2654 | 4426.2617 | 1888.9908 | 5029.7788 | 495.5562 | -340.442 | 2590.2361 | -701.6537 | 1157.8395 | 1063.3695 | -2968.3289 | -648.2895 | 3208.0088 | 0.10427 | -80.375
2030-01-19 | 13 | 24.3798 | 1059.6411 | -47.4369 | -396.9588 | 765.5834 | -1682.6743 | -14055.7471 | 4481.3691 | -1952.6019 | -211.5175 | 3750.7883 | 0.99876 | 374.9591 | 29.59 | 2160.8062 | 1438.1844 | -505.1794 | 209.9989 | -181.6125 | 199.5587 | -571.6889 | -759.1784 | 128.4805 | -6.3333 | 1516.0919 | -1351.6293 | -750.8474 | -760.2479 | -109.1985 | 945.2059 | 411.3734 | -4604.0151 | -1471.1445 | -829.0526 | 4.0911 | -714.0434 | -3365.2212 | 289.1479 | 504.4388 | 449.5455 | -2776.4397 | 486.6182 | 4230.9902 | 1722.0924 | 5031.3159 | 348.5893 | -280.4081 | 2556.9272 | -748.4374 | 1166.3801 | 1682.913 | -3750.0361 | -778.6659 | 2329.657 | 0.10427 | -40.4145
2030-01-19 | 14 | 22.5443 | 1008.921 | -45.0384 | -365.239 | 786.7111 | -1609.9363 | -13758.959 | 4441.4722 | -2427.2439 | -215.0534 | 3779.4053 | 0.99915 | 313.3026 | 25.5289 | 2186.2937 | 1591.866 | -361.3629 | 209.9989 | -278.2521 | 388.0358 | -533.696 | -452.2231 | 186.5207 | -2.3132 | 2302.6201 | -1254.4607 | -902.7921 | -724.3939 | -104.6039 | 971.8535 | 290.694 | -4294.2739 | -1547.4677 | -729.5906 | 4.9028 | -589.0222 | -3508.0078 | 252.4578 | 450.653 | 449.5513 | -2829.4563 | 632.7403 | 4135.2305 | 1637.5793 | 5029.5127 | 235.3761 | -279.8183 | 2611.4204 | -663.2711 | 1340.9233 | 2029.0408 | -4010.7805 | -1242.735 | 2085.9668 | 210.1042 | -84.9049
2030-01-19 | 15 | 20.1301 | 944.2578 | -42.084 | -353.5883 | 819.3225 | -1563.7144 | -13534.3691 | 4437.5371 | -2853.4878 | -209.7692 | 3750.7915 | 0.72375 | 480.0641 | -0.75236 | 2103.0369 | 1075.6486 | -445.4595 | 209.9989 | -329.733 | 339.8194 | -419.9086 | -194.3438 | 205.3516 | 0.76465 | 2677.8987 | -1262.9475 | -815.7621 | -706.9578 | -102.8836 | 1028.4735 | 340.6718 | -3664.2471 | -1505.5677 | -596.3769 | 5.7529 | -479.5497 | -3354.8955 | 220.0645 | 436.3811 | 449.4836 | -2827.5847 | 698.3501 | 4152.4512 | 1674.8527 | 5026.9146 | 266.2142 | -279.9124 | 2672.9124 | -664.73 | 1415.2473 | 2217.5781 | -4201.7544 | -1580.4391 | 2907.1633 | 210.1043 | -111.0779
2030-01-19 | 16 | 17.9321 | 926.0598 | -40.93 | -373.6843 | 764.6186 | -1506.9512 | -12934.4629 | 4228.0566 | -2891.3469 | -179.6793 | 3672.6042 | 1.0015 | 564.697 | -83.5123 | 1880.0646 | 283.9205 | -677.5693 | 209.9989 | -356.9783 | 283.5423 | -423.0844 | -106.8183 | 187.1219 | 2.3097 | 2905.501 | -1332.8314 | -603.8148 | -701.9748 | -101.1108 | 1014.3455 | 341.0078 | -3176.998 | -1391.8738 | -504.2632 | 6.1788 | -417.7579 | -2960.7283 | 326.6079 | 575.5425 | 449.4425 | -2787.7749 | 678.5907 | 4279.2339 | 1744.0879 | 5028.1387 | 329.193 | -337.982 | 2807.0654 | -809.1036 | 1346.2018 | 2382.448 | -4238.4736 | -1423.8903 | 4190.6743 | 210.1043 | -92.194
2030-01-19 | 17 | -0.87394 | 591.7701 | -43.9818 | -527.4611 | 677.9192 | -1317.1 | -12066.3525 | 3908.4116 | -2846.9722 | -130.709 | 3527.4341 | 56.7838 | 399.1055 | -15.6091 | 1782.0551 | 97.4797 | -481.9267 | 209.9989 | -297.8268 | 393.4353 | -446.8696 | -249.7745 | 261.9053 | -12.865 | 2622.7881 | -1363.0521 | -818.0814 | -677.4953 | -81.0779 | 1123.1038 | 462.3001 | -714.1465 | -1371.76 | -47.4952 | 4.6773 | -294.5433 | -1240.0887 | 288.8704 | 541.8458 | 449.4224 | -2785.7842 | 906.6841 | 4427.9468 | 1598.0751 | 5030.9668 | 341.9846 | -617.0374 | 2997.2812 | -1295.3868 | 1389.2462 | 2723.259 | -4444.2495 | -1478.2051 | 7225.0488 | 210.1042 | -72.8324
2030-01-19 | 18 | -9.1436 | 586.8226 | -49.648 | -624.6269 | 271.1959 | -1232.8146 | -10674.9492 | 3503.9849 | -402.6622 | -158.7402 | 3732.571 | 86.8668 | 1752.2455 | 17.6638 | 2186.6448 | 20.2877 | -533.7642 | 209.9989 | -209.6949 | 199.795 | -401.7495 | -444.0993 | 169.099 | -15.8284 | 2155.3381 | -1482.077 | -665.6591 | -680.0439 | -86.6147 | 1019.4189 | 778.2896 | 1.0029 | -1326.0178 | 85.5579 | 3.3761 | -490.362 | 183.9528 | -243.0939 | -2.4464 | 436.3219 | -2724.8535 | 629.5002 | 4665.5332 | 1434.4668 | 5044.3149 | -3.64 | -609.0996 | 2501.4705 | -2204.9097 | 1048.717 | 1982.3346 | -3072.7385 | 1.0035 | 8277.5146 | 0.10427 | -62.7369
2030-01-19 | 19 | -8.8426 | 650.5491 | -55.5509 | -621.6785 | 295.6588 | -1088.4844 | -9576.7832 | 2986.4475 | -1033.5535 | -131.0475 | 3837.7388 | 173.6627 | 418.9185 | 443.6376 | 2190.147 | 34.7217 | -622.8901 | 209.9989 | -188.6705 | 217.7325 | -703.6337 | -720.6428 | 52.4717 | 11.9738 | 1719.4106 | -1638.215 | -631.7852 | -632.6168 | -90.3215 | 778.9666 | 1007.7917 | 1.0011 | -1310.9847 | 48.3935 | 3.612 | -1103.2611 | 369.1429 | 546.9578 | 310.7222 | 449.6742 | -2728.9871 | 135.0087 | 4564.7866 | 1450.0314 | 5047.6611 | 66.5277 | -715.3212 | 2673.4568 | -1987.2854 | 951.3189 | 1695.3494 | -3082.5391 | -270.564 | 7199.8872 | 0.10427 | -76.6551
2030-01-19 | 20 | -5.9362 | 342.4618 | -55.1841 | -561.0453 | -5.573 | -768.4337 | -9240.9404 | 2227.3264 | -618.3835 | -133.7481 | 3850.5894 | 195.0015 | 0.98675 | 466.8643 | 2216.4514 | -646.0621 | -713.0231 | 209.9989 | -312.9914 | 350.1042 | -889.0325 | -650.1303 | 51.5139 | 38.5522 | 2217.3916 | -1245.8479 | -522.9905 | -519.4262 | -81.8138 | 691.8118 | 1009.0498 | -350.8253 | -1246.1155 | 57.7109 | 5.3272 | -1156.0981 | 989.2392 | 537.761 | 334.1088 | 449.6287 | -2719.8738 | 94.0847 | 4791.1377 | 1523.9772 | 5043.4395 | 333.1745 | -591.4767 | 3069.3906 | -1257.7375 | 1108.5739 | 1748.8999 | -2880.6714 | -615.7977 | 7166.5684 | 210.1042 | -123.3761
2030-01-19 | 21 | -19.8626 | 266.5035 | -60.9216 | -563.7797 | -288.8515 | -689.5022 | -8127.5239 | 1695.5341 | -599.3423 | -146.5518 | 3877.0393 | 189.1745 | 206.9517 | 444.7465 | 2194.3721 | -46.5856 | -60.4576 | 209.9989 | -585.2697 | 237.4971 | -735.3629 | -228.851 | 10.3524 | 47.664 | 3779.3191 | -1476.6249 | -433.9553 | -493.4103 | -77.0688 | 594.2083 | 1212.8469 | 575.5995 | -1117.7125 | 419.2859 | 6.9892 | -839.9764 | 2361.564 | 574.9093 | 438.356 | 449.5587 | -2773.8484 | -50.2908 | 4732.1328 | 1535.9597 | 5036.9263 | 403.0312 | -402.4237 | 3251.2761 | -816.3303 | 1078.3845 | 1222.1807 | -2340.6272 | -519.9832 | 6848.1421 | 210.1043 | -160.9892
2030-01-19 | 22 | -16.8684 | 395.6308 | -59.6048 | -515.3242 | -547.5972 | -743.0554 | -7413.0703 | 1311.3123 | -60.307 | -150.3587 | 3942.0503 | 175.3017 | 177.3642 | 433.1375 | 2134.9194 | -70.6908 | -14.649 | 209.9989 | -429.9268 | 264.6339 | -756.2806 | -243.7998 | -17.1637 | 27.747 | 3045.1658 | -1469.5409 | -514.5378 | -491.9532 | -81.2487 | 493.9004 | 1077.6409 | 303.8941 | -1190.6346 | 317.4273 | 7.392 | -804.1019 | 1563.126 | 741.3723 | 685.2654 | 450.0058 | -2747.4971 | -112.7142 | 4615.3105 | 1618.9232 | 5028.8804 | 534.066 | -281.0817 | 3391.8931 | -353.5438 | 1172.8107 | 453.6094 | -1413.2651 | -787.4905 | 5589.6665 | 0.10427 | -258.4445
2030-01-19 | 23 | -13.1422 | 548.6821 | -59.0623 | -482.0855 | -328.467 | -806.0728 | -8079.6118 | 1689.8676 | -3.0157 | -181.9488 | 3822.2729 | 111.0923 | 511.494 | 97.8035 | 2260.0129 | -598.5765 | -179.1798 | 209.9989 | -512.0528 | 332.1215 | -621.4429 | 14.9783 | 17.1252 | 26.8718 | 3750.4746 | -1445.3364 | -722.3806 | -497.9444 | -92.4685 | 547.5831 | 737.6705 | 0.9986 | -1344.9993 | 277.3585 | 7.6207 | -724.5917 | 791.8787 | 4.6169 | 363.6516 | 450.0573 | -2778.3403 | 62.9296 | 4313.6553 | 1403.6196 | 5022.9766 | 0.99648 | -277.1432 | 3060.6853 | -402.8661 | 1099.8632 | 553.1939 | -1539.7856 | 1.0589 | 4233.4814 | 210.1042 | -157.9203
2030-01-19 | 24 | -12.8231 | 658.8247 | -58.6266 | -470.2008 | -16.8785 | -1050.2334 | -10356.1973 | 2818.9834 | -560.792 | -206.4626 | 4014.0137 | 15.9029 | 1398.1747 | 4.4502 | 2090.717 | -1314.733 | -416.5604 | 209.9989 | -497.0266 | 286.9669 | -523.9197 | 87.9623 | 114.0482 | 9.6536 | 3732.3491 | -1556.4401 | -622.6095 | -572.0932 | -90.0019 | 810.5858 | 807.9011 | 224.2114 | -1168.2172 | 169.8287 | 8.6395 | -442.1951 | 255.9748 | 67.1828 | 529.0298 | 449.8141 | -2949.7739 | 315.2994 | 4170.1445 | 1702.2311 | 5006.0947 | 308.5374 | -279.8451 | 3182.8057 | -242.97 | 1472.9646 | 1039.8997 | -2465.8765 | -836.1667 | 4235.3335 | 210.1043 | -224.0848
2030-01-20 | 1 | 0.76728 | 896.287 | -53.5435 | -445.4612 | 62.9339 | -1355.1084 | -11343.8965 | 3383.2588 | -1170.5656 | -166.1777 | 3574.9824 | -15.1733 | 1518.562 | -15.8096 | 1760.186 | -992.665 | -492.1222 | 209.9989 | -443.5879 | 425.0291 | -538.9812 | 167.4317 | 125.9048 | 11.791 | 3500.8438 | -1458.7802 | -1034.2283 | -660.4554 | -104.2624 | 775.2371 | 552.8836 | -1134.4459 | -1351.1257 | -172.9424 | 7.0748 | -436.3274 | -2342.762 | -2.9549 | 251.1909 | 258.3163 | -2747.4734 | 492.0708 | 3996.5422 | 1655.9552 | 4991.3979 | -3.6096 | -277.938 | 2637.5071 | -362.0253 | 1077.3384 | 326.4108 | -2792.5835 | -155.5659 | 2753.9478 | 210.1042 | -89.5428
2030-01-20 | 2 | -10.1084 | 1015.5681 | -52.1544 | -394.3552 | 121.8485 | -1380.1213 | -11066.3809 | 3698.5276 | 131.2596 | -196.8651 | 3064.4788 | -161.1948 | 2014.5514 | -189.3975 | 1595.6759 | -1258.1237 | -256.941 | 209.9989 | -406.2931 | 271.8486 | -336.2046 | 246.0534 | 84.1188 | -2.5996 | 3316.7278 | -1518.8584 | -820.8109 | -665.8976 | -114.2285 | 775.4623 | 687.5751 | 1.9767 | -1172.3896 | 50.9592 | 6.8786 | -132.5226 | -1496.4124 | 1.0008 | 437.1893 | 67.3346 | -2701.0349 | 384.9567 | 3326.6992 | 1528.0652 | 4680.9746 | -2.5741 | -273.2796 | 2293.063 | -886.1775 | 1018.73 | -44.6086 | -2195.0483 | 324.4966 | 451.6133 | 210.1043 | -59.4607
2030-01-20 | 3 | -14.5232 | 988.456 | -50.6918 | -398.5533 | -117.8275 | -1313.7114 | -10388.959 | 3285.4841 | 563.242 | -188.6816 | 1524.6453 | -166.9172 | 1948.3756 | -224.1834 | 1506.3051 | -1649.856 | -215.0522 | 209.9989 | -146.1827 | 180.2428 | -284.3997 | 321.9459 | 38.0881 | -47.9104 | 1816.4595 | -1606.782 | -534.6844 | -653.7659 | -114.443 | 703.1771 | 767.8701 | 590.3616 | -1008.6404 | 163.5381 | 7.0613 | 112.7844 | -934.217 | -1.5612 | 381.1747 | 0.99887 | -2595.6936 | 238.0579 | 3402.4014 | 1539.1073 | 4733.7837 | -2.6347 | -273.2797 | 2116.4058 | -1507.9246 | 829.0888 | -640.3423 | -1785.329 | 664.327 | 1498.6093 | 210.1042 | -59.8119
2030-01-20 | 4 | -17.7546 | 930.0414 | -51.637 | -389.7557 | -200.291 | -1217.269 | -9972.8896 | 3163.3857 | 947.441 | -186.1194 | 2520.0469 | -183.0289 | 1651.4783 | -274.7662 | 1379.2964 | -1878.5116 | -190.3009 | 209.9989 | -106.7219 | 159.1677 | -319.1284 | 414.2357 | 16.8977 | -61.7681 | 1788.5229 | -1743.0736 | -586.465 | -627.8022 | -97.7864 | 642.5468 | 667.6975 | 1157.8944 | -990.082 | 264.2267 | 7.7408 | 252.7345 | -373.3032 | -1.7987 | 426.0665 | 0.99131 | -2597.6809 | 169.162 | 3312.0276 | 1524.0115 | 4631.4985 | -2.7568 | -273.0718 | 2436.0835 | -1117.9021 | 808.9656 | -699.056 | -1483.6859 | 837.9885 | -250.3004 | 210.1042 | -68.8863
2030-01-20 | 5 | -20.2382 | 909.6511 | -54.5364 | -381.7617 | -248.1271 | -1161.4554 | -9684.8135 | 3055.145 | 1016.7718 | -146.6506 | 2200.6746 | -85.4704 | 1755.4745 | -246.0296 | 1371.3196 | -2085.3491 | -202.9342 | 209.9989 | -375.7024 | 137.4748 | -321.2484 | 641.8077 | -4.5077 | -28.5371 | 3068.3125 | -1820.476 | -595.2778 | -607.504 | -99.6324 | 596.8832 | 649.3045 | 1548.9135 | -989.2849 | 320.1899 | 8.3781 | 209.2895 | -160.1723 | -1.1194 | 446.7469 | 0.99911 | -2609.9678 | 86.0633 | 3449.25 | 1538.6299 | 4763.252 | -2.6184 | -273.0926 | 2388.8315 | -1270.619 | 811.97 | -826.4277 | -1318.0051 | 652.8647 | -1667.3442 | 210.1043 | -89.7087
2030-01-20 | 6 | -22.8174 | 508.0637 | -55.3784 | -354.9918 | -425.2892 | -933.134 | -8892.6748 | 2652.896 | 745.0894 | -157.5707 | 1151.005 | -102.6507 | 631.1116 | -201.2201 | 1460.9104 | -2393.8521 | -187.4278 | 209.9989 | -207.9351 | -44.3456 | -392.6016 | 584.9545 | -41.2563 | -47.8671 | 1577.9409 | -1836.6608 | -167.2719 | -543.8219 | -87.4921 | 593.4766 | 655.0163 | 2107.5623 | -841.2174 | 399.9269 | 9.1497 | 174.0585 | 369.2714 | -3.2395 | 380.1595 | 1.0029 | -2640.2405 | -149.7982 | 3621.0813 | 1479.6981 | 4849.25 | -2.8932 | -273.242 | 3224.4143 | -758.9138 | 989.5483 | -1112.7324 | -1002.3926 | -352.5978 | -1136.6097 | 210.1043 | -271.8909
2030-01-20 | 7 | -20.4044 | 557.8909 | -57.8009 | -361.8456 | -262.5923 | -995.1385 | -9095.2344 | 2483.9436 | 31.222 | -174.4478 | 2656.6255 | -117.5808 | 0.94689 | -189.3273 | 1503.9656 | -2484.1296 | -270.3554 | 209.9989 | -320.9368 | -47.8262 | -422.5878 | 476.6504 | -59.2552 | -45.4656 | 2478.7236 | -1807.6571 | -311.7374 | -553.1799 | -88.1548 | 553.2396 | 610.1721 | 1756.8845 | -919.559 | 388.5849 | 8.9263 | 195.4666 | -99.3741 | -6.4643 | 530.282 | 82.0895 | -2666.5117 | -224.3252 | 3622.3101 | 1513.8154 | 4963.0625 | 0.96801 | -278.7757 | 3401.0984 | -124.7893 | 854.8246 | -572.4259 | -1700.5709 | -0.25148 | 147.1751 | 0.10427 | -192.5011
2030-01-20 | 8 | -1.9101 | 574.5898 | -54.8706 | -398.4999 | 82.5119 | -1198.8444 | -10220.2217 | 3198.5154 | -460.8811 | -140.6248 | 3661.6523 | -26.262 | 505.6947 | -151.1508 | 1507.3248 | -2373.9622 | -623.9303 | 209.9989 | -449.5443 | 188.193 | -553.5673 | 105.8198 | 70.7443 | -22.4196 | 3481.4089 | -1492.1357 | -899.1364 | -616.9345 | -98.7722 | 790.1191 | 293.0515 | -429.5102 | -1198.2284 | -80.2725 | 8.0608 | -7.7378 | -2381.1436 | 506.0177 | 997.8995 | 449.4651 | -2887.0327 | 179.7584 | 3900.6411 | 2048.408 | 4728.7354 | 1000.449 | -283.1232 | 3288.3557 | 167.3115 | 1173.8235 | 936.7468 | -2663.4607 | -350.4236 | 4860.1172 | 210.1042 | -147.9843
2030-01-20 | 9 | 0.50502 | 503.6404 | -52.9695 | -351.4085 | 0.9996 | -974.0283 | -9667.7559 | 2846.7471 | -792.6825 | -177.6556 | 3243.9597 | 4.3002 | 857.9655 | -55.599 | 1790.943 | -1254.7211 | -268.3604 | 209.9989 | -498.2829 | 292.715 | -677.0591 | 0.99904 | 72.0652 | -10.9338 | 3589.8708 | -1118.9087 | -1239.2554 | -528.4479 | -98.5474 | 736.7109 | -3.8566 | -692.6891 | -1443.0278 | -47.4204 | 7.4408 | -216.195 | -1802.2686 | 246.8966 | 667.6609 | 449.6821 | -2855.5608 | 272.3359 | 4115.2871 | 1903.2242 | 4956.7705 | 546.9628 | -281.1315 | 2771.8142 | -278.6955 | 1126.0944 | 1316.9806 | -2097.9663 | -178.0603 | 4661.9888 | 210.1042 | -113.1423
2030-01-20 | 10 | -9.5363 | 329.5024 | -59.339 | -415.4734 | -287.4506 | -777.8646 | -7826.8379 | 1614.3267 | -486.238 | -200.817 | 3661.813 | -1.9724 | 1422.3921 | 30.0321 | 2016.3683 | -1319.864 | -107.3713 | 209.9989 | -511.4065 | 355.4871 | -851.6879 | -121.1477 | 14.9117 | -10.6587 | 3547.2703 | -1224.2322 | -1628.296 | -487.7585 | -94.563 | 555.6812 | 205.7663 | 433.3364 | -1392.8488 | 248.0575 | 8.0235 | 60.7028 | -176.2801 | -19.3366 | 327.695 | 450.0248 | -2895.1052 | 126.4996 | 4239.6152 | 1786.7405 | 5003.2178 | 228.5407 | -279.6013 | 2596.2852 | -356.0157 | 1071.5516 | 889.4182 | -1531.9957 | 0.48422 | 5361.3564 | 0.10427 | -104.8606
2030-01-20 | 11 | -7.4914 | 265.6566 | -59.9217 | -399.4447 | -379.271 | -691.5582 | -6729.6802 | 915.8644 | -657.4832 | -205.3025 | 3927.8245 | 9.8727 | 1972.16 | 52.282 | 2087.9573 | -1171.4906 | -64.4038 | 209.9989 | -494.9051 | 582.2936 | -867.2394 | -85.7148 | -4.2719 | -15.9108 | 3414.2583 | -1086.8137 | -2259.6587 | -435.7464 | -90.8272 | 431.454 | -136.8969 | 215.6436 | -1713.6176 | 278.3953 | 6.8933 | 235.6713 | -631.1218 | -105.0764 | 277.974 | 450.163 | -2826.5764 | 68.443 | 4422.3599 | 1869.7046 | 5013.061 | 400.5934 | -280.5845 | 2481.9495 | -58.6422 | 1023.09 | 620.7796 | -1174.2742 | 0.99902 | 4919.8643 | 0.10427 | -126.8137
2030-01-20 | 12 | -11.1703 | 246.0378 | -59.9176 | -406.7984 | -568.9803 | -661.8176 | -6610.6611 | 700.0679 | -765.3535 | -219.5806 | 4010.1321 | -9.0963 | 1743.7123 | 46.5556 | 2133.6665 | -878.3134 | 51.9294 | 209.9989 | -447.8793 | 552.8696 | -932.2708 | -284.3369 | -21.8534 | -39.3389 | 3116.4382 | -1273.2468 | -2518.394 | -440.9896 | -89.9091 | 400.6137 | -38.9552 | 515.3027 | -1649.2762 | 407.1722 | 6.2361 | 978.917 | -304.8835 | -87.645 | 245.4972 | 450.1977 | -2587.895 | 0.9899 | 4346.604 | 1824.6188 | 5018.3662 | 291.8298 | -280.2204 | 2484.6301 | 58.3215 | 957.2068 | 5.6909 | -750.5634 | -0.68134 | 5220.9507 | 0.10427 | -169.0752
2030-01-20 | 13 | -5.3598 | 390.7486 | -53.754 | -387.6407 | -412.3417 | -738.8717 | -7618.3306 | 1361.9623 | -639.8814 | -214.997 | 3871.9653 | -16.0301 | 1374.8267 | 188.0919 | 2016.4023 | -235.112 | 112.2342 | 209.9989 | -347.8961 | 496.2045 | -1055.7689 | -277.2946 | -15.5793 | -49.8669 | 2310.5447 | -1196.2877 | -2344.5537 | -477.5402 | -96.9362 | 451.2419 | -1.5668 | -46.3886 | -1536.3064 | 293.8701 | 6.6275 | 1032.0258 | -734.4257 | -99.8789 | 202.1669 | 450.2477 | -2376.8916 | 54.3094 | 4246.6538 | 1727.7175 | 5022.0205 | 87.3626 | -279.3581 | 2490.8264 | 155.0588 | 990.9826 | 453.546 | -1042.7499 | 0.99866 | 5366.1763 | 210.1042 | -142.6644
2030-01-20 | 14 | -5.6633 | 380.2841 | -53.8108 | -377.5353 | -359.1859 | -750.0556 | -7566.7876 | 1319.4857 | -717.4964 | -215.6722 | 3860.5076 | -16.0781 | 1588.5616 | 194.7771 | 2003.7935 | 98.803 | 169.3637 | 209.9989 | -310.9359 | 520.7324 | -960.415 | -134.1199 | -11.0315 | -57.3672 | 1998.2261 | -1196.9216 | -2483.9714 | -480.5867 | -96.3145 | 473.7169 | 13.2475 | -142.3053 | -1551.4983 | 313.5693 | 6.7095 | 1095.8751 | -563.6071 | 32.9227 | 420.4478 | 450.0497 | -2495.6826 | 47.0182 | 4341.1553 | 1862.5117 | 5021.3564 | 405.6585 | -280.7852 | 2577.6855 | 369.1541 | 1015.5031 | 942.0673 | -1265.3464 | 0.99656 | 5559.5063 | 210.1042 | -115.666
2030-01-20 | 15 | -3.4466 | 512.373 | -53.1884 | -383.2833 | -233.256 | -869.2892 | -8091.834 | 1661.1246 | -530.7509 | -225.3702 | 3869.9165 | -12.835 | 1184.9808 | 22.9412 | 2164.1257 | 325.4376 | 158.5779 | 209.9989 | -407.6688 | 541.4976 | -843.8121 | -76.6726 | 0.99834 | -46.0311 | 2766.6633 | -1243.2224 | -2842.0334 | -511.1617 | -96.1909 | 509.7491 | -17.4455 | -557.4415 | -1629.2429 | 262.5527 | 6.2471 | 1082.7104 | -954.9579 | 261.6195 | 603.76 | 449.9637 | -2572.0168 | 69.5061 | 4168.9067 | 1866.4249 | 5020.7246 | 419.0335 | -280.7656 | 2612.8196 | 296.3798 | 1015.832 | 949.4661 | -1464.4497 | -0.87313 | 5392.459 | 210.1042 | -116.6334
2030-01-20 | 16 | 2.5217 | 740.4637 | -50.7762 | -375.497 | -88.4026 | -1051.1838 | -8748.8369 | 2030.1348 | -614.7391 | -169.4574 | 3836.9753 | 66.4213 | 2074.0557 | 41.2258 | 2168.8005 | 454.1406 | 97.4269 | 209.9989 | -449.8302 | 557.5208 | -851.7975 | -503.4462 | 0.99964 | -35.8921 | 3052.2542 | -1249.8274 | -3013.0986 | -558.1967 | -101.3852 | 525.2347 | 106.8784 | -1368.0728 | -1649.476 | 76.7994 | 5.8808 | 1108.163 | -1997.6245 | -817.8884 | -173.4122 | 48.1488 | -2617.3079 | 111.2546 | 4431.9233 | 1639.9419 | 5024.54 | -3.4748 | -550.858 | 2313.9993 | -524.257 | 1013.1138 | 1057.4442 | -1676.3107 | 1.0042 | 5766.5049 | 210.1042 | -112.7918
2030-01-20 | 17 | 0.68818 | 735.6539 | -49.9894 | -379.2303 | -431.9236 | -1036.1395 | -8304.5176 | 1474.8727 | -392.4915 | -163.7102 | 3852.3782 | 45.2036 | 1984.782 | 81.7311 | 2131.2795 | 246.652 | 114.5045 | 209.9989 | -416.8645 | 546.5001 | -1127.8041 | -1409.4509 | -14.4661 | -50.1517 | 2788.8196 | -1335.6948 | -2968.8735 | -559.4166 | -99.5448 | 455.4585 | 215.869 | -1000.2545 | -1580.0251 | 160.5631 | 6.0178 | 1512.2156 | -1686.0297 | -353.54 | 0.29841 | 450.3692 | -2507.0962 | 106.3165 | 4654.8633 | 1804.2399 | 5026.2173 | 300.6288 | -356.4602 | 2367.9919 | -592.6872 | 969.4711 | 1043.9904 | -1201.7482 | 1.0055 | 6707.4453 | 210.1042 | -114.5994
2030-01-20 | 18 | 7.0673 | 753.6835 | -45.9405 | -352.3155 | -543.2402 | -1019.6147 | -8243.791 | 1430.8505 | -509.135 | -156.1105 | 3850.1196 | 46.2977 | 1859.48 | 473.6411 | 2060.1697 | 249.6341 | 47.5906 | 209.9989 | -310.7221 | 328.8383 | -1178.9042 | -1417.1525 | -65.9695 | -48.5187 | 2081.8455 | -1207.1862 | -2244.5413 | -553.5872 | -106.4358 | 422.0184 | 204.3291 | -1230.0973 | -1367.385 | -6.7478 | 6.6083 | 1488.7852 | -2068.3005 | -863.2948 | -429.8604 | 449.9431 | -2300.6643 | -2.6348 | 4962.063 | 1663.4449 | 5046.29 | -3.438 | -1248.0208 | 2159.3596 | -1580.4561 | 733.0334 | 362.2653 | -1133.9746 | 135.1734 | 5838.0259 | 210.1043 | -46.8462
2030-01-20 | 19 | 12.7654 | 791.5846 | -45.4608 | -340.6338 | -1311.9584 | -1008.3206 | -8749.9668 | 723.7593 | -930.947 | -190.2211 | 3908.488 | 142.3555 | 1857.7611 | 595.5286 | 2307.4824 | -91.9493 | -109.9474 | 209.9989 | -301.2105 | 404.0026 | -1739.2097 | -2008.4867 | -91.9879 | -47.6778 | 1785.0702 | -1066.5316 | -2194.4829 | -535.5759 | -107.0563 | 261.1435 | 237.0161 | -1559.9648 | -1279.8239 | -160.7175 | 6.7594 | 1297.4712 | -2744.3069 | -878.6813 | -448.2307 | 290.0493 | -1570.0958 | -50.8897 | 5024.3691 | 1627.8286 | 5049.3198 | -3.2479 | -1183.1254 | 2246.1941 | -1625.812 | 654.6333 | -80.5129 | -539.0525 | -116.1473 | 4387.7861 | 0.10427 | -180.4254
2030-01-20 | 20 | -2.7705 | 686.6184 | -51.959 | -402.6498 | -1680.4323 | -849.4048 | -8042.9399 | 53.656 | -884.4042 | -240.166 | 3886.9443 | 145.7358 | 1019.9576 | 636.6585 | 2350.2097 | -513.9498 | -25.0832 | 209.9989 | -479.1474 | 307.8199 | -1820.8041 | -2156.6929 | -136.0977 | -43.0641 | 2497.0461 | -1425.8373 | -1941.173 | -502.5869 | -101.2593 | 175.023 | 458.2198 | -7.0837 | -1023.5814 | 181.8142 | 7.6063 | 1903.9263 | -1229.3734 | -324.9969 | -291.3743 | 450.5368 | -1419.6963 | -249.7089 | 5255.2725 | 1844.8888 | 5045.437 | 381.7013 | -935.8165 | 2741.488 | -957.3842 | 796.7507 | -156.8084 | -52.1231 | -476.6146 | 4203.7051 | 0.10427 | -240.0667
2030-01-20 | 21 | -1.6413 | 436.6996 | -51.8474 | -381.1088 | -1971.626 | -778.7177 | -7364.417 | -427.929 | -463.2579 | -178.5872 | 3860.4333 | 94.6752 | 850.2671 | 651.3596 | 2375.0569 | -366.1695 | 9.2281 | 209.9989 | -519.7708 | 413.7312 | -1712.8832 | -2092.0901 | -91.5245 | -48.9692 | 2765.9565 | -1401.8198 | -1959.1814 | -474.9236 | -87.713 | 218.6907 | 263.7665 | 1.0036 | -1098.3165 | 129.3072 | 7.1466 | 2110.3306 | -917.4732 | 283.7623 | 301.2735 | 450.107 | -1389.1925 | -114.778 | 5283.1475 | 1949.3544 | 5039.5752 | 1031.8411 | -795.9402 | 3151.7583 | -651.4989 | 782.0828 | -442.6069 | 1.0018 | -572.3937 | 5024.1733 | 210.1043 | -271.406
2030-01-20 | 22 | 1.8678 | 161.747 | -49.0713 | -342.2155 | -1976.7256 | -726.232 | -5636.7163 | -944.3655 | -2.8193 | -165.8736 | 3842.4004 | 127.125 | 477.8606 | 589.6317 | 2327.8914 | -411.1711 | -12.0852 | 209.9989 | -497.6745 | 481.7023 | -1411.4495 | -816.6235 | -38.0085 | -48.8914 | 2675.9011 | -1213.9296 | -1923.9856 | -458.7888 | -65.9349 | 304.5116 | -19.6351 | 1.0016 | -1218.3082 | 164.1394 | 7.186 | 2105.4148 | -278.286 | 107.1524 | 338.2631 | 450.1026 | -1732.1666 | -19.8274 | 4658.356 | 1707.4998 | 5033.9653 | 554.2021 | -550.5781 | 3258.8103 | -560.4133 | 917.1863 | -80.6932 | -49.7486 | -843.0942 | 6653.7617 | 210.1043 | -281.3194
2030-01-20 | 23 | -9.0522 | 282.3667 | -54.242 | -373.606 | -1982.36 | -752.9048 | -5591.9575 | -812.9778 | 364.4155 | -194.9227 | 3876.5603 | 29.7156 | 702.2203 | 556.8994 | 2167.4348 | -231.3279 | 144.3307 | 209.9989 | -266.0914 | 455.1833 | -1155.0471 | 835.0377 | 0.99916 | -84.1975 | 1732.5199 | -1504.5497 | -1427.8893 | -494.8225 | -74.3923 | 370.5289 | 185.996 | 841.2111 | -998.2859 | 378.825 | 7.5851 | 2499.4956 | 922.4012 | 434.2582 | 857.6997 | 449.7557 | -1617.662 | 273.6251 | 4277.5044 | 1749.3363 | 5019.5415 | 821.3168 | -280.6377 | 3541.4421 | 213.1852 | 581.2392 | -1051.7703 | 1.0065 | -7.6372 | 6382.4175 | 210.1043 | -253.7207
2030-01-20 | 24 | -12.2977 | 197.7496 | -52.38 | -349.7151 | -2031.1528 | -644.7161 | -4995.5195 | -784.4007 | 1566.61 | -171.6595 | 3873.5671 | 52.2589 | 922.0896 | 473.0516 | 1998.3204 | -290.3493 | 248.0979 | 209.9989 | -307.2756 | 369.6654 | -1137.6659 | 875.8818 | -2.4097 | -85.6784 | 2007.0991 | -1513.0477 | -1416.173 | -468.011 | -73.6867 | 342.5625 | 120.6277 | 1282.8951 | -1096.5997 | 482.0319 | 7.9206 | 2601.9011 | 1627.6743 | -49.5098 | 307.9379 | 421.4846 | -1690.1776 | 338.9724 | 3806.2439 | 1415.0854 | 4971.0723 | 1.004 | -277.2419 | 3587.6499 | 198.3099 | 646.5474 | -1190.4707 | -48.3084 | 321.4725 | 5458.335 | 210.1043 | -271.1888
2030-01-21 | 1 | -8.7788 | 82.9918 | -41.7108 | -314.5424 | -2059.1946 | -535.2639 | -4855.7017 | -399.713 | 1367.5886 | -253.677 | 3797.3728 | -105.6104 | 1039.5142 | 210.2433 | 2097.2878 | -456.7964 | 272.9121 | 209.9989 | -206.4316 | 263.7975 | -687.6289 | 1715.4364 | -62.9098 | -80.8166 | 1674.5251 | -1295.682 | -69.1568 | -439.5267 | -77.3489 | 348.5858 | 601.1263 | 1512.0096 | -749.8351 | 501.9068 | 8.1648 | 1967.3689 | 1959.6406 | 306.9052 | 1001.9483 | 449.6984 | -1730.8932 | 0.98555 | 3393.9895 | 1291.5073 | 4247.8232 | -3.5324 | -277.3474 | 4004.9604 | 843.0671 | 509.4934 | -1936.1174 | -255.0812 | 1.0024 | 5700.6318 | 210.1043 | -295.2444
2030-01-21 | 2 | -3.5358 | -21.8769 | -37.5749 | -276.4197 | -2047.6189 | -451.1598 | -3965.4412 | -282.0585 | 2296.4363 | -259.9384 | 3770.3357 | -113.3576 | 1074.198 | 13.4942 | 2130.8264 | -454.0174 | 260.3996 | 209.9989 | -234.7285 | 231.0535 | -593.0511 | 1454.9185 | -70.3479 | -51.066 | 1897.1747 | -1005.9468 | -24.9592 | -386.2099 | -72.2933 | 319.688 | 576.9604 | 1169.6794 | -1086.745 | 406.0488 | 6.4619 | 1088.8827 | 1584.5414 | 465.884 | 1042.167 | 449.6771 | -1887.4243 | -78.2105 | 3322.9458 | 1252.3892 | 4133.2881 | 1.0047 | -277.7032 | 3930.5601 | 328.8128 | 403.2306 | -2360.302 | -91.4967 | 392.7502 | 5354.6191 | 210.1043 | -290.5792
2030-01-21 | 3 | -12.0987 | -84.0363 | -43.9936 | -316.3094 | -2057.459 | -413.4096 | -3582.5627 | -446.8114 | 2372.063 | -258.9525 | 3742.7251 | -124.25 | 757.8242 | -56.2029 | 2074.4172 | -548.6306 | 337.489 | 209.9989 | -168.7719 | 258.7199 | -368.2347 | 1082.297 | -35.6502 | -60.3196 | 1556.4761 | -1156.2467 | -431.9034 | -361.1308 | -67.2449 | 407.6244 | 629.8908 | 1484.5094 | -1280.478 | 595.9741 | 6.0929 | 941.1342 | 2309.6516 | 546.1581 | 1096.5397 | 449.6347 | -2111.6421 | 0.99941 | 3182.7004 | 1234.047 | 4079.5913 | 1.0002 | -277.7267 | 3869.927 | 379.1183 | 436.2234 | -1583.9774 | -421.9212 | 979.0064 | 6111.3154 | 210.1043 | -148.4271
2030-01-21 | 4 | -17.9465 | 0.99697 | -48.8491 | -344.5815 | -2062.28 | -465.9868 | -3358.3953 | -471.5313 | 2394.0361 | -243.022 | 3734.45 | -142.2585 | 1019.3233 | -131.9514 | 1949.6415 | -866.2065 | 235.3106 | 209.9989 | -164.1695 | 270.5532 | -454.0673 | 1045.1147 | -44.1159 | -76.5517 | 1552.5151 | -1333.0278 | -840.7206 | -384.3582 | -68.5668 | 377.7209 | 702.5967 | 1983.1321 | -1273.5739 | 698.8003 | 5.5916 | 1043.1837 | 2824.6934 | 395.1334 | 971.3761 | 449.7445 | -2123.9878 | 0.99877 | 3260.9509 | 1237.7346 | 4033.3472 | 0.99586 | -277.7411 | 3823.6548 | 465.4872 | 411.7849 | -1602.151 | -494.0166 | 865.8979 | 7012.4399 | 210.1043 | -162.3988
2030-01-21 | 5 | -18.5019 | -28.4417 | -50.6373 | -347.8154 | -2055.0137 | -465.1369 | -3318.7678 | -450.7706 | 2322.1555 | -224.2141 | 3761.1975 | -103.1165 | 1148.1937 | -191.2866 | 1895.0026 | -195.0891 | 243.2696 | 209.9989 | -155.8353 | 414.5162 | -555.9022 | 701.9277 | -34.057 | -67.5305 | 1450.9406 | -1270.7579 | -1810.7449 | -377.7775 | -67.7737 | 378.8652 | 644.1025 | 1946.2031 | -1430.7786 | 693.2997 | 5.2036 | 890.0991 | 2759.3318 | 23.7854 | 718.3708 | 449.7688 | -2334.6438 | 0.99685 | 3266.0305 | 1242.6895 | 3861.4441 | -3.2753 | -277.6692 | 3547.6848 | 193.7589 | 596.1951 | -1806.7944 | -451.0931 | 1.0152 | 7391.3135 | 210.1042 | -277.3443
2030-01-21 | 6 | -18.8662 | -175.3414 | -51.3366 | -342.6112 | -2045.7385 | -358.9843 | -2944.8843 | -793.5117 | 1398.0145 | -160.3151 | 3829.3564 | 70.8747 | 1742.5925 | -163.9314 | 1934.3319 | 1240.3792 | 426.0394 | 209.9989 | -150.926 | 564.11 | -749.0491 | -569.47 | 4.6286 | -71.3795 | 1400.0472 | -1078.0098 | -2368.5352 | -322.8995 | -61.4577 | 400.9099 | 401.8803 | 1149.074 | -1756.0302 | 674.2604 | 5.0209 | 709.0341 | 2688.5652 | -2.2162 | 185.7002 | 449.3788 | -2545.9792 | 86.3283 | 3803.3259 | 1356.9608 | 3827.8601 | -2.6857 | -277.2221 | 2649.437 | -872.7256 | 812.6095 | -885.4312 | -841.7005 | -29.0163 | 8032.2495 | 210.1043 | -233.7883
2030-01-21 | 7 | -27.283 | 190.2114 | -64.0562 | -454.317 | -2090.1809 | -661.1228 | -3892.8635 | -112.8206 | 232.4129 | -188.1371 | 3827.2288 | 43.4915 | 1904.6178 | -42.6704 | 2232.105 | 2093.4377 | 595.9868 | 209.9989 | -171.053 | 545.4019 | -931.3733 | -221.0496 | 29.9925 | -96.5578 | 1790.2662 | -1478.3143 | -2470.0007 | -446.7991 | -74.8255 | 544.4813 | 318.887 | 1218.7872 | -1564.1758 | 662.7697 | 4.7971 | 1545.5363 | 3920.6038 | -627.9792 | 0.99826 | 449.4793 | -2538.1797 | 307.752 | 3931.1643 | 1382.3298 | 3944.7019 | -285.6684 | -954.2213 | 1688.8215 | -1862.9633 | 714.0862 | -206.8249 | -1612.4091 | -2.541 | 8525.4834 | 210.1043 | -130.7125
2030-01-21 | 8 | -28.8973 | 184.6423 | -73.1723 | -533.2076 | -2002.2356 | -745.4173 | -4675.9761 | -321.5048 | 133.7933 | -348.5367 | 3775.1748 | 184.6525 | 1745.7897 | -80.2493 | 2165.293 | 1841.818 | 429.1463 | 209.9989 | -276.3759 | 810.1019 | -1432.1692 | -1035.3759 | 74.4468 | -94.5965 | 2517.9133 | -1532.8909 | -2935.8623 | -480.8734 | -68.6887 | 525.5541 | 97.1766 | 946.1725 | -1704.3993 | 622.8016 | 3.2021 | 1808.5906 | 4387.6709 | -959.9806 | -2.8053 | 0.99872 | -1981.8423 | 493.0301 | 4037.3867 | 1381.986 | 3960.0039 | -269.849 | -1840.4141 | 1543.1406 | -1874.3384 | 549.618 | -160.6465 | -1644.1401 | -147.3472 | 8873.1426 | 210.1043 | -23.1765
2030-01-21 | 9 | -26.0093 | 250.0006 | -72.8263 | -587.6992 | -1968.3301 | -771.677 | -5374.7529 | -982.1071 | 1.0065 | -357.3407 | 3864.937 | 194.9992 | 1706.2063 | 146.9202 | 2141.9282 | 1770.8304 | 376.504 | 209.9989 | -568.585 | 452.406 | -1785.698 | -4286.0122 | -17.4406 | -46.543 | 3732.3579 | -1558.6219 | -2430.3682 | -507.9641 | -67.3045 | 348.7985 | 287.5851 | 529.2507 | -1570.1906 | 485.3266 | 3.403 | 1152.3721 | 4205.0063 | -427.7507 | -4.5054 | 0.99942 | -1900.0664 | 122.7727 | 5380.4814 | 1443.4559 | 5059.0493 | -82.4151 | -1209.828 | 1359.683 | -1948.0306 | 719.0386 | -76.4713 | -681.7507 | -1211.0209 | 9511.4355 | 210.1043 | -188.4633
2030-01-21 | 10 | -21.3287 | 445.2896 | -71.0243 | -596.3707 | -1982.8206 | -894.0518 | -5855.5645 | -833.9941 | -2.6786 | -353.7117 | 3862.2339 | 194.9992 | 1523.1674 | 92.6801 | 2121.1702 | 1788.1091 | 292.9928 | 209.9989 | -564.0375 | 509.9154 | -1757.5016 | -4492.5894 | 1.0013 | -20.5571 | 3712.7334 | -1465.5549 | -1943.9409 | -550.3553 | -69.0426 | 330.0636 | 581.8094 | 83.4529 | -1553.0098 | 265.2562 | 3.2726 | 432.0502 | 3619.5967 | -509.3597 | -2.9813 | 391.5945 | -1907.2312 | 209.1525 | 5130.3423 | 1431.4259 | 4932.5215 | -255.2089 | -1711.0806 | 1294.0122 | -2066.1357 | 658.5505 | 0.94455 | -734.8135 | -1032.9175 | 9027.0332 | 210.1043 | -160.4234
2030-01-21 | 11 | -35.8643 | 256.3025 | -74.3162 | -642.1715 | -1999.7307 | -726.4314 | -5879.4556 | -599.0366 | -2.7247 | -353.2062 | 3911.4995 | 195.0017 | 1474.3002 | 109.5795 | 2108.9346 | 996.8412 | 218.2941 | 209.9989 | -339.961 | 659.7999 | -1597.5115 | -1833.5859 | 51.897 | -17.3913 | 2848.0386 | -1668.5719 | -1998.342 | -507.8121 | -61.4222 | 400.7597 | 1292.4431 | 1478.6886 | -1364.8601 | 721.5938 | 4.0845 | -62.1585 | 5068.9429 | -484.7952 | -3.051 | 260.5252 | -1829.6152 | 327.9602 | 5137.3306 | 1467.1321 | 4912.8125 | -253.1396 | -1686.6923 | 971.6059 | -2688.0566 | 670.7258 | 8.7454 | -572.6672 | -671.8289 | 9461.7773 | 210.1043 | -129.0677
2030-01-21 | 12 | -38.2293 | 268.5347 | -74.4288 | -699.0087 | -1631.2983 | -680.9294 | -6732.4658 | -67.0983 | -2.7893 | -352.3571 | 3963.3298 | 195.0007 | 2122.2539 | 164.3752 | 2106.6223 | 763.7383 | 74.1987 | 209.9989 | -319.532 | 598.5006 | -1297.8577 | -950.3162 | 22.1326 | 4.2567 | 2718.553 | -1721.0592 | -2054.9006 | -499.3953 | -63.6419 | 388.2273 | 1483.043 | 1658.5856 | -1353.1655 | 658.475 | 3.8426 | -584.0682 | 5252.8682 | -765.8414 | -3.0604 | 72.5938 | -2167.2146 | 268.0958 | 4470.3799 | 1381.2534 | 4271.0234 | -254.1076 | -1728.8746 | 724.778 | -3276.9021 | 754.179 | 231.157 | -514.1716 | 35.1455 | 8477.9668 | 210.1043 | -22.536
2030-01-21 | 13 | -43.517 | 321.8499 | -73.4827 | -763.1708 | -1344.6163 | -660.3174 | -7279.6821 | 187.3613 | -2.8434 | -345.8239 | 3946.1902 | 194.9994 | 2123.334 | 122.1578 | 2055.0537 | 441.8414 | 17.1268 | 209.9989 | -284.6183 | 752.6049 | -1306.7849 | -1105.5006 | 47.4918 | 17.7601 | 2484.0232 | -1794.2275 | -3037.2625 | -517.5849 | -66.3248 | 432.6446 | 1499.1742 | 1898.8074 | -1495.6455 | 766.3898 | 1.752 | -1033.0662 | 5699.3145 | -623.7769 | -2.9255 | 362.7976 | -2290.845 | 308.6712 | 4788.8359 | 1400.2595 | 4613.9756 | -256.354 | -1401.8906 | 287.2636 | -3819.9258 | 807.9426 | 185.0214 | -761.7323 | 1.004 | 8620.5244 | 210.1042 | -22.4506
2030-01-21 | 14 | -39.0724 | 874.3738 | -66.4248 | -790.9766 | -766.8575 | -1130.2318 | -9570.4688 | 1764.6606 | -8.488 | -337.597 | 3799.9224 | 195.0008 | 2133.0266 | 135.1946 | 2067.6292 | 703.0722 | -86.7981 | 209.9989 | -258.38 | 398.4068 | -1242.1998 | -2469.9958 | 30.3093 | 13.9042 | 2298.3257 | -1992.45 | -2637.7153 | -684.1137 | -84.9424 | 606.8381 | 2087.0754 | 1135.9578 | -1053.3588 | 437.1404 | 0.56061 | -1056.036 | 4970.4253 | -486.1774 | 0.99653 | 406.6809 | -2143.6584 | 288.1658 | 5026.9966 | 1429.5193 | 4859.7666 | -257.1973 | -1287.3132 | -158.9233 | -4189.605 | 722.566 | 191.0441 | -1516.382 | 0.50881 | 8809.1807 | 210.1043 | -11.6169
2030-01-21 | 15 | -39.573 | 811.5422 | -63.5914 | -634.8087 | -389.8589 | -1374.9139 | -10535.1328 | 2501.9453 | -66.3854 | -337.3275 | 3899.1826 | 195.0011 | 1948.0874 | 50.9101 | 2041.4092 | 677.3104 | -33.8992 | 209.9989 | -240.4643 | 284.8396 | -1210.8876 | -3736.0193 | 13.1181 | -9.0836 | 1972.4705 | -2165.52 | -2578.6675 | -744.662 | -89.8701 | 641.6768 | 2400.4055 | 436.8966 | -860.2753 | 341.6302 | 0.46806 | -612.2528 | 2756.2075 | -559.5497 | 1.0007 | 445.7466 | -2307.4097 | 263.5492 | 4971.9028 | 1407.2681 | 4779.6753 | -257.9068 | -1306.7512 | 226.3581 | -3796.6836 | 823.2947 | 491.675 | -2054.5281 | -183.6169 | 7500.5161 | 210.1042 | -13.5061
2030-01-21 | 16 | -38.6459 | 933.3269 | -60.0651 | -623.4357 | -249.3877 | -1424.4954 | -10887.0098 | 2635.4805 | -171.6836 | -339.0837 | 3898.9612 | 188.2076 | 1891.6996 | 26.1991 | 2016.3411 | 489.9798 | 52.2625 | 209.9989 | -269.7744 | 214.6817 | -1202.4314 | -4181.98 | -16.0057 | -5.1453 | 2119.4324 | -2254.3027 | -2621.085 | -767.2469 | -94.866 | 621.6111 | 2532.3245 | 827.7286 | -720.0186 | 344.5907 | 0.49325 | -487.9111 | 2052.0972 | -579.3763 | 1.0015 | 449.3724 | -2440.3845 | 186.4343 | 4990.2378 | 1428.5599 | 4764.5674 | -258.641 | -1336.4706 | 397.6251 | -3675.0806 | 803.6785 | 577.2924 | -2284.7158 | -198.8937 | 6896.9775 | 210.1043 | -2.9771
2030-01-21 | 17 | -44.8189 | 987.7964 | -65.3834 | -635.106 | -101.6559 | -1411.3638 | -11444.4287 | 3153.4429 | -206.7665 | -348.8094 | 3824.6497 | 138.0443 | 1817.0323 | 15.1673 | 2017.0542 | 287.6632 | 46.3164 | 209.9989 | -252.8371 | -51.4959 | -1172.1115 | -4804.7603 | -12.7798 | -13.7343 | 2059.6958 | -2747.5159 | -1751.4915 | -803.6634 | -99.0082 | 776.2584 | 2973.3936 | 1233.5533 | -122.9975 | 384.7116 | 0.51 | -135.1157 | 3639.9849 | -616.9999 | 0.999 | 449.4036 | -2117.3821 | 88.0892 | 4916.896 | 1426.5184 | 4715.3525 | -255.2081 | -1484.5946 | 660.5374 | -3591.8831 | 693.1741 | 313.2195 | -2358.2454 | 0.035994 | 7965.8311 | 210.1043 | -2.9924
2030-01-21 | 18 | -50.0055 | 701.6376 | -63.1774 | -586.2786 | -54.2494 | -1263.715 | -11736.3828 | 3277.2654 | -361.1942 | -356.3739 | 3816.0359 | 110.0185 | 1870.0159 | 33.095 | 2025.2449 | -68.7707 | 72.9817 | 209.9989 | -205.7343 | 358.8026 | -1170.9548 | -4535.1792 | 47.6113 | -21.7322 | 1719.6434 | -2509.3115 | -1725.2362 | -729.9557 | -89.7509 | 876.1982 | 2825.4946 | 2282.4011 | -55.6569 | 520.5673 | 0.51807 | 375.0824 | 3197.958 | -720.6427 | -2.7439 | 60.8879 | -1827.3143 | 221.1036 | 4863.0903 | 1495.6732 | 4550.4263 | -246.6763 | -1725.9171 | 327.8652 | -4015.9604 | 699.7038 | 217.5522 | -2533.3018 | 0.7624 | 7748.2734 | 210.1042 | 5.4918
2030-01-21 | 19 | -47.339 | 615.0328 | -70.8459 | -676.9294 | -386.6208 | -1126.3043 | -11026.3535 | 2623.6179 | -696.3592 | -352.4803 | 3823.3843 | 160.7394 | 1390.1567 | 36.9943 | 2026.66 | -348.4132 | -71.1753 | 209.9989 | -265.4672 | 430.1517 | -1560.5874 | -5173.436 | -14.2196 | -14.9555 | 1873.2542 | -2449.8342 | -1741.3658 | -697.5955 | -87.9345 | 707.9533 | 2601.5977 | 2570.2883 | -88.9543 | 474.7831 | 0.48795 | 658.0584 | 3964.8308 | -616.0759 | -2.4377 | 349.5116 | -1720.5712 | 11.2013 | 4568.2744 | 1470.7034 | 4250.4033 | -246.8361 | -1747.2615 | 1198.2183 | -1822.4435 | 714.8068 | 100.8713 | -1945.9694 | 1.0164 | 7803.4136 | 210.1043 | -4.935
2030-01-21 | 20 | -58.9744 | 201.0579 | -78.6437 | -775.5748 | -766.3546 | -807.967 | -9772.0498 | 1537.1472 | -863.1271 | -351.9438 | 3823.3157 | 178.6842 | 1081.1968 | 65.8459 | 2035.118 | -737.7187 | -136.2293 | 209.9989 | -242.7717 | 555.5228 | -1700.1178 | -5638.6309 | -14.4659 | -14.5955 | 1579.9371 | -2624.156 | -1897.4496 | -627.7858 | -69.7783 | 623.8538 | 2400.3999 | 3770.9263 | -101.1537 | 755.2602 | 0.49385 | 839.1086 | 6412.5195 | -296.7256 | -2.338 | 301.744 | -1857.8276 | -72.5378 | 5361.5073 | 1503.2985 | 5058.1538 | -249.2675 | -1357.6508 | 1388.8185 | -1240.6597 | 854.9072 | -608.7054 | -1516.6147 | -697.4857 | 9688.2627 | 210.1042 | -163.9207
2030-01-21 | 21 | -63.357 | 33.9391 | -79.7845 | -769.9434 | -1041.6946 | -760.7645 | -9399.8906 | 1108.8982 | -51.2386 | -349.7639 | 3829.7483 | 176.3718 | 1282.5355 | 58.642 | 2034.5424 | -757.603 | -55.2637 | 209.9989 | -252.3745 | 554.1933 | -1694.089 | -5683.0098 | -5.4519 | -27.1441 | 1580.9351 | -2627.521 | -1897.2051 | -612.2515 | -62.7173 | 618.9316 | 2371.3816 | 4256.104 | -60.7928 | 888.822 | 0.47957 | 1314.486 | 6473.2314 | -393.7205 | -2.2218 | 266.1255 | -1885.3307 | -25.3785 | 4714.939 | 1439.0707 | 4499.9551 | -255.4914 | -1516.3372 | 1446.5616 | -786.9806 | 806.7326 | -29.5597 | -1357.5713 | -47.6366 | 11549.0488 | 210.1042 | -46.0672
2030-01-21 | 22 | -62.7896 | -8.1751 | -77.056 | -765.5551 | -1155.5171 | -716.3612 | -8899.0381 | 796.1682 | -232.5423 | -346.9489 | 3864.1389 | 186.0174 | 1681.9409 | 85.2667 | 2045.6818 | -730.3102 | 9.8718 | 209.9989 | -272.647 | 651.5846 | -1714.6709 | -5648.666 | -3.552 | -20.252 | 1567.6785 | -2535.9314 | -1895.361 | -602.8593 | -59.3425 | 567.4872 | 2563.7673 | 4682.2095 | -13.477 | 944.0389 | 0.46218 | 1072.9038 | 6153.7407 | -454.2783 | -2.1088 | 151.6682 | -1838.9337 | 20.9922 | 4685.2939 | 1487.7686 | 4541.7988 | -264.4416 | -1201.8762 | 1598.5424 | -1180.2399 | 864.865 | 1.0154 | -1185.3969 | -750.5692 | 12294.999 | 210.1043 | -31.9289
2030-01-21 | 23 | -73.9318 | 83.8878 | -83.5638 | -780.7901 | -1178.0549 | -819.3135 | -8797.6895 | 872.6822 | -2.6289 | -336.9097 | 3875.4048 | 195.0001 | 1814.7004 | -44.3798 | 2061.2773 | -901.772 | 123.2742 | 209.9989 | -246.4429 | 762.6896 | -1469.9183 | -5585.0229 | 39.4785 | -31.2033 | 1291.8038 | -3008.2676 | -2141.0659 | -629.6014 | -53.4529 | 589.401 | 2421.6802 | 5269.1089 | -11.6244 | 1126.8009 | 0.55148 | 1139.2902 | 6428.8486 | -3.1752 | 0.9982 | 255.3704 | -2254.2026 | 69.6834 | 4616.8442 | 1615.9108 | 4334.6113 | -2.9677 | -297.882 | 2343.0037 | 6.5344 | 1147.7831 | 1.0095 | -1348.6882 | -668.0657 | 12907.2578 | 210.1042 | -137.3791
2030-01-21 | 24 | -72.7172 | 317.2755 | -78.0744 | -703.2734 | -1057.9924 | -888.2453 | -8293.415 | 891.9455 | -273.3226 | -265.2841 | 3856.6509 | 183.6697 | 1690.126 | -163.7144 | 2092.3894 | -983.483 | 140.8198 | 209.9989 | -254.53 | 399.901 | -1523.5081 | -6106.3389 | -60.2519 | -44.9571 | 1062.7583 | -2935.2271 | -2207.3394 | -646.1018 | -70.3165 | 444.8993 | 2661.5801 | 4926.8311 | 53.5851 | 1083.3374 | 0.51816 | 1008.2158 | 5711.4912 | -7.2704 | 240.0777 | 421.2014 | -2570.071 | -105.6339 | 4119.8779 | 1625.9148 | 4195.7349 | -3.6619 | -276.916 | 3131.1572 | 735.0515 | 1111.1548 | -77.7976 | -823.2451 | -482.0272 | 11740.499 | 210.1042 | -198.6636
2030-01-22 | 1 | -56.5715 | 979.9279 | -68.6444 | -591.0789 | -509.0205 | -1287.873 | -9376.0596 | 2119.9302 | 248.0305 | -192.4843 | 3833.1313 | 64.9805 | 1804.7239 | -105.2979 | 2168.0566 | -962.015 | 140.788 | 209.9989 | -229.2938 | 130.4622 | -1208.7255 | -5993.7261 | -102.4049 | -59.6492 | 1415.5726 | -2842.2354 | -1962.3176 | -764.5545 | -100.9584 | 503.1288 | 2367.7659 | 3221.9246 | 107.4703 | 723.2574 | 0.72882 | 1309.7327 | 2955.001 | 425.1495 | 894.8448 | 0.99979 | -2663.1167 | -243.1148 | 3709.894 | 1668.5133 | 4397.1958 | 23.1325 | -278.6595 | 3377.8667 | 942.0206 | 1041.7537 | -579.6586 | -1294.6965 | -244.4145 | 9560.9834 | 210.1042 | -268.4213
2030-01-22 | 2 | -38.8749 | 1683.7522 | -72.1102 | -577.0132 | -229.048 | -1794.2247 | -9769.5693 | 2834.6121 | 1520.9297 | -190.616 | 3690.6731 | -40.5279 | 1819.733 | -157.8918 | 2091.3257 | -620.1458 | 3.3903 | 209.9989 | -216.8992 | 28.3844 | -1051.7924 | -5814.0098 | -190.8064 | -81.5136 | 1705.6534 | -2822.2629 | -1822.3071 | -923.2357 | -136.3739 | 345.3986 | 2138.0737 | 850.9113 | 123.6998 | 216.6618 | 0.67134 | 1598.5601 | 446.7063 | 495.3938 | 991.7632 | 1.0022 | -2634.5576 | -391.8254 | 2880.428 | 1583.8121 | 3811.0776 | 0.9946 | -278.4057 | 3041.1838 | 804.7924 | 620.5886 | -1013.0767 | -1115.4528 | 1511.2031 | 7709.415 | 210.1042 | -87.6615
2030-01-22 | 3 | -39.4714 | 1550.3273 | -76.5189 | -571.7577 | -41.1968 | -1845.8536 | -10447.3604 | 3403.1482 | 2172.2124 | -157.2578 | 3659.3142 | -126.3653 | 1842.7197 | -365.9752 | 1388.9015 | -633.1075 | -36.5794 | 209.9989 | -184.1216 | 21.2606 | -1070.1884 | -5657.9756 | -129.5865 | -97.4855 | 1555.4484 | -2849.3005 | -1757.4583 | -938.8143 | -132.7569 | 495.7886 | 1725.0355 | 882.3345 | 150.2173 | 188.8761 | 0.72761 | 1736.0232 | -14.9146 | -222.5599 | 523.4337 | 1.0005 | -2538.8267 | -150.6661 | 2143.9844 | 1546.6694 | 2699.377 | -3.3994 | -279.4352 | 3000.0967 | -146.8838 | 741.6175 | -782.6166 | -979.1547 | 1280.7417 | 7459.4678 | 210.1042 | -107.4297
2030-01-22 | 4 | -39.0613 | 1508.6918 | -76.7034 | -573.6998 | -3.3484 | -1848.6376 | -10531.7393 | 3578.9563 | 2401.0598 | -122.748 | 3609.6467 | -150.6731 | 1877.5529 | -477.9869 | 919.9622 | -1165.4082 | -145.6452 | 209.9989 | -304.0324 | -16.3559 | -997.5656 | -5529.123 | -119.7876 | -98.3085 | 1868.8988 | -2859.3181 | -1697.5273 | -941.5747 | -131.6672 | 558.5051 | 1585.5377 | 1007.1383 | 169.2956 | 194.8791 | 0.64926 | 1899.6329 | 142.8297 | -274.1496 | 487.7175 | 1.0018 | -2508.1875 | -134.7818 | 2225.9836 | 1471.3135 | 2733.8652 | -3.154 | -278.8251 | 2972.5818 | -698.4013 | 707.5566 | -259.101 | -1058.0503 | 1564.5306 | 7853.6836 | 210.1043 | -91.7073
2030-01-22 | 5 | -39.5503 | 1486.3867 | -77.0388 | -568.1558 | -6.2572 | -1831.4807 | -10465.5166 | 3623.623 | 2284.4673 | -121.4723 | 3623.9226 | -154.4371 | 1993.1116 | -480.516 | 890.9138 | -1126.8201 | -188.476 | 209.9989 | -309.4955 | -100.6126 | -1073.6184 | -5771.6787 | -137.723 | -98.9581 | 1978.2097 | -2863.2651 | -1639.1729 | -940.7701 | -130.3338 | 581.1866 | 1574.5902 | 936.1321 | 166.8053 | 188.8229 | 0.76881 | 1896.5079 | -47.9323 | -332.8073 | 518.3364 | 1.0013 | -2532.063 | -213.7989 | 2406.6956 | 1474.9384 | 2916.6399 | -3.2467 | -278.8918 | 2879.5852 | -1655.3843 | 852.6886 | 57.1399 | -1171.1233 | 866.824 | 8085.7939 | 210.1043 | -118.6543
2030-01-22 | 6 | -37.7199 | 1520.7577 | -65.4765 | -565.5292 | -51.4262 | -1777.4761 | -9789.5039 | 2938.5867 | 893.413 | -72.6391 | 3802.1702 | -13.0998 | 1714.3782 | -440.344 | 1021.3989 | -1239.7528 | -274.251 | 209.9989 | -266.3591 | -142.0094 | -1207.0005 | -5955.8696 | -205.2049 | -98.489 | 1669.3284 | -2635.3208 | -1583.0822 | -900.91 | -124.8295 | 440.3198 | 1440.9568 | 1068.0502 | 55.5074 | 180.4419 | 0.69661 | 1681.4766 | 400.8562 | -113.6844 | 190.9497 | 1.0013 | -2582.1484 | -526.9797 | 3603.8198 | 1529.0529 | 3604.8557 | 1.0004 | -278.0977 | 3257.7566 | -452.4353 | 613.1774 | 1.0135 | -1912.6633 | 413.8814 | 7993.1743 | 210.1043 | -83.0796
2030-01-22 | 7 | -56.5227 | 888.7878 | -74.2319 | -633.7202 | -235.7987 | -1201.2562 | -8908.5586 | 2113.5432 | -2.8168 | -93.8961 | 3801.209 | 5.1323 | 1608.1968 | -271.7169 | 1452.6079 | -1848.0402 | -368.4034 | 209.9989 | -329.3573 | -146.9511 | -1623.7069 | -6195.7529 | -171.9517 | -81.9739 | 2177.8066 | -2932.4553 | -1318.3503 | -738.0807 | -97.627 | 509.9996 | 1548.0369 | 3479.5117 | 47.5792 | 614.3346 | 0.79477 | 1330.6591 | 2709.373 | -325.6327 | 0.999 | 300.0826 | -2237.4995 | -436.8752 | 3852.8784 | 1401.8047 | 3812.917 | -282.3342 | -273.0194 | 2135.4861 | -2296.0842 | 364.7595 | 400.4612 | -2132.3992 | 1.0089 | 8955.8193 | 210.1043 | 106.6545
2030-01-22 | 8 | -55.8474 | 143.3891 | -81.9798 | -748.4374 | -911.6375 | -558.0156 | -6628.8384 | 703.1391 | -88.4485 | -98.727 | 3790.9783 | 116.4786 | 1532.2538 | 293.0647 | 1824.0094 | -1953.9655 | -442.2662 | 209.9989 | -367.2196 | 461.0163 | -1538.5482 | -5385.8052 | -94.709 | -67.7588 | 2481.2944 | -2616.499 | -1523.436 | -541.541 | -79.185 | 520.0705 | 982.1411 | 4329.3906 | -437.96 | 835.2673 | 0.7975 | 1294.1694 | 4880.4092 | 1.003 | 0.99928 | 389.0341 | -2399.1731 | -401.7197 | 3693.2344 | 1333.4937 | 3681.7532 | -266.7314 | -277.2455 | 2322.4934 | -1676.0176 | 466.8594 | 0.99438 | -663.9047 | 69.4984 | 9539.2002 | 210.1043 | 77.4059
2030-01-22 | 9 | -54.77 | -428.0338 | -79.834 | -706.1083 | -1848.4463 | -216.3177 | -5098.7734 | -887.5159 | -197.4668 | -101.4233 | 3809.8335 | 188.128 | 1505.033 | 320.7391 | 1884.1401 | -1654.9003 | -37.0418 | 209.9989 | -499.9649 | 942.8546 | -1518.3711 | -4278.4194 | 12.8356 | -59.3316 | 3370.0037 | -2220.1943 | -1679.1586 | -432.7501 | -48.0627 | 468.1094 | 572.6608 | 4735.9917 | -566.3753 | 1048.1182 | 3.449 | 1754.9152 | 5956.9292 | 590.07 | 373.797 | 0.99992 | -2495.3975 | -127.8986 | 3689.5994 | 1367.3744 | 3802.0686 | -2.9506 | -278.9873 | 2331.7021 | -1342.937 | 785.1578 | -83.9401 | -91.8103 | -677.0973 | 10589.5498 | 210.1043 | -10.7088
2030-01-22 | 10 | -35.6672 | -135.9047 | -66.6181 | -634.4583 | -1871.9202 | -359.0175 | -5103.2939 | -1055.3784 | -2.9128 | -110.5196 | 3840.0696 | 188.4735 | 1524.9009 | 313.9714 | 1883.0825 | -1108.4337 | 7.8153 | 209.9989 | -480.7589 | 880.454 | -1412.8187 | -3485.395 | -26.2618 | -62.1781 | 3309.6985 | -1984.9628 | -1326.968 | -468.2591 | -52.0256 | 375.7896 | 457.7752 | 3375.9292 | -493.6401 | 642.1965 | 4.3128 | 2055.0713 | 4676.5103 | 703.1522 | 523.5276 | 1.0004 | -2145.0176 | -196.2242 | 3660.4858 | 1275.8198 | 3838.1479 | -2.9373 | -278.6731 | 2302.3306 | -940.223 | 485.9773 | -185.0376 | -453.2861 | -247.0326 | 9086.4434 | 210.1043 | 48.0563
2030-01-22 | 11 | -32.0243 | 152.3818 | -60.2348 | -611.6459 | -1884.2095 | -464.6033 | -4273.6309 | -1327.3892 | -2.8437 | -138.4473 | 3884.7542 | 167.6824 | 1546.8669 | 327.2213 | 1940.4397 | -857.8743 | 155.0943 | 209.9989 | -515.1794 | 770.1249 | -1406.7081 | -2428.6431 | -91.1956 | -66.2583 | 3652.2229 | -2047.8318 | -925.6545 | -505.0832 | -58.7201 | 228.3291 | 885.7618 | 3322.4209 | -228.5163 | 619.2822 | 6.1907 | 2353.3379 | 4702.2822 | 645.0464 | 466.4523 | 1.0002 | -1715.5385 | -353.9255 | 3541.4265 | 1280.094 | 3765.4075 | -3.0008 | -287.7613 | 2425.5176 | -588.976 | 362.4236 | -714.1989 | -247.5171 | -306.1135 | 9065.0518 | 210.1043 | 32.1706
2030-01-22 | 12 | -26.2696 | 329.2308 | -55.3322 | -526.9409 | -1886.3224 | -558.5247 | -3312.8411 | -1153.1475 | 1.0078 | -164.3503 | 3908.2332 | 98.7963 | 1587.1825 | 402.0941 | 2005.3611 | -577.9472 | 253.2473 | 209.9989 | -600.7823 | 626.6155 | -1355.392 | -2155.5623 | -81.2656 | -82.2707 | 4045.9648 | -1976.1558 | -854.7974 | -490.1755 | -73.0888 | 262.5322 | 627.6757 | 2838.2712 | -321.1513 | 621.5967 | 6.9421 | 2941.4019 | 3915.0183 | 477.3022 | 106.284 | 1 | -1477.6232 | -329.0389 | 3398.1096 | 1273.3525 | 3266.7256 | 1.0072 | -815.9615 | 2644.469 | -392.3835 | 281.4753 | -1665.3723 | -0.48136 | -267.4226 | 7698.2212 | 210.1043 | -79.2812
2030-01-22 | 13 | -18.9532 | 454.7599 | -50.4135 | -498.4321 | -1886.127 | -527.578 | -2366.97 | -1254.0968 | 278.59 | -170.6744 | 3882.5105 | 82.9813 | 1591.6853 | 475.6142 | 2175.9956 | 62.3796 | 282.2266 | 209.9989 | -652.5631 | 727.9601 | -1388.2133 | -2355.9734 | -85.9035 | -62.2072 | 4257.3115 | -1645.2166 | -1229.5555 | -465.2892 | -81.1027 | 190.1976 | 666.7825 | 2546.6257 | -607.9553 | 517.9657 | 6.4437 | 2701.8262 | 3417.1719 | 128.6033 | 0.99923 | 0.99953 | -1392.322 | -255.7418 | 3166.7346 | 1220.046 | 2947.6377 | -2.9678 | -741.6474 | 2718.8865 | -202.2697 | 291.1042 | -1421.4177 | -571.4695 | -4.5798 | 6527.8491 | 210.1043 | -112.6161
2030-01-22 | 14 | -9.5133 | 509.8423 | -41.5944 | -441.8097 | -1885.9601 | -525.5447 | -2092.3262 | -1156.8298 | 799.4263 | -154.3561 | 3815.3354 | 109.0288 | 1601.0228 | 442.9036 | 2101.8872 | 98.0591 | 260.6876 | 209.9989 | -685.74 | 756.9333 | -1205.8779 | -2580.6926 | -88.5176 | -57.9822 | 4426.1436 | -1417.5905 | -1530.3353 | -455.1169 | -88.8772 | 227.9485 | 542.6826 | 2092.1045 | -729.2433 | 417.4257 | 6.3187 | 2666.8521 | 2929.6047 | 1.001 | 0.9979 | 1.0014 | -1834.3254 | -270.4961 | 3125.6514 | 1200.3136 | 2906.0735 | -2.9435 | -864.6484 | 2664.9104 | -154.0307 | 448.5027 | -1312.1207 | -424.961 | -3.9803 | 5681.4644 | 210.1042 | -209.1139
2030-01-22 | 15 | -7.0607 | 417.5246 | -35.9419 | -375.5336 | -1900.2772 | -450.5734 | -2359.2043 | -1084.2476 | 499.8279 | -146.2779 | 3823.9065 | 110.9284 | 1524.9374 | 409.0314 | 1994.5924 | -65.5325 | 235.3769 | 209.9989 | -672.1501 | 821.1818 | -1251.9829 | -2740.4961 | -67.5013 | -62.1681 | 4342.1562 | -1292.6842 | -1941.5953 | -423.8104 | -89.2371 | 264.5579 | 487.4954 | 1506.5411 | -779.1077 | 455.4064 | 6.0321 | 2754.5349 | 2828.812 | 131.8171 | 0.99492 | 1.0016 | -1866.8729 | -149.2878 | 3196.4094 | 1215.2546 | 2995.6714 | -2.9669 | -788.3997 | 2669.3247 | -131.44 | 563.3701 | -1034.3693 | -562.5715 | -123.0787 | 4909.5234 | 210.1042 | -212.1716
2030-01-22 | 16 | 0.020748 | 593.3629 | -34.2285 | -327.2875 | -1916.816 | -569.6458 | -2426.9841 | -881.6581 | 460.9434 | -136.0588 | 3833.7681 | 107.1724 | 1505.0808 | 358.7773 | 1934.7979 | 313.071 | 222.1004 | 209.9989 | -678.6185 | 797.2443 | -1268.5898 | -3328.3154 | -82.3444 | -66.9789 | 4332.874 | -1211.7512 | -2086.0796 | -440.076 | -96.489 | 246.4606 | 466.0187 | 591.818 | -842.121 | 270.58 | 5.2437 | 2774.2222 | 1677.5109 | 587.8964 | 493.343 | 0.9642 | -1767.7432 | -179.8448 | 3396.6641 | 1249.3298 | 3633.5059 | 28.2255 | -279.0427 | 2666.0227 | -304.9539 | 515.7453 | -1645.6699 | -31.8244 | -361.2051 | 4670.062 | 210.1042 | -310.8119
2030-01-22 | 17 | -3.374 | 1052.3861 | -40.6099 | -360.3926 | -1926.3588 | -827.4694 | -1951.681 | -676.6957 | 1.006 | -172.3489 | 3984.7637 | 43.5601 | 1975.6517 | 418.2429 | 2005.0665 | 478.0935 | 322.1119 | 209.9989 | -751.368 | 482.7918 | -1298.5352 | -3179.4575 | -198.0936 | -78.2938 | 4455.6963 | -1548.2148 | -1718.6255 | -500.9682 | -113.1293 | 140.7636 | 864.0184 | 1055.3489 | -553.1871 | 258.9533 | 5.1847 | 3112.5352 | 1642.8833 | -337.5506 | -3.0458 | 0.99973 | -1449.4993 | -578.6929 | 3765.5425 | 1061.928 | 3646.5063 | -262.799 | -1290.7274 | 3058.6343 | -179.2849 | 325.9842 | -2614.7463 | 537.5719 | -915.8571 | 2976.095 | 210.1043 | -432.5309
2030-01-22 | 18 | -7.5762 | 1562.1357 | -47.0378 | -422.1778 | -1950.8025 | -920.5817 | 535.2584 | -7.9479 | 413.9552 | -206.5452 | 3917.0471 | -9.7235 | 2093.554 | 502.3444 | 2184.5999 | 353.2299 | 344.3899 | 209.9989 | -740.2416 | 301.0492 | -1405.3683 | -3365.2561 | -307.0488 | -79.1559 | 4373.6719 | -1658.3203 | -1829.4087 | -534.3224 | -144.3292 | 1.9212 | 1040.036 | 1747.748 | -513.6081 | 235.1244 | 5.4139 | 2974.7927 | 2344.2048 | -1.309 | -4.3134 | 0.99894 | -1485.2498 | -859.9237 | 4161.0767 | 1069.2188 | 3864.8933 | -252.1156 | -1209.3522 | 2713.469 | -853.1275 | 88.7372 | -2322.2183 | 396.1461 | -45.528 | 1814.6855 | 210.1043 | -304.2408
2030-01-22 | 19 | -14.7527 | 713.7666 | -42.8388 | -338.8725 | -1753.9973 | -363.0528 | 2659.4624 | 0.98932 | 287.6683 | -317.4469 | 3924.4519 | 182.2611 | 2066.0076 | 557.3508 | 2276.9446 | 346.6989 | 222.2559 | 209.9989 | -738.511 | 640.4463 | -1551.2952 | -3936.9485 | -168.9232 | -36.6638 | 4312.4243 | -892.1523 | -2412.2969 | -256.4257 | -112.8293 | 151.8582 | 728.9965 | 413.954 | -1091.8097 | 280.3365 | 5.0365 | 2142.489 | 1604.5668 | -363.2489 | -3.9115 | -1.6592 | -1344.0179 | -613.3295 | 3815.6384 | 1037.0157 | 3493.1729 | -250.1339 | -1161.9722 | 2793.0024 | -873.8351 | 442.9822 | -327.5 | 87.5783 | -234.0612 | 1352.8965 | 210.1043 | -172.1602
2030-01-22 | 20 | -29.3125 | 564.6707 | -55.4502 | -423.1578 | -1640.0925 | -362.7467 | 2084.6997 | 0.99563 | 719.02 | -299.7569 | 3965.72 | 194.9988 | 1877.2012 | 576.1499 | 2292.8518 | -68.4879 | 241.5958 | 209.9989 | -758.1697 | 642.3939 | -1651.7148 | -4006.4165 | -153.5343 | -37.3914 | 4291.3413 | -1158.8199 | -2613.0095 | -270.3749 | -104.9553 | 167.0258 | 784.1278 | 2186.4182 | -1120.4023 | 617.3239 | 5.37 | 2238.1865 | 3487.6938 | -114.6309 | -2.0993 | 1.0034 | -1599.3599 | -622.4346 | 4364.0493 | 1066.6321 | 3948.4673 | -252.2631 | -1312.2865 | 3091.7197 | -567.1382 | 684.0338 | 431.6351 | 75.7587 | 1.0023 | 2521.8074 | 210.1043 | -185.2673
2030-01-22 | 21 | -27.7992 | 651.1876 | -57.0842 | -429.6828 | -1824.075 | -553.0755 | 1393.8173 | -1.9111 | 815.6625 | -266.9878 | 3927.4197 | 120.9113 | 1769.3922 | 619.301 | 2366.5044 | 29.8637 | 247.452 | 209.9989 | -768.6711 | 626.6591 | -1603.5686 | -3772.7686 | -146.8825 | -40.3394 | 4260.666 | -1336.8091 | -2237.5271 | -326.6678 | -104.9301 | 200.9428 | 1303.3478 | 2025.827 | -851.744 | 486.9765 | 5.0695 | 2593.8406 | 3248.4551 | -101.9755 | -313.6716 | -1.8035 | -1555.201 | -596.2152 | 3738.3774 | 1001.9398 | 3090.4602 | -258.528 | -2000.717 | 3655.3069 | 262.3639 | 663.4896 | 337.6132 | 81.1014 | -151.073 | 3323.7166 | 210.1043 | -209.2397
2030-01-22 | 22 | -25.7488 | 718.1713 | -54.4056 | -410.4647 | -1865.6942 | -581.8911 | 1209.4716 | 107.0092 | 562.4393 | -313.7197 | 3939.2439 | 151.94 | 1940.3755 | 566.6464 | 2308.176 | 429.1463 | 338.6753 | 209.9989 | -785.5364 | 611.6225 | -1507.2843 | -3492.2141 | -134.9325 | -31.9884 | 4329.3193 | -1286.2083 | -2156.4451 | -340.8033 | -106.5283 | 237.8493 | 1278.2 | 1739.3302 | -846.8554 | 414.0373 | 4.7937 | 2588.8708 | 2927.082 | -574.2417 | -527.4437 | -1.8924 | -1383.8989 | -467.0016 | 3692.501 | 1012.8916 | 2943.0952 | -266.4146 | -2001.5417 | 3031.2742 | -138.044 | 466.5963 | 400.5544 | 56.4128 | -201.6307 | 2633.9426 | 210.1043 | -145.9285
2030-01-22 | 23 | -26.3793 | 835.7777 | -54.4139 | -395.4502 | -1837.0072 | -544.4888 | 1526.4335 | -326.6639 | 726.7167 | -280.4294 | 3928.1851 | 124.0318 | 1566.4713 | 515.7456 | 2270.9768 | 709.2504 | 439.9572 | 209.9989 | -797.3161 | 806.8259 | -1654.2788 | -3660.6899 | -142.5498 | -30.3165 | 4404.3828 | -1320.493 | -2689.7576 | -380.4319 | -111.5399 | 120.6189 | 1168.2783 | 2006.1364 | -1089.4323 | 458.3085 | 4.3786 | 2484.259 | 2810.9575 | -549.0539 | -394.5508 | -2.217 | -1618.4155 | -400.5692 | 3773.5361 | 1085.9856 | 3244.001 | -277.2737 | -1991.774 | 3330.5967 | 755.4907 | 677.0348 | -138.5005 | -49.4502 | -682.8117 | 2111.405 | 210.1043 | -261.3527
2030-01-22 | 24 | -21.7099 | 1069.1997 | -49.6967 | -385.0356 | -1866.9227 | -691.3538 | 500.8019 | -196.833 | 970.2263 | -173.8282 | 3888.1804 | 16.2968 | 1660.2532 | 431.0968 | 2208.8374 | 1061.7672 | 585.6158 | 209.9989 | -608.0939 | 619.8254 | -1369.9871 | -3124.4934 | -194.8185 | -69.3437 | 3619.7175 | -1456.384 | -1739.7795 | -433.002 | -125.9584 | 113.4252 | 1176.2069 | 1701.6318 | -723.3054 | 343.3198 | 4.3057 | 3095.3293 | 2577.6084 | -655.0117 | -240.7339 | 1.0005 | -1735.2686 | -447.5901 | 3479.8887 | 1160.0356 | 3279.8691 | -290.084 | -1563.2664 | 2784.8154 | 393.4399 | 382.7368 | -1472.9161 | -118.9911 | 1.0081 | 1836.4723 | 210.1043 | -261.4198
2030-01-23 | 1 | -4.9422 | 1257.877 | -48.1087 | -361.9642 | -1871.5492 | -803.3351 | 1540.6085 | -937.8845 | 1120.9637 | -169.6393 | 3858.7478 | 44.4511 | 1459.1376 | 17.2964 | 2209.6409 | 496.2483 | 493.2516 | 209.9989 | -697.6367 | 657.5977 | -1108.7899 | -3262.9771 | -212.3553 | -58.6197 | 4152.6738 | -1424.9426 | -2033.527 | -461.9532 | -131.8389 | 64.6355 | 540.2639 | 1344.4648 | -1082.2677 | 283.0444 | 3.9168 | 3078.7468 | 1954.8439 | -864.0287 | -281.2764 | -1.9478 | -1825.4332 | -538.224 | 3190.9167 | 1227.1893 | 3068.6021 | -299.0177 | -1438.7965 | 2758.4285 | 183.2966 | 510.1071 | -1967.5867 | 201.3093 | -26.3988 | 1923.2659 | 210.1042 | -315.61
2030-01-23 | 2 | -2.6177 | 950.3571 | -43.2647 | -314.2692 | -1871.9945 | -520.0485 | 2463.051 | -1067.4402 | 2290.9661 | -160.5922 | 3887.8523 | 53.0754 | 1874.7241 | -97.8495 | 2045.5431 | 596.2897 | 500.8661 | 209.9989 | -614.0699 | 816.2737 | -1153.3984 | -3343.7498 | -194.5631 | -55.2956 | 3590.7842 | -1078.3268 | -2279.4141 | -338.2183 | -122.042 | 13.092 | 155.3716 | 753.1567 | -1441.7694 | 326.0272 | 3.4263 | 2628.9106 | 1422.4141 | -640.1124 | -2.0813 | -2.2688 | -1893.626 | -492.0348 | 3344.9912 | 1352.0941 | 3245.2114 | -2.5069 | -951.1476 | 3025.1016 | 600.171 | 557.101 | -2066.7468 | 345.5854 | -12.6523 | 1135.6528 | 210.1043 | -342.8015
2030-01-23 | 3 | -2.0693 | 815.2522 | -42.7066 | -306.8077 | -1838.283 | -480.9333 | 2167.708 | -1129.189 | 2599.0967 | -194.9645 | 3845.0564 | -45.594 | 1985.1029 | -139.998 | 2008.887 | 482.5512 | 544.3854 | 209.9989 | -625.97 | 908.2737 | -1166.9037 | -3927.4907 | -153.9441 | -50.4191 | 3570.0798 | -959.3448 | -2418.6743 | -318.0088 | -112.9945 | 61.7432 | 72.3036 | 457.3939 | -1563.5944 | 286.2179 | 3.2538 | 2534.2781 | 1779.8182 | -443.0529 | 89.0967 | 0.99962 | -2057.0359 | -366.498 | 3485.9543 | 1386.1766 | 3467.7336 | -2.605 | -522.2285 | 3119.6562 | 613.869 | 658.9141 | -1781.7484 | 0.99401 | -4.5263 | 1155.5854 | 210.1043 | -330.3765
2030-01-23 | 4 | -4.4003 | 689.9449 | -46.1657 | -317.9645 | -1837.2487 | -482.9598 | 1869.4263 | -1064.3324 | 2569.8015 | -180.6831 | 3850.981 | -32.7356 | 2060.6514 | -230.2178 | 1833.7203 | 738.9442 | 568.9373 | 209.9989 | -585.5768 | 899.1487 | -1098.0302 | -3885.5391 | -126.2524 | -64.6137 | 3403.9033 | -933.3625 | -2322.7246 | -318.2892 | -107.58 | 129.8566 | -145.2475 | 315.1069 | -1675.2242 | 330.9218 | 2.5812 | 2546.5854 | 2608.0049 | -160.3732 | 239.3933 | 1.0009 | -2088.8367 | -287.6258 | 3773.2034 | 1471.2084 | 3882.0242 | -2.7089 | -277.6845 | 3100.6938 | 521.5278 | 676.1631 | -1776.6888 | 0.99897 | -3.9925 | 1629.4679 | 210.1042 | -323.9258
2030-01-23 | 5 | -15.0141 | 491.0022 | -52.6523 | -356.3166 | -1840.5017 | -442.1891 | 1960.7278 | -1184.5262 | 2467.5562 | -161.4198 | 3844.0312 | -14.8825 | 2013.7478 | -290.1691 | 1742.3969 | 1436.8672 | 670.8687 | 209.9989 | -546.2645 | 994.0809 | -1078.1017 | -3456.2336 | -61.5295 | -69.5187 | 3218.1707 | -1012.7363 | -2380.7117 | -315.0493 | -94.4944 | 232.2766 | -225.7464 | 906.937 | -1697.9006 | 540.9094 | 2.6558 | 2467.3999 | 4122.082 | -3.1964 | 179.1129 | 0.99895 | -2312.9541 | -155.7567 | 3875.7058 | 1574.1495 | 3909.7854 | -2.9777 | -278.6721 | 2815.0889 | 121.6512 | 961.6489 | -1158.9495 | -51.1664 | -437.4899 | 3718.103 | 210.1043 | -325.7439
2030-01-23 | 6 | -15.3012 | 540.1776 | -56.0016 | -381.2046 | -1863.3029 | -670.2385 | 424.031 | -1260.8037 | 1028.3456 | -162.6027 | 3838.4858 | -33.0987 | 2121.9294 | -306.0799 | 1742.7655 | 1552.4314 | 673.6812 | 209.9989 | -546.2861 | 786.5339 | -1028.3759 | -3594.0088 | -63.8018 | -93.353 | 3370.7344 | -1225.5544 | -2391.7847 | -421.4621 | -91.2317 | 350.3159 | -257.5319 | 731.1635 | -1479.4152 | 463.0413 | 2.0943 | 2948.342 | 4443.5581 | -669.2813 | -127.9133 | -2.0648 | -2452.0554 | -254.8129 | 3429.9321 | 1390.068 | 3405.3335 | -297.9742 | -956.0074 | 3309.9814 | 343.246 | 825.9061 | -269.1483 | -901.8343 | -262.5725 | 5085.4043 | 210.1043 | -149.2311
2030-01-23 | 7 | -22.5311 | 546.8215 | -60.6816 | -459.6994 | -1524.454 | -734.5349 | -17.2699 | -852.4943 | 279.493 | -175.5775 | 3784.2942 | 26.6905 | 1799.9572 | -213.2207 | 2051.5725 | 1465.1016 | 665.719 | 209.9989 | -537.4731 | 441.3105 | -1165.4022 | -3793.0056 | -150.9835 | -103.9929 | 3252.9675 | -1563.6111 | -1603.1711 | -450.3124 | -96.7911 | 324.8705 | 703.6384 | 1584.0601 | -856.848 | 497.9021 | 2.5741 | 2943.2766 | 5896.8936 | -892.5511 | -366.1403 | 1.0011 | -1738.4198 | -595.4785 | 3484.2463 | 1306.0931 | 3231.4382 | -285.9941 | -1596.7734 | 2468.0007 | -806.0997 | 523.9362 | -1023.0683 | -919.451 | 143.5648 | 6389.646 | 210.1042 | -85.8513
2030-01-23 | 8 | -32.0566 | 533.8948 | -70.0132 | -556.116 | -1647.5271 | -777.9234 | -706.4185 | -845.4485 | 168.414 | -293.8003 | 3818.2612 | 159.6884 | 1489.6698 | -174.2744 | 2106.6772 | 1373.1544 | 632.3714 | 209.9989 | -695.2893 | 582.6924 | -1382.1183 | -4414.0615 | -100.9072 | -72.5558 | 3917.02 | -1829.1917 | -1906.917 | -495.9375 | -79.5194 | 329.7199 | 1162.7898 | 2105.9226 | -751.9979 | 638.3052 | 2.8472 | 2496.6174 | 7111.877 | -426.9979 | -2.1115 | 174.891 | -1837.8042 | -587.6537 | 4488.1729 | 1379.7886 | 4301.2222 | -269.3698 | -954.4048 | 2835.9978 | -1035.9615 | 1007.7748 | -412.6603 | -730.3615 | -458.1392 | 6999.751 | 210.1043 | -223.6479
2030-01-23 | 9 | -36.4336 | 836.2046 | -76.1256 | -651.3364 | -1758.2953 | -988.9329 | -2015.7997 | -877.4562 | 848.2657 | -370.7477 | 3830.9048 | 125.406 | 1407.0834 | -55.5114 | 2098.7197 | 1296.2632 | 544.8621 | 209.9989 | -655.1973 | 310.3853 | -1115.5272 | -3960.4138 | -141.5999 | -70.5762 | 3841.9197 | -2212.0996 | -1340.6873 | -620.7106 | -79.8421 | 395.7187 | 1781.7316 | 2132.1812 | -400.8411 | 620.406 | 2.4136 | 2517.7065 | 7454.6431 | -454.4385 | -2.0393 | 63.7227 | -1686.1598 | -653.8368 | 4550.3633 | 1365.6584 | 4330.832 | -263.8843 | -1243.8574 | 2699.7622 | -1029.4503 | 442.7891 | -1714.2305 | -154.1487 | -80.9625 | 6777.8232 | 210.1043 | -223.9097
2030-01-23 | 10 | -35.3188 | 932.569 | -71.5876 | -660.3491 | -1814.818 | -967.9505 | -1969.9642 | -986.5703 | 725.0574 | -374.2478 | 3794.9307 | 91.9049 | 1418.0529 | 51.0251 | 2119.5996 | 1399.9089 | 525.9936 | 209.9989 | -539.7352 | 288.9673 | -1052.1556 | -3595.5132 | -179.8517 | -57.2845 | 3376.3955 | -2226.0049 | -1173.6436 | -587.8726 | -87.5051 | 270.4867 | 1866.5613 | 1803.8799 | -250.4022 | 540.2825 | 2.7381 | 1835.4645 | 7251.0869 | -648.2784 | -76.4015 | 0.99946 | -1476.8285 | -758.4429 | 3904.8022 | 1329.6447 | 3735.2046 | -263.4288 | -1568.0939 | 2688.8723 | -801.7745 | 219.5282 | -2060.3499 | -356.4967 | 14.3592 | 6366.2705 | 210.1043 | -154.1035
2030-01-23 | 11 | -41.5005 | 991.613 | -72.898 | -721.674 | -1828.2852 | -963.8305 | -1363.8132 | -1041.5602 | 569.4074 | -365.8765 | 3783.4761 | 118.1474 | 1463.1682 | 101.4119 | 2098.7761 | 870.3701 | 267.7975 | 209.9989 | -506.2511 | 430.3779 | -951.0563 | -4119.4634 | -193.0309 | -64.1314 | 3218.2842 | -2420.4941 | -1687.2147 | -641.6406 | -93.8415 | 245.7037 | 2056.0337 | 2417.2312 | -317.1911 | 693.5888 | 1.6804 | 1944.7904 | 7847.2051 | -635.7018 | -84.0832 | 0.99814 | -1630.45 | -748.1085 | 3868.1323 | 1327.1469 | 3672.8262 | -261.9299 | -1007.1621 | 2639.3203 | -642.2405 | 217.345 | -2267.0759 | -26.5095 | -150.3289 | 7570.4072 | 210.1043 | -87.173
2030-01-23 | 12 | -52.412 | 955.348 | -73.8132 | -796.5706 | -1846.3538 | -790.7278 | -970.9934 | -1238.1196 | 441.9042 | -359.8436 | 3770.9717 | 118.1533 | 1467.1243 | 92.1333 | 2095.0151 | 908.9333 | 232.3014 | 209.9989 | -510.3307 | 458.9609 | -983.0475 | -4330.2827 | -219.1262 | -53.3296 | 3233.8706 | -2515.136 | -1774.717 | -621.7452 | -95.2009 | 191.5169 | 2333.7778 | 3490.6279 | -228.4612 | 849.6592 | 1.7982 | 2057.9868 | 8936.7773 | -593.5364 | 1.0012 | 0.99972 | -1633.2233 | -768.9752 | 3904.9136 | 1317.0181 | 3774.4402 | -261.0459 | -814.7215 | 2661.7 | -859.725 | 105.4891 | -2461.5725 | -156.0699 | -4.1622 | 8272.4268 | 210.1042 | -67.9503
2030-01-23 | 13 | -56.8131 | 821.3388 | -74.2885 | -799.8061 | -1857.5752 | -776.4778 | -1516.965 | -1245.808 | 467.43 | -356.7332 | 3771.0708 | 132.9304 | 1476.8412 | 94.4841 | 2092.0317 | 950.076 | 264.7762 | 209.9989 | -496.7309 | 520.9793 | -926.4037 | -4438.0215 | -147.3916 | -50.1633 | 3152.4297 | -2576.8323 | -1990.9802 | -622.829 | -85.1044 | 315.0439 | 2272.2549 | 3836.1335 | -339.0049 | 948.981 | 0.77197 | 2037.1089 | 8990.1836 | -581.5247 | -2.0102 | 0.99555 | -1760.4618 | -518.6577 | 4046.4541 | 1372.7858 | 3918.2927 | -261.0445 | -1086.2617 | 2569.3616 | -888.2529 | 229.8742 | -1220.0587 | -658.3852 | 1.0134 | 9473.8311 | 210.1043 | -67.0041
2030-01-23 | 14 | -63.3309 | 705.4879 | -74.8178 | -791.3281 | -1869.0665 | -700.1339 | -2000.6002 | -1233.2777 | 690.0824 | -360.7853 | 3792.6135 | 107.0412 | 1431.2577 | 90.5145 | 2097.0085 | 1014.7493 | 299.4638 | 209.9989 | -496.5856 | 453.0587 | -973.0856 | -4784.3799 | -126.2692 | -55.3041 | 3194.4536 | -2721.3093 | -2061.3643 | -605.6113 | -80.916 | 410.3259 | 2286.5667 | 4210.2441 | -291.0095 | 1050.5077 | 0.20203 | 2158.5198 | 9232.7627 | -545.3695 | -0.74853 | 1.0001 | -1802.7555 | -429.1522 | 4153.7681 | 1397.1254 | 4059.8833 | -262.5034 | -1166.8784 | 2492.3154 | -1072.5365 | 247.3757 | -1344.3947 | -762.2514 | -2.3153 | 10106.0615 | 210.1043 | -101.2417
2030-01-23 | 15 | -79.1401 | 450.0748 | -77.0545 | -756.1354 | -1877.0992 | -443.1602 | -1689.1149 | -1374.2401 | 1.0032 | -347.5323 | 3729.7432 | 168.29 | 1383.8875 | -85.0604 | 2085.5972 | 963.5983 | 415.5822 | 209.9989 | -531.115 | 852.1894 | -1132.662 | -5371.5557 | -82.5317 | -24.2835 | 3299.0115 | -2693.4231 | -2754.2581 | -512.2972 | -74.2933 | 334.2795 | 2226.8782 | 5175.0571 | -574.249 | 1469.3232 | 0.32638 | 1507.2047 | 9969.5703 | -406.6694 | 0.99829 | 449.5301 | -2196.5164 | -306.4099 | 4305.2109 | 1406.0692 | 4170.0996 | -262.4051 | -976.5206 | 2411.8096 | -1401.2386 | 758.689 | -582.2839 | -805.1711 | -752.9453 | 10058.9463 | 210.1042 | -154.3264
2030-01-23 | 16 | -81.2436 | 623.2827 | -74.4672 | -762.199 | -1458.5151 | -601.2995 | -3493.707 | -261.422 | -2.9902 | -348.5925 | 3771.4421 | 147.1431 | 1391.8949 | -199.2915 | 2065.1895 | 1056.2606 | 411.3035 | 209.9989 | -470.1654 | 614.6332 | -1042.5494 | -5395.7456 | -108.4001 | -15.6143 | 3025.5786 | -2911.5542 | -2234.4409 | -574.5755 | -83.246 | 428.3094 | 2600.5679 | 5017.5757 | -227.7738 | 1387.2854 | 0.42099 | 1124.1301 | 9620.0312 | -1.2292 | 194.4064 | 449.4291 | -2290.5315 | -374.6935 | 4566.5029 | 1413.6234 | 4609.4863 | -263.6779 | -419.3089 | 2328.406 | -1852.1316 | 683.2111 | -371.8358 | -1283.7963 | -296.1696 | 9687.8477 | 210.1043 | -91.9981
2030-01-23 | 17 | -88.2981 | 628.2858 | -75.8792 | -741.9946 | -1679.9666 | -539.256 | -2851.2529 | -510.1073 | 1.0042 | -349.9198 | 3885.0632 | 135.7793 | 1966.1169 | -261.8105 | 2001.3101 | 466.8529 | 478.8071 | 209.9989 | -493.2675 | 441.2989 | -1023.0244 | -5304.9312 | -156.4941 | -28.2216 | 3238.8533 | -3064.6326 | -1915.9076 | -561.7667 | -92.394 | 414.7394 | 2784.6782 | 5580.0791 | 0.78203 | 1487.4641 | 0.47747 | 1394.5881 | 10483.2764 | -396.5956 | 0.99772 | 449.5323 | -2088.8196 | -499.6762 | 4184.6143 | 1307.7816 | 3974.7954 | -257.4223 | -761.7844 | 2307.5469 | -2279.6865 | 423.9478 | -410.2786 | -1096.598 | -1.5488 | 8458.3037 | 210.1042 | -66.3245
2030-01-23 | 18 | -88.8732 | 634.1108 | -77.2033 | -731.5649 | -1726.8506 | -549.6564 | -2295.5715 | -391.661 | 172.6266 | -356.2333 | 3808.7 | 96.6313 | 2119.7715 | -23.3103 | 1958.7615 | 146.9621 | 433.8179 | 209.9989 | -461.8209 | 466.1193 | -1075.2435 | -5325.2085 | -183.2389 | -43.8554 | 3183.7485 | -3155.7256 | -1993.4314 | -576.628 | -97.5019 | 363.6146 | 2458.9163 | 5970.9321 | 30.2602 | 1533.7992 | 0.49336 | 2234.6135 | 11032.1992 | -478.2285 | 0.99882 | 449.5533 | -1768.769 | -651.5612 | 4111.5889 | 1300.2998 | 3893.5303 | -247.092 | -656.704 | 2145.9236 | -3008.2991 | 22.0407 | -848.7465 | -1264.2854 | 360.6744 | 8046.9448 | 0.10427 | 66.0643
2030-01-23 | 19 | -87.5911 | 586.6252 | -83.0195 | -736.2877 | -1419.1797 | -604.137 | -3282.0146 | -4.4528 | 358.6915 | -354.9121 | 3816.4836 | 128.1534 | 2121.2478 | 40.3078 | 2030.0302 | 405.4693 | 369.0073 | 209.9989 | -508.7278 | 614.7369 | -1082.5768 | -5572.2285 | -168.9678 | -33.59 | 3329.4373 | -3147.1572 | -2234.3389 | -589.3009 | -96.8228 | 394.0282 | 2458.0635 | 5730.2056 | -24.047 | 1470.527 | 0.46116 | 2220.5857 | 10693.8652 | -669.2889 | 1.0074 | 0.99512 | -2040.108 | -707.9862 | 3846.228 | 1261.068 | 3636.0063 | -247.4695 | -913.8255 | 2472.6365 | -2785.175 | 307.9242 | -683.7459 | -1560.3164 | 680.265 | 7026.7104 | 0.10427 | 23.5484
2030-01-23 | 20 | -89.1844 | 368.7061 | -87.8322 | -731.1266 | -1379.8746 | -565.5599 | -3988.4226 | 117.41 | 497.1657 | -321.0341 | 3922.7754 | 187.8102 | 2015.2385 | 0.99921 | 1996.6539 | 155.2564 | 346.7545 | 209.9989 | -550.1815 | 583.6698 | -1243.7443 | -5961.9248 | -125.925 | -35.5689 | 3457.8765 | -3118.3823 | -2370.9932 | -569.6016 | -91.6151 | 516.379 | 2404.7048 | 5489.6831 | -59.7824 | 1465.6705 | 0.45245 | 2241.356 | 10681.5762 | 209.1752 | -89.5943 | 1.0006 | -2402.0869 | -625.5692 | 4183.2734 | 1182.9669 | 3665.7676 | -251.7559 | -1794.8019 | 3790.8279 | -1257.6458 | 646.9006 | -497.8846 | -1373.7155 | 365.4713 | 6791.6758 | 0.10427 | -70.625
2030-01-23 | 21 | -90.7977 | 21.9223 | -88.2787 | -712.6298 | -1792.6765 | -445.2118 | -3412.9368 | -461.6692 | 717.0242 | -340.5173 | 3944.8538 | 194.7466 | 1800.5883 | -158.9379 | 1956.5021 | -231.9656 | 335.6483 | 209.9989 | -560.1859 | 581.8575 | -1100.6713 | -5765.6465 | -90.078 | -46.219 | 3539.2273 | -3076.3977 | -2275.2668 | -539.5695 | -72.7191 | 563.1894 | 2485.459 | 5922.6602 | -20.0605 | 1510.9683 | 0.31652 | 2093.9951 | 11316.0664 | 350.5981 | 1.0034 | 207.8474 | -2332.4028 | -595.0607 | 4222.062 | 1217.5919 | 3815.0305 | -255.442 | -1151.8536 | 3889.9458 | -1079.6019 | 625.4861 | -742.0489 | -827.1031 | 542.4316 | 8612.9307 | 0.10427 | -97.8042
2030-01-23 | 22 | -93.9057 | -294.1109 | -90.1973 | -696.2101 | -1773.8153 | -335.0539 | -3161.9478 | -596.0122 | 729.381 | -330.7932 | 3847.2891 | 193.379 | 2058.3833 | -319 | 1759.8 | 53.8889 | 344.4362 | 209.9989 | -607.6396 | 650.0072 | -939.5512 | -5427.8452 | -18.023 | -55.7987 | 3834.6121 | -3107.7119 | -2181.676 | -501.0051 | -57.923 | 678.6438 | 2416.1453 | 6208.6309 | 27.5141 | 1586.5481 | 0.3372 | 1958.3448 | 11794.7344 | -572.6486 | 1.0014 | 282.1874 | -2233.8 | -391.1885 | 3923.9028 | 1272.8604 | 3631.97 | -263.6672 | -476.6599 | 2764.8574 | -1954.1318 | 685.0227 | -572.4106 | -1333.016 | -1.0663 | 10222.2344 | 210.1042 | -81.83
2030-01-23 | 23 | -95.6071 | -464.3103 | -88.2602 | -677.1424 | -1665.6582 | -157.6788 | -2190.9456 | -766.6926 | 546.6113 | -318.3616 | 3778.8962 | 183.7889 | 1594.3649 | -395.6861 | 1501.6754 | 146.8254 | 381.121 | 209.9989 | -582.109 | 505.4474 | -1218.1199 | -5979.9824 | -86.0131 | -42.1564 | 3610.1128 | -3114.6707 | -2124.9487 | -444.3169 | -58.4207 | 494.616 | 2473.9919 | 6266.8555 | 86.4651 | 1644.8445 | 0.3456 | 1218.8126 | 12086.1748 | -430.5337 | 116.2276 | 449.5152 | -2171.2432 | -498.5107 | 3986.3242 | 1301.6385 | 3966.1907 | -275.3672 | -1016.9835 | 2794.2292 | -1336.787 | 599.0151 | -1246.0112 | -680.8629 | 1.0133 | 11151.2109 | 210.1043 | -74.8953
2030-01-23 | 24 | -95.7695 | -356.8086 | -80.9826 | -707.1258 | -1789.8547 | -266.6693 | -2295.1299 | -1214.7246 | 769.0076 | -296.3766 | 3727.8555 | 189.4552 | 1581.7783 | -472.6974 | 1239.7299 | 464.5858 | 452.743 | 209.9989 | -586.6434 | 274.993 | -1328.8794 | -6439.4624 | -79.4584 | -38.2779 | 3818.3052 | -2926.6794 | -2235.4653 | -467.7199 | -48.8338 | 496.6982 | 2378.6001 | 6208.7974 | -22.441 | 1698.9934 | 0.33221 | 983.803 | 12383.043 | -483.7578 | 0.99925 | 449.5248 | -2118.1794 | -404.9046 | 3584.5618 | 1289.0387 | 3607.1116 | -287.711 | -1066.9565 | 2549.2603 | -1497.7866 | 609.2147 | -486.1268 | -1085.4174 | -321.7903 | 11843.8516 | 210.1042 | -1.2481
2030-01-24 | 1 | -89.9375 | -126.8897 | -72.6396 | -725.1766 | -1600.5745 | -360.4322 | -3809.4368 | -519.0367 | 1080.1042 | -121.9298 | 3805.9802 | 63.7831 | 1545.4302 | -592.4083 | 884.4709 | 730.8303 | 510.9874 | 209.9989 | -559.9466 | 499.8257 | -1211.0791 | -6518.6138 | -46.2304 | -63.6851 | 3748.8953 | -2606.332 | -2540.7117 | -501.2469 | -55.2825 | 499.5638 | 1868.7898 | 5804.7637 | -476.1106 | 1786.3711 | 0.47387 | 927.035 | 11728.5967 | -819.8942 | 1.0003 | 112.9393 | -2317.1965 | -170.6777 | 3669.9419 | 1362.8629 | 3737.231 | -296.3447 | -895.2703 | 2735.8164 | -1729.082 | 824.6855 | -79.7292 | -973.712 | 1.0098 | 10185.2725 | 210.1043 | -27.558
2030-01-24 | 2 | -83.5204 | 8.3488 | -70.081 | -656.4656 | -664.2708 | -605.9216 | -6139.0405 | 845.3919 | 1410.3511 | -94.6994 | 3468.5544 | 0.99996 | 1619.0659 | -663.6958 | 599.2808 | 961.4394 | 490.1732 | 209.9989 | -545.7258 | 390.914 | -1020.7419 | -6190.5581 | 19.6181 | -75.8896 | 3800.811 | -2581.6008 | -2067.5542 | -556.3553 | -61.3391 | 682.7557 | 1586.9772 | 5353.4458 | -571.395 | 1685.9285 | 0.54863 | 995.8898 | 10561.8867 | -897.9115 | 77.9805 | 449.6972 | -2335.9175 | 82.4134 | 2834.9338 | 1374.9591 | 3025.4868 | -299.6399 | -649.6577 | 2530.219 | -1853.5378 | 695.1608 | -31.5966 | -2026.6794 | 816.3265 | 8280.9912 | 210.1043 | 127.3474
2030-01-24 | 3 | -72.7036 | 82.9197 | -81.2963 | -617.4127 | -252.2579 | -872.9538 | -7818.9844 | 1984.3447 | 1338.9939 | -5.5342 | 2959.6233 | 57.2463 | 1860.6091 | -688.1025 | 530.7426 | 987.8364 | 489.6578 | 209.9989 | -573.1464 | 384.1391 | -921.8334 | -5435.8711 | 102.5828 | -71.561 | 4020.1616 | -2370.4729 | -1933.9547 | -587.8312 | -65.1052 | 903.6683 | 1486.2562 | 3227.144 | -739.5343 | 1403.2344 | 0.59773 | 531.3835 | 8890.5469 | -75.1216 | 605.9321 | 1.0005 | -2491.5095 | 347.2799 | 2949.9197 | 1539.4076 | 3357.9524 | -2.778 | -925.209 | 4339.9419 | -130.6482 | 1013.5634 | 667.2171 | -2307.9531 | 266.0631 | 8106.0908 | 210.1043 | 113.4172
2030-01-24 | 4 | -45.1338 | 464.7549 | -73.9784 | -560.9344 | -30.1403 | -1175.5184 | -9236.1436 | 2794.8914 | 1106.7461 | -43.47 | 2373.825 | -90.3757 | 2058.0591 | -721.1086 | 398.2545 | 1539.8331 | 84.816 | 209.9989 | -463.2782 | 168.6442 | -762.3823 | -4213.7607 | 80.479 | -73.8503 | 3701.9583 | -2054.4614 | -1168.9601 | -646.0837 | -82.4992 | 963.9434 | 1126.7517 | 272.1135 | -819.1069 | 774.022 | 0.66059 | 29.3083 | 6139.2446 | -2.3692 | 566.5648 | 1.0003 | -2300.6733 | 282.1107 | 3370.5903 | 1408.2649 | 3757.1604 | -2.3953 | -273.0247 | 2259.99 | -2459.5913 | 757.8011 | 67.3065 | -2323.1108 | 729.0376 | 8580.8467 | 210.1043 | 150.5873
2030-01-24 | 5 | -40.5228 | 217.5347 | -75.9637 | -536.1043 | 39.7398 | -1298.0513 | -9933.5303 | 2900.3877 | 401.3194 | -7.8866 | 2888.0513 | 0.99712 | 2048.6252 | -722.0927 | 381.3662 | 1723.0028 | 111.0283 | 209.9989 | -253.2961 | 132.1212 | -635.9736 | -3201.3826 | 91.4079 | -95.989 | 2918.199 | -1944.5215 | -607.4962 | -680.5047 | -75.3622 | 1017.5255 | 1109.3093 | 1.8368 | -896.9937 | 602.9264 | 0.64569 | 1.0013 | 3394.938 | -22.7544 | 572.3415 | 1.0012 | -2335.4468 | 271.7678 | 3411.1355 | 1450.2036 | 3799.5334 | -2.3289 | -275.0586 | 2262.2939 | -2640.4883 | 699.3096 | 321.5011 | -2920.6973 | 632.0599 | 10298.4365 | 210.1042 | 201.1682
2030-01-24 | 6 | -33.1717 | 252.7152 | -73.8254 | -372.7154 | 664.8183 | -1547.2346 | -11995.0459 | 3943.7502 | -81.5949 | -98.2578 | 2196.1853 | -2 | 2109.0986 | -720.3433 | 366.0317 | 1370.9215 | 36.7428 | 209.9989 | -407.5176 | 236.7022 | -844.7842 | -2801.7935 | 179.0998 | -70.739 | 3607.9678 | -1765.6276 | -938.3042 | -707.9778 | -75.1974 | 1192.7205 | 946.3778 | 1.0128 | -1098.0253 | 352.0049 | 0.65677 | -312.1425 | -418.2375 | -437.3343 | 0.99786 | 449.5453 | -2044.9255 | 667.834 | 3381.603 | 1454.8203 | 3409.4041 | -293.8165 | -273.2187 | 1398.2684 | -3855.9775 | 833.4146 | 0.96091 | -4154.605 | 159.1452 | 10548.7256 | 210.1043 | 206.3055
2030-01-24 | 7 | -36.3627 | 331.2373 | -79.277 | -438.832 | 755.8365 | -1767.8054 | -13697.8594 | 4924.4014 | -581.5798 | -257.0505 | 2509.3452 | 108.9398 | 2129.804 | -681.1248 | 545.8339 | 2000.5553 | 52.4439 | 209.9989 | -440.689 | -246.1328 | -928.7259 | -3287.9197 | 133.1326 | -75.6879 | 3320.0752 | -2094.7065 | -394.7941 | -792.8685 | -82.6207 | 1384.6633 | 1607.9939 | 1.0039 | -694.502 | 222.3231 | 0.49961 | -289.6873 | -240.954 | -574.7866 | 0.9992 | 449.486 | -2135.6702 | 271.9368 | 4080.1877 | 1368.0247 | 3946.7214 | -278.5377 | -691.4675 | 1902.167 | -3390.4646 | 402.5017 | 0.96756 | -4482.2466 | 521.6978 | 12033.373 | 210.1043 | 138.6775
2030-01-24 | 8 | -39.3865 | 298.8828 | -85.5982 | -496.2257 | 280.0594 | -1802.3442 | -13941.3408 | 4414.8799 | -997.4124 | -123.9916 | 2500.927 | 5.5935 | 2088.2476 | -409.5025 | 1524.0887 | 1085.7521 | 101.2172 | 209.9989 | -470.0806 | -186.5817 | -1108.2734 | -3295.6018 | 124.7237 | -54.4871 | 3398.6899 | -2198.4932 | -453.3208 | -816.8451 | -78.2523 | 1357.1866 | 2139.1948 | 3.162 | -611.1733 | 175.8917 | 0.6358 | -708.6827 | 112.8847 | -374.5219 | 62.3181 | 449.3842 | -2323.8977 | 105.5525 | 5169.002 | 1437.9027 | 4944.2549 | -263.9791 | -651.8992 | 1660.5759 | -4134.6055 | 744.4173 | 967.492 | -2978.0947 | 255.6558 | 13137.0762 | 210.1043 | -13.1516
2030-01-24 | 9 | -45.4256 | 155.4308 | -87.0452 | -610.1877 | -418.4129 | -1515.2612 | -12780.2842 | 2941.4363 | -439.6451 | -149.4861 | 2359.2048 | 1.0012 | 1892.4912 | -351.0999 | 1724.2113 | 617.4329 | 128.1166 | 209.9989 | -475.2967 | 68.901 | -1099.8578 | -2607.0308 | 89.5756 | -37.5814 | 3430.354 | -2134.2886 | -812.5997 | -753.6761 | -68.0942 | 1110.5529 | 2096.9421 | 1241.516 | -798.9423 | 381.2142 | 0.64947 | -1089.6278 | 738.4633 | -358.3879 | 116.9926 | 449.2854 | -2217.6523 | 35.2579 | 5239.2354 | 1443.3815 | 5035.3672 | -258.9842 | -960.3171 | 1185.095 | -4243.7715 | 708.067 | 92.1639 | -1609.207 | 477.2476 | 12920.3193 | 210.1043 | -109.515
2030-01-24 | 10 | -44.9827 | 92.8358 | -81.5552 | -622.4121 | -349.9946 | -1440.7543 | -12893.8633 | 3045.3379 | -629.0626 | -161.3004 | 2267.7974 | 45.8051 | 2141.2554 | -362.0815 | 1679.7734 | 722.9034 | 73.081 | 209.9989 | -423.0216 | 18.3333 | -955.2805 | -2034.9177 | 111.0277 | -46.1862 | 3292.6404 | -2112.6584 | -834.9819 | -740.8852 | -58.3144 | 1155.6039 | 2052.7546 | 789.6287 | -848.2121 | 409.6194 | 0.65688 | -1039.5223 | 1463.1501 | -372.7198 | 320.9739 | 449.0959 | -1948.9507 | 175.3334 | 5054.0068 | 1447.2255 | 5049.5854 | -256.8117 | -820.978 | 93.5119 | -4919.2114 | 382.568 | -79.3805 | -2126.6423 | 666.7297 | 14226.623 | 210.1043 | 16.7424
2030-01-24 | 11 | -47.1806 | 231.0544 | -76.5636 | -472.1343 | -290.6698 | -1485.54 | -12483.1689 | 2953.7734 | -22.4877 | -298.1629 | 2342.0369 | 116.3298 | 2128.8469 | -504.9153 | 1222.395 | 1113.8523 | 155.3833 | 209.9989 | -378.543 | 70.1978 | -895.6304 | -1678.463 | 81.823 | -45.8767 | 3180.2136 | -2044.9504 | -1031.2009 | -720.9564 | -70.2491 | 1029.6608 | 1917.4095 | 1040.8274 | -948.3279 | 410.8919 | 0.60423 | -1110.0839 | 13.2037 | -0.83522 | 376.3772 | 449.4123 | -1607.5406 | 234.0672 | 4958.7144 | 1470.2142 | 5006.5171 | -256.8322 | -817.1274 | 194.0312 | -4963.0405 | -8.6508 | -874.7385 | -2628.3313 | 1493.286 | 14103.9033 | 210.1043 | 235.3139
2030-01-24 | 12 | -40.1232 | 394.5448 | -70.291 | -444.3695 | -277.1877 | -1533.4628 | -12215.2441 | 2984.5132 | -2.9726 | -313.5529 | 2382.5881 | 158.7544 | 2139.4421 | -448.999 | 1350.2368 | 1071.6399 | 100.8378 | 209.9989 | -373.1989 | 79.9962 | -750.1295 | -1436.4629 | 43.5085 | -43.2521 | 3160.394 | -1971.5853 | -1128.4482 | -732.4843 | -78.0315 | 949.312 | 1855.2795 | 386.8214 | -1018.7842 | 290.5654 | 0.58654 | -1157.0028 | -826.7958 | -505.7437 | 236.3943 | 449.3198 | -1804.7935 | 64.0329 | 3965.4773 | 1437.8319 | 4016.5916 | -257.5927 | -1039.2711 | 195.4588 | -4805.3052 | -84.3628 | -156.904 | -3291.5505 | 1869.6063 | 14190.7539 | 210.1043 | 344.2828
2030-01-24 | 13 | -40.6097 | 0.99803 | -68.4723 | -505.6165 | -325.6418 | -1168.7123 | -10560.8389 | 2256.5996 | -2.9445 | -296.3372 | 2127.3413 | 172.27 | 2140.0488 | -522.9091 | 1104.8833 | 1306.1555 | 80.8605 | 209.9989 | -336.9568 | 324.4362 | -591.3333 | -966.5756 | 166.8255 | -39.2748 | 3103.8672 | -1736.9603 | -1443.2158 | -628.4848 | -55.9998 | 1053.2389 | 1455.7103 | 258.085 | -1413.8964 | 571.9502 | 0.58628 | -1376.1783 | 1356.1851 | -936.3 | 1.0005 | 449.5492 | -1935.7876 | 604.1487 | 3867.9998 | 1457.0286 | 3704.3794 | -259.6412 | -1518.9059 | -253.7063 | -5079.7495 | 614.8143 | -77.8715 | -2730.9858 | 203.5699 | 14319.6416 | 210.1043 | 216.6758
2030-01-24 | 14 | -34.0634 | -18.4092 | -49.193 | -555.6417 | -365.318 | -1033.1494 | -9968.3818 | 2187.989 | 1.0152 | -306.2448 | 1982.1062 | 105.8813 | 1985.1366 | -548.7938 | 1008.5704 | 1386.9254 | 38.065 | 209.9989 | -328.3228 | 313.6775 | -608.5722 | -740.6078 | 176.1378 | -43.6781 | 3047.801 | -1796.4902 | -1277.3428 | -618.1185 | -54.4141 | 1082.8369 | 1444.856 | 579.6082 | -1405.2559 | 651.7975 | 0.58044 | -1281.7654 | 2847.9172 | -1112.9226 | -2.1156 | 449.5817 | -1882.4834 | 700.3325 | 3936.8894 | 1457.1693 | 3675.1365 | -261.0123 | -1620.26 | -446.3647 | -5146.5381 | 638.8135 | -77.047 | -2618.9663 | 648.0467 | 14581.667 | 210.1043 | 170.3913
2030-01-24 | 15 | -34.4971 | 227.234 | -63.1785 | -523.4681 | -211.6654 | -1180.1874 | -10303.4902 | 2575.4902 | 1.0012 | -301.9619 | 2368.5657 | 114.1729 | 1874.2253 | -561.1876 | 993.585 | 1395.6223 | 35.9148 | 209.9989 | -188.4074 | 130.6348 | -418.3428 | -860.4937 | 111.3422 | -57.4654 | 2417.1538 | -1722.9625 | -993.4253 | -638.5558 | -71.876 | 1046.5507 | 1430.9271 | 3.6669 | -1362.9404 | 505.0114 | 0.5721 | -1277.9382 | 1320.3646 | -1134.8542 | -2.1153 | 449.5682 | -2152.6416 | 486.9887 | 3959.2759 | 1467.9646 | 3718.6951 | -261.7679 | -1570.731 | -576.2043 | -5332.1489 | 563.5845 | -458.3362 | -2735.4854 | 633.5961 | 13499.5479 | 210.1043 | 157.504
2030-01-24 | 16 | -35.277 | 138.1512 | -45.0065 | -532.1018 | -281.452 | -975.2736 | -9772.9014 | 2289.5151 | 1.0031 | -285.9124 | 1951.8066 | 113.9829 | 2043.2882 | -588.7286 | 899.233 | 1493.5607 | 38.3335 | 209.9989 | -312.4486 | 220.9079 | -355.9429 | -527.6523 | 138.6891 | -46.3659 | 2975.1733 | -1640.3 | -1001.0837 | -583.3474 | -64.8918 | 1049.7977 | 1261.7593 | 630.7043 | -1489.4543 | 668.326 | 0.53341 | -1314.5868 | 3148.7886 | -1167.1067 | -2.3398 | 389.1629 | -2232.0432 | 583.4999 | 3860.0479 | 1394.7178 | 3598.6924 | -261.8152 | -1822.1639 | -536.1033 | -5463.4688 | 656.3235 | -354.2229 | -2719.8362 | 478.5482 | 13679.0215 | 210.1043 | 129.6242
2030-01-24 | 17 | -49.4196 | -87.5064 | -44.2447 | -594.661 | -344.8136 | -586.1782 | -7827.0459 | 1963.0428 | 1.003 | -254.6051 | 1917.4354 | 194.9917 | 2131.5962 | -580.2981 | 881.9916 | 1271.4619 | 87.6418 | 209.9989 | -305.2585 | 209.008 | -317.9953 | -367.1851 | 160.86 | -58.5111 | 2978.3665 | -1873.042 | -1036.5427 | -503.7528 | -57.51 | 1102.8254 | 1385.9999 | 2165.9297 | -1374.6884 | 1151.3059 | 0.49425 | -1093.2069 | 7830.0698 | -1208.1927 | 65.034 | 449.4879 | -2249.4888 | 640.1202 | 3825.7249 | 1414.3715 | 3680.4453 | -258.2142 | -1602.7721 | -144.442 | -5598.3379 | 650.0526 | -76.8923 | -2802.8337 | 701.7671 | 14979.8467 | 210.1043 | 153.2649
2030-01-24 | 18 | -76.3446 | -460.5828 | -54.8667 | -712.9222 | -1106.2977 | -246.535 | -5014.2119 | 206.9069 | -2.9935 | -280.6936 | 2211.1504 | 158.4961 | 2158.2605 | -569.811 | 938.2119 | 838.4055 | 251.0432 | 209.9989 | -274.3321 | 74.3852 | -471.2859 | -649.6542 | 102.0277 | -62.8446 | 2868.7551 | -2122.3291 | -1002.7564 | -437.783 | -39.6935 | 995.8505 | 1562.9025 | 5160.2407 | -1171.3846 | 1735.424 | 0.48695 | -1085.1315 | 10620.0254 | -275.5539 | -0.61035 | 449.1946 | -2073.6509 | 288.1661 | 5649.2749 | 1464.2015 | 5091.2827 | -226.0001 | -1430.0552 | -1664.8572 | -7335.9565 | 515.7222 | -376.9821 | -2370.1724 | 66.5864 | 15506.6436 | 210.1043 | 49.311
2030-01-24 | 19 | -78.851 | -386.0797 | -59.8576 | -713.3883 | -1185.973 | -271.0282 | -3404.616 | 1.017 | -2.9514 | -330.1167 | 2006.4419 | 116.227 | 2132.9812 | -455.8984 | 1336.0243 | 330.8912 | 228.5181 | 209.9989 | -344.5194 | 126.7503 | -738.0699 | -949.9941 | 69.9671 | -42.7694 | 3016.0566 | -2131.4526 | -1004.3964 | -418.4447 | -44.8115 | 955.7358 | 1795.3859 | 5799.1665 | -1148.7799 | 1731.5425 | 0.4871 | -1440.6233 | 11281.8174 | -722.5992 | -4.0136 | 182.3402 | -1946.5272 | 137.6743 | 5458.7915 | 1428.5732 | 4890.0156 | -242.3819 | -1704.7505 | -885.5943 | -6296.7056 | 378.5009 | -177.2738 | -2274.7026 | 490.78 | 13953.0488 | 0.10427 | 67.5702
2030-01-24 | 20 | -84.3484 | -483.1106 | -65.8439 | -716.8237 | -1327.5214 | -257.3441 | -2790.9062 | 10.4418 | -2.9258 | -324.1601 | 1848.0072 | 156.0715 | 1529.0382 | -465.6402 | 1301.6987 | 100.7851 | 214.7589 | 209.9989 | -358.7445 | 125.7718 | -651.928 | -1003.5482 | 101.9685 | -39.4844 | 3037.9844 | -2241.4165 | -1085.646 | -412.5621 | -42.254 | 1019.4262 | 1863.298 | 6472.3506 | -1083.7872 | 1713.6715 | 0.42087 | -1457.3369 | 11697.9912 | -631.5894 | -38.1031 | 352.1857 | -1979.6217 | 194.7789 | 5706.1973 | 1466.7339 | 5074.3306 | -182.3455 | -1610.5651 | 1394.6633 | -3722.8413 | 394.9093 | -395.9861 | -1942.4235 | 293.4704 | 13480.8701 | 0.10427 | 5.5711
2030-01-24 | 21 | -83.0925 | -670.8511 | -68.7815 | -711.197 | -1461.946 | -251.7647 | -2423.5471 | -2.3987 | -2.836 | -297.965 | 1666.0017 | 59.1582 | 872.0689 | -424.3045 | 1503.7563 | -348.1429 | 317.1007 | 209.9989 | -387.8695 | 29.059 | -707.287 | -1055.3625 | 110.1927 | -42.2183 | 3140.2571 | -2282.9231 | -1021.2663 | -412.4789 | -29.9753 | 1085.7061 | 1868.8258 | 7447.897 | -1040.778 | 1737.506 | 0.26109 | -1295.8937 | 12025.4932 | -317.1063 | -3.2197 | 445.0345 | -2178.4172 | 192.4312 | 5802.2202 | 1564.9768 | 5074.8052 | -2.7173 | -1246.5094 | 1606.1322 | -3302.6367 | 516.6609 | -81.4098 | -1778.2783 | 9.7517 | 12579.6133 | 0.10427 | -40.463
2030-01-24 | 22 | -86.7959 | -728.6907 | -68.8268 | -695.7841 | -1680.3318 | -129.9976 | -1651.0358 | -317.1731 | 1.0065 | -168.3033 | 1570.9346 | -9.9823 | 441.5066 | -335.2415 | 1670.6781 | -1550.767 | 329.3179 | 209.9989 | -392.9045 | 44.8873 | -640.2234 | -1005.7081 | 106.0053 | -42.667 | 3128.5208 | -2251.908 | -1133.7062 | -349.2574 | -31.7919 | 1032.2375 | 1793.4142 | 8495.1465 | -1130.0963 | 1892.3557 | 0.33798 | -1272.7101 | 11486.1045 | -134.9506 | 1.0016 | 307.2146 | -2223.426 | 179.5628 | 5682.3271 | 1577.7101 | 5059.5234 | -3.0143 | -394.1746 | 2049.2852 | -2302.7627 | 446.503 | -582.8265 | -1617.4905 | 286.4597 | 11270.4814 | 210.1043 | -32.2804
2030-01-24 | 23 | -87.6684 | -731.0196 | -68.2442 | -702.8193 | -1731.1105 | -131.7519 | -1665.1593 | -652.8613 | -2.8715 | -122.0036 | 1093.0095 | -8.4608 | 698.9759 | -373.1763 | 1410.3765 | -2353.1311 | 254.1761 | 209.9989 | -414.0769 | 27.2067 | -443.9883 | -706.7103 | 78.0341 | -49.2489 | 3216.2058 | -2224.293 | -1084.506 | -357.1453 | -28.8523 | 974.0189 | 1577.0505 | 8967.1416 | -1084.6055 | 1877.4163 | 0.29554 | -1073.3512 | 10916.3115 | -65.0923 | 0.99922 | 1.0009 | -2396.1677 | 115.3147 | 4996.147 | 1520.072 | 4621.5889 | -62.9794 | -662.9727 | 1353.3411 | -2414.6079 | 271.0378 | -1205.8484 | -1410.8467 | 465.1663 | 11056.8613 | 210.1043 | -0.41195
2030-01-24 | 24 | -86.9199 | -610.2689 | -64.5816 | -709.7575 | -1630.7944 | -133.7989 | -1536.7343 | -627.154 | 599.7096 | -102.1483 | 809.9114 | -30.477 | 1272.7732 | -427.1587 | 1183.0135 | -2527.2468 | 267.7958 | 209.9989 | -450.3002 | 131.4727 | -464.7223 | -718.0681 | 100.2314 | -47.7439 | 3377.3496 | -2037.0735 | -1480.5538 | -382.1977 | -30.4086 | 882.5415 | 1242.9152 | 9009.1709 | -570.0865 | 1831.0841 | 0.33931 | -917.8633 | 10297.0117 | -285.318 | 81.4845 | 0.99905 | -2409.6245 | 296.7477 | 4617.6094 | 1585.9918 | 4389.3457 | -2.6254 | -277.8588 | 1976.1957 | -1553.0338 | 374.4821 | -432.7534 | -2061.7278 | 194.4509 | 10612.7969 | 210.1043 | 44.2351
2030-01-25 | 1 | -78.2 | -517.8157 | -58.9451 | -719.3431 | -1226.6725 | -299.9594 | -3070.6938 | 89.1383 | 388.8458 | -181.5555 | 1730.9669 | 0.094697 | 2043.0382 | -803.0671 | 479.0377 | -2566.802 | 348.0852 | 209.9989 | -363.1946 | 61.0085 | -403.9781 | -178.1991 | 167.5635 | -71.7686 | 3131.0425 | -1910.5112 | -1267.4706 | -438.4395 | -29.1108 | 1036.7484 | 1177.0842 | 8703.3994 | -8.1322 | 1702.7712 | 0.28556 | -482.6555 | 9958.708 | -207.3315 | 301.8694 | 0.85744 | -2386.1592 | 566.8453 | 4433.4194 | 1624.2958 | 4528.27 | -7.061 | -274.4961 | 2211.123 | -582.4296 | 356.286 | -382.4792 | -2867.6907 | 476.1779 | 12059.6006 | 210.1043 | 76.9792
2030-01-25 | 2 | -80.3348 | -295.044 | -56.1741 | -695.654 | -803.8846 | -334.0464 | -3952.0256 | 841.9109 | 804.4711 | -39.9093 | 1618.5742 | -41.1091 | 2073.0818 | -605.1736 | 520.0739 | -2179.9465 | 239.7611 | 209.9989 | -359.5225 | 196.9065 | -408.1712 | -157.4974 | 191.9292 | -71.4963 | 3166.4929 | -1859.1 | -1359.3457 | -445.0782 | -44.4548 | 1027.8667 | 872.6493 | 8730.3291 | -89.6855 | 1810.1827 | 0.49116 | -456.8903 | 9535.3105 | -312.3543 | 50.8072 | 1.0012 | -2581.7407 | 674.5314 | 3252.217 | 1513.1508 | 3158.6165 | -2.7867 | -624.213 | 1379.324 | -1346.7919 | 501.3189 | 46.2332 | -3346.3438 | 888.4172 | 10986.8828 | 210.1042 | 173.3404
2030-01-25 | 3 | -70.9174 | -387.6904 | -55.1037 | -692.3559 | -596.1903 | -449.283 | -4649.8945 | 1264.3898 | 859.5466 | 22.156 | 1496.3945 | 73.9346 | 2030.7168 | -634.4448 | 350.5316 | -2619.0269 | 260.9341 | 209.9989 | -449.3084 | 345.7518 | -495.1204 | -375.0438 | 275.7403 | -60.9998 | 3570.4836 | -1861.8103 | -1244.53 | -477.0219 | -31.9652 | 1141.0629 | 995.0652 | 8436.8857 | 74.158 | 1549.5865 | 1.1311 | -263.2309 | 8640.7002 | -225.876 | 314.6823 | 0.99963 | -2742.3013 | 1000.2493 | 2840.6533 | 1396.817 | 3209.9819 | -300.5069 | -954.8531 | 4415.9678 | 501.6545 | 917.4799 | 2338.6882 | -4117.3096 | 678.5373 | 11826.3057 | 210.1042 | 237.0291
2030-01-25 | 4 | -69.0758 | -551.2578 | -58.0067 | -641.9131 | -858.0684 | -343.1939 | -4064.022 | 901.4125 | 909.4099 | -0.061092 | 1492.3413 | 1.0003 | 2043.7378 | -627.8224 | 312.5241 | -2686.6482 | 246.0385 | 209.9989 | -418.6258 | 192.8898 | -400.1645 | -212.4913 | 239.2337 | -67.5029 | 3474.8418 | -1981.1135 | -1105.5891 | -419.6137 | -27.8325 | 1118.8809 | 892.4221 | 8009.1519 | -722.743 | 1586.9509 | 3.1104 | -259.1671 | 7554.6465 | -2.7781 | 247.2416 | 0.99833 | -2711.4731 | 730.4763 | 4212.4087 | 1581.5347 | 4319.1265 | -2.5172 | -277.2833 | 2297.4644 | -492.8754 | 781.748 | 1024.7493 | -3287.6262 | 166.0007 | 11083.1055 | 210.1043 | 56.392
2030-01-25 | 5 | -55.9474 | -653.0439 | -62.5211 | -528.9303 | -1104.8162 | -230.0572 | -3452.7993 | 428.3061 | 469.7409 | -23.5599 | 1707.2242 | 31.9417 | 2051.1943 | -522.4503 | 665.3048 | -2301.8496 | 215.1133 | 209.9989 | -418.065 | 84.9402 | -507.7872 | -263.8476 | 155.1202 | -59.0552 | 3531.9705 | -2099.1785 | -863.7395 | -353.9156 | -36.174 | 954.5545 | 588.4487 | 6333.1553 | -1172.7081 | 1363.7006 | 3.8922 | -411.0565 | 6054.667 | -2.6485 | 149.7227 | 0.99906 | -2548.2563 | 464.7291 | 4243.3999 | 1593.4629 | 4258.8521 | -2.5373 | -277.4582 | 2214.8218 | -750.9655 | 716.4657 | 329.5227 | -2704.8291 | -50.4643 | 9672.082 | 210.1042 | -34.534
2030-01-25 | 6 | -51.6341 | -693.5612 | -61.3413 | -505.2117 | -917.6833 | -134.1026 | -3640.5347 | 603.2362 | -2.9285 | -10.7513 | 2119.7178 | 97.6312 | 2084.1821 | -485.5308 | 783.0784 | -1830.8527 | 210.9626 | 209.9989 | -407.5086 | 124.7405 | -793.282 | -549.9534 | 146.7381 | -54.7649 | 3474.2952 | -1942.8479 | -1008.3791 | -319.3145 | -37.8919 | 930.3744 | 602.5469 | 5528.1128 | -1314.6565 | 1398.1194 | 4.5234 | -619.9688 | 5996.9268 | -14.1321 | 1.0299 | 0.9626 | -2522.8066 | 397.0457 | 4677.1289 | 1616.9596 | 4469.4409 | -2.6005 | -277.4749 | 1878.9049 | -1377.3032 | 850.5182 | 655.7265 | -3115.3232 | -108.2003 | 9062.0742 | 210.1043 | 20.1152
2030-01-25 | 7 | -36.9737 | -784.3251 | -56.8112 | -427.0904 | -1059.5736 | -8.2577 | -3217.8789 | 355.9187 | -493.9337 | -20.4861 | 2521.564 | 128.4704 | 1948.3837 | -424.0825 | 996.3299 | -1146.9403 | 95.711 | 209.9989 | -434.599 | 195.6936 | -1127.7476 | -1061.734 | 116.3353 | -32.7924 | 3467.76 | -1280.5972 | -1204.8007 | -262.1813 | -46.4101 | 870.8239 | 533.4271 | 3872.8284 | -1606.5201 | 1200.5681 | 3.9269 | -1237.4742 | 5472.3101 | -189.7224 | -2.2879 | 1.0014 | -2765.2944 | 242.2923 | 5428.7925 | 1597.5677 | 5022.4985 | -2.7143 | -333.1722 | 1955.665 | -1595.199 | 978.4475 | -79.5708 | -2343.6897 | 326.9545 | 7863.4282 | 210.1042 | -41.2374
2030-01-25 | 8 | -38.1314 | -741.1558 | -67.0403 | -493.1512 | -1601.0148 | -147.9717 | -2699.6111 | 0.99735 | -384.7151 | -125.5152 | 2444.8206 | 169.9398 | 1069.8395 | -171.609 | 1942.7898 | -646.3559 | 87.4083 | 209.9989 | -570.3229 | 438.6366 | -1456.538 | -1076.5504 | 126.4062 | -3.385 | 3597.0081 | -1262.3868 | -1550.4939 | -304.8997 | -38.8633 | 809.8721 | 1254.3975 | 3984.1975 | -1506.1617 | 1078.9862 | 5.1757 | -1635.5293 | 6204.7275 | -2.4811 | -2.2605 | 0.99985 | -2605.1572 | 240.6691 | 5561.5869 | 1516.7388 | 5048.1128 | -2.9662 | -1017.0391 | 3143.5742 | -887.2563 | 1208.9655 | 0.99449 | -667.9698 | 179.8366 | 8958.3242 | 0.10427 | -167.5578
2030-01-25 | 9 | -32.7092 | -589.3124 | -66.9151 | -512.0726 | -1773.3767 | -285.0309 | -2769.4268 | -530.775 | -2.8796 | -152.2388 | 1883.9811 | 150.9722 | 847.1297 | -103.4663 | 2043.7996 | -363.3653 | -20.974 | 209.9989 | -626.2715 | 570.6949 | -1503.7211 | -869.5343 | 111.0291 | 19.055 | 3766.4607 | -1291.8291 | -1969.0771 | -349.6562 | -32.5566 | 686.7513 | 1065.7416 | 3335.137 | -1561.5264 | 912.793 | 4.9936 | -988.6291 | 5668.3525 | -333.8458 | -91.1742 | 1.0012 | -2135.1428 | 231.8457 | 5660.2178 | 1530.6439 | 5061.375 | -2.8368 | -1399.4611 | 2076.4951 | -1638.9849 | 1059.3533 | -669.4872 | -95.8794 | 116.4463 | 9564.7178 | 0.10427 | -213.1703
2030-01-25 | 10 | -31.1105 | -169.8295 | -65.1629 | -525.9377 | -1812.715 | -455.6336 | -2892.751 | -619.467 | -2.8215 | -173.7583 | 2687.2935 | 99.8743 | 1161.9567 | 1.0004 | 2039.8656 | -217.9044 | 18.6212 | 209.9989 | -539.0655 | 462.4247 | -1341.3927 | -883.7206 | 24.3407 | 16.4068 | 3776.4954 | -1440.9202 | -1537.7393 | -425.9529 | -45.1417 | 528.3403 | 1432.382 | 2878.9407 | -1154.4227 | 749.8527 | 7.807 | -808.1738 | 5492.7344 | -265.5846 | -163.3092 | 449.4741 | -2044.6874 | 44.4376 | 5750.7598 | 1492.9629 | 5067.5786 | -3.2235 | -1583.941 | 2349.6619 | -1475.8326 | 730.1461 | -761.531 | -413.0054 | 437.778 | 8111.2935 | 0.10427 | -109.3484
2030-01-25 | 11 | -37.0025 | -145.2554 | -66.6046 | -538.8752 | -1819.2435 | -420.4108 | -2319.3845 | -811.5748 | 1.0048 | -183.686 | 2615.9866 | 82.9979 | 1049.5579 | 39.9823 | 2058.2854 | -396.3018 | 102.1239 | 209.9989 | -542.2839 | 463.4704 | -1312.1674 | -693.5147 | -3.8055 | 14.9557 | 3800.8196 | -1579.4611 | -1587.0654 | -419.209 | -45.5966 | 458.1747 | 1639.4218 | 3407.1562 | -1083.1868 | 934.3381 | 7.4603 | -708.4393 | 5964.0386 | -255.0149 | -153.0619 | 449.7501 | -1755.4292 | 1.0001 | 5724.8662 | 1509.1088 | 5071.3691 | -3.2402 | -1600.6432 | 2387.9104 | -1145.4139 | 637.4816 | -553.4373 | -434.1281 | 140.2648 | 8128.1182 | 0.10427 | -59.1089
2030-01-25 | 12 | -31.1769 | 30.3857 | -62.1822 | -509.9821 | -1886.6573 | -501.7689 | -2695.2488 | -660.7766 | 1.0038 | -175.5754 | 2764.344 | 89.354 | 1148.4496 | 94.3088 | 2068.3225 | -403.614 | 9.8486 | 209.9989 | -554.3027 | 622.3876 | -1314.3364 | -881.8191 | 54.3456 | -39.147 | 3808.2617 | -1492.8099 | -2115.6304 | -434.637 | -50.9917 | 471.2973 | 866.6641 | 2503.3423 | -1260.0692 | 793.8051 | 7.5551 | -80.4717 | 5212.0405 | -324.5201 | -2.0359 | 449.3526 | -1818.9766 | 202.9405 | 5292.0264 | 1501.4028 | 5078.0049 | -259.1413 | -1465.2611 | 1865.1395 | -1212.8672 | 775.1248 | -79.3923 | -527.0275 | 1.0067 | 8960.1807 | 210.1043 | -10.0805
2030-01-25 | 13 | -26.9419 | 109.1929 | -55.6094 | -478.8718 | -1881.5312 | -475.4269 | -2662.9797 | -720.3883 | 1.0102 | -174.3453 | 3392.561 | 82.3992 | 1009.5021 | 106.7325 | 2018.1069 | -230.6216 | 103.9875 | 209.9989 | -578.3629 | 645.7867 | -1214.3031 | -642.279 | 53.3561 | -42.9556 | 3853.5417 | -1447.9783 | -2324.4355 | -432.1861 | -58.4459 | 458.3814 | 578.9761 | 2817.0449 | -1247.1268 | 735.7735 | 8.1689 | 139.1279 | 4395.9956 | -454.0334 | -58.3291 | 449.4048 | -1597.1365 | 372.7087 | 5339.0239 | 1549.3286 | 5078.2705 | -261.121 | -1410.408 | 1936.4033 | -759.9423 | 588.6019 | 1.0088 | -684.8939 | 0.99591 | 8741.707 | 210.1043 | -29.79
2030-01-25 | 14 | -16.8734 | 475.9525 | -50.087 | -441.5352 | -1934.6149 | -681.1324 | -3621.9622 | -331.6801 | -2.761 | -182.6839 | 3586.7156 | 81.6908 | 1151.7218 | -33.4825 | 2139.887 | 751.8593 | 424.3724 | 209.9989 | -535.2371 | 700.7051 | -1171.6615 | -790.4125 | 58.3753 | -59.2306 | 4114.981 | -1487.6893 | -1963.5381 | -491.494 | -72.7869 | 503.5201 | 207.254 | 1690.4227 | -1358.3441 | 456.0951 | 7.1623 | 497.0732 | 2634.9475 | -538.8149 | 1.0016 | 449.3652 | -1981.135 | 397.4712 | 4901.6274 | 1543.5427 | 4738.6611 | -261.2298 | -1583.1957 | 1896.9569 | -279.8051 | 701.7352 | -344.8536 | -554.4865 | 0.9984 | 7342.3784 | 210.1042 | -119.8597
2030-01-25 | 15 | -15.3627 | 665.1268 | -51.3279 | -456.5248 | -1910.9919 | -833.7714 | -4481.5771 | -200.0838 | -2.7624 | -177.8627 | 2762.8711 | 95.6414 | 1840.739 | 3.974 | 2176.8916 | 782.494 | 339.3777 | 209.9989 | -568.863 | 512.8643 | -925.1646 | -482.0665 | 39.299 | -65.6575 | 4313.8813 | -1591.2214 | -1758.875 | -532.4985 | -78.809 | 527.3081 | 145.5999 | 1364.5774 | -1321.0502 | 370.0693 | 7.8936 | 808.8768 | 2403.2908 | -571.9665 | 1.0004 | 449.3889 | -2154.3899 | 284.5188 | 4937.1416 | 1544.535 | 4786.5288 | -262.3926 | -1464.661 | 1869.7039 | -506.3911 | 827.7393 | -513.0655 | -484.2372 | 0.99325 | 8809.9473 | 210.1042 | -196.0191
2030-01-25 | 16 | -10.2725 | 803.0285 | -50.5453 | -451.0986 | -1646.4111 | -1062.0594 | -5785.8799 | 681.1782 | -2.8598 | -180.6225 | 2672.9143 | 79.2924 | 1856.4551 | -15.9563 | 2191.9358 | 1412.7092 | 313.445 | 209.9989 | -555.7961 | 370.1414 | -691.2479 | -745.7848 | 30.3325 | -54.1666 | 4251.0063 | -1508.6234 | -1598.6807 | -582.7559 | -82.9249 | 598.2217 | 180.4888 | 0.99945 | -1380.3361 | 201.5502 | 7.559 | 701.582 | 1929.3336 | -680.3541 | 0.99343 | 449.4047 | -2459.218 | 194.1297 | 4895.834 | 1556.3145 | 4748.2363 | -265.2735 | -1670.0033 | 1573.359 | -981.546 | 1074.4924 | -82.455 | -726.7299 | -46.1653 | 10124.7373 | 210.1043 | -215.6669
2030-01-25 | 17 | -13.9526 | 900.9429 | -52.525 | -475.1966 | -1638.0912 | -1126.7946 | -5522.3135 | 537.9406 | -2.8382 | -202.0256 | 3266.594 | 43.0177 | 1654.3998 | -80.1579 | 2177.5322 | 1649.6257 | 467.4126 | 209.9989 | -517.1432 | 384.407 | -882.1241 | -937.9223 | 23.5114 | -56.1261 | 4010.803 | -1602.9457 | -1743.6438 | -607.8241 | -84.9014 | 573.6039 | 471.6674 | 1.4272 | -1278.9812 | 254.3675 | 7.3471 | 792.4831 | 2636.8489 | -648.0271 | 1.0005 | 449.3668 | -2176.4702 | 208.0805 | 4924.3164 | 1560.2528 | 4741.8877 | -263.0432 | -1561.9613 | 1446.0574 | -1374.7592 | 1037.1521 | -100.1499 | -825.6108 | -1.4331 | 10405.1543 | 210.1042 | -211.4323
2030-01-25 | 18 | -27.6944 | 808.2004 | -59.4179 | -499.9376 | -1924.7513 | -940.6571 | -4008.4875 | -300.2521 | 35.7176 | -209.477 | 3521.6155 | -1.6688 | 1569.6224 | -15.7444 | 2198.5488 | 1131.213 | 679.4838 | 209.9989 | -490.1905 | 415.0129 | -1056.2018 | -1395.7627 | -9.1949 | -93.6201 | 3926.137 | -1826.8777 | -1999.71 | -568.9109 | -82.8267 | 479.042 | 767.5624 | 1552.0969 | -1189.8577 | 609.4088 | 7.1851 | 2054.9766 | 4019.5903 | -601.2334 | -2.3678 | 425.5153 | -2002.9624 | 206.8674 | 4914.4385 | 1449.525 | 4629.9639 | -253.7176 | -1725.0641 | 1784.9955 | -1661.4176 | 748.6592 | -1036.6342 | -791.1053 | 90.0342 | 9465.6143 | 210.1043 | -177.1045
2030-01-25 | 19 | -25.6939 | 828.3279 | -60.4687 | -496.28 | -1908.5564 | -894.8817 | -3481.5425 | -2.0646 | 1.0052 | -359.6966 | 3621.7952 | 90.6475 | 955.711 | 30.1205 | 2155.8704 | 835.4941 | 658.0112 | 209.9989 | -517.4319 | 416.5811 | -1631.3832 | -2130.1064 | -65.4159 | -79.6891 | 3944.3201 | -1802.5416 | -2093.8494 | -547.5732 | -90.5015 | 357.9457 | 905.586 | 1491.2703 | -1170.9082 | 533.9976 | 7.1479 | 1889.1184 | 3419.7246 | -383.8629 | -295.8478 | 449.5562 | -1341.1483 | -0.80531 | 5723.8208 | 1535.54 | 5075.479 | -250.3499 | -1564.691 | 2400.5356 | -1360.4943 | 808.1871 | -383.066 | -534.6812 | -1.6286 | 7406.0752 | 0.10427 | -180.0149
2030-01-25 | 20 | -31.2497 | 716.0027 | -64.4886 | -522.0666 | -1815.9698 | -778.9337 | -3167.8147 | -249.9965 | -2.8111 | -374.6765 | 3812.2551 | 143.846 | 1128.3969 | 100.896 | 2122.001 | 541.5062 | 678.5962 | 209.9989 | -568.8396 | 541.0482 | -1747.1685 | -2555.8262 | -74.4539 | -73.4224 | 4109.4751 | -1826.9751 | -2462.5293 | -514.2464 | -86.1962 | 281.8804 | 788.4519 | 2014.3188 | -1239.9778 | 640.4623 | 7.1347 | 1985.5809 | 3705.8352 | -280.9667 | -159.6905 | 449.5318 | -1389.6426 | -75.4466 | 5815.2896 | 1576.8306 | 5061.8677 | -3.5543 | -1549.86 | 2518.3972 | -1134.9343 | 888.6975 | -623.4144 | -125.2195 | 7.4702 | 6515.7773 | 0.10427 | -205.5557
2030-01-25 | 21 | -37.2554 | 768.4501 | -67.9424 | -585.3622 | -1827.0739 | -882.4545 | -3847.4719 | -110.4569 | 1.0059 | -376.8426 | 3992.1965 | 99.5285 | 1890.9452 | -61.5605 | 2151.9775 | 455.9956 | 707.7178 | 209.9989 | -572.5398 | 547.62 | -1629.6689 | -3040.5034 | -48.6323 | -50.7107 | 4043.5408 | -2039.0927 | -2541.9729 | -565.6117 | -83.0726 | 350.0211 | 945.7701 | 2298.5833 | -1042.7986 | 709.1494 | 6.5768 | 1625.1219 | 4510.3931 | -456.4531 | -117.1245 | 286.9686 | -1567.8662 | 0.99988 | 5443.2642 | 1552.9119 | 5048.5308 | -261.2655 | -1404.6176 | 2486.7178 | -1040.3839 | 978.6666 | -422.0245 | -223.6029 | 1.0095 | 7936.5625 | 0.10427 | -221.6781
2030-01-25 | 22 | -28.7126 | 465.2821 | -62.7286 | -556.8754 | -1446.7905 | -633.4235 | -4339.3462 | -2.4789 | 152.6002 | -290.0178 | 4154.4814 | 195.0008 | 2043.993 | -143.2495 | 2118.3157 | 878.614 | 518.6965 | 209.9989 | -531.2482 | 941.9814 | -1609.1725 | -3548.2756 | 73.6281 | -32.1337 | 3677.1599 | -1587.7312 | -3320.2898 | -468.2768 | -72.5841 | 455.2462 | 621.5139 | 913.95 | -1596.7842 | 555.0266 | 4.0733 | 1199.9886 | 3536.8599 | -680.6587 | 0.99989 | 178.7265 | -1755.6244 | 464.0591 | 4984.9917 | 1621.433 | 4812.6802 | -267.3766 | -1416.9644 | 2150.2488 | -739.2324 | 1082.4089 | -93.0579 | -1009.5622 | 0.42962 | 7948.9326 | 0.10427 | -143.9927
2030-01-25 | 23 | -29.9664 | 412.3015 | -63.2233 | -580.8065 | -1251.9836 | -660.3528 | -5271.3301 | 0.99582 | 527.2197 | -153.3932 | 4138.6377 | 111.8079 | 1984.1931 | -132.7656 | 2147.9426 | 762.3777 | 358.6857 | 209.9989 | -557.313 | 731.4674 | -1299.6561 | -3787.7754 | 43.214 | -4.4654 | 3744.2234 | -1631.5122 | -3260.3984 | -484.7167 | -72.8255 | 431.6107 | 868.9263 | 670.824 | -1535.6002 | 573.6541 | 3.5127 | 133.6917 | 4116.5015 | -467.2629 | 1.0017 | 449.4899 | -2425.2546 | 241.0057 | 4767.4111 | 1663.7673 | 4717.749 | -277.1184 | -986.9592 | 2233.2295 | -557.3257 | 1141.6217 | -223.2548 | -1061.5935 | 1.0129 | 7925.7969 | 210.1042 | -165.5652
2030-01-25 | 24 | -24.4453 | 801.094 | -59.9719 | -592.5822 | -810.5922 | -983.6878 | -6463.0957 | 993.0143 | -39.9891 | -193.9555 | 3830.3782 | 22.5904 | 2044.828 | -163.3787 | 2153.4678 | 487.86 | 77.7802 | 209.9989 | -534.4352 | 429.461 | -1120.8983 | -3126.8877 | 9.8791 | -4.9104 | 3501.3269 | -1857.0765 | -2384.0447 | -618.9939 | -90.0222 | 539.9028 | 1645.3501 | 35.4156 | -975.0554 | 268.9987 | 3.635 | -1047.4824 | 3818.2942 | -1.4027 | 38.6258 | 449.5199 | -2296.7288 | 217.7354 | 4812.2036 | 1659.2938 | 4896.5488 | -286.9538 | -272.9802 | 2310.908 | -493.3087 | 1064.6788 | 79.6029 | -1347.1282 | 22.8612 | 8933.7168 | 210.1042 | -170.1203
2030-01-26 | 1 | -26.0598 | 739.347 | -55.071 | -588.6389 | -163.2093 | -1064.1481 | -9055.251 | 2443.2512 | -2.998 | -114.9847 | 3502.4858 | 12.5865 | 2014.5929 | -326.6865 | 1615.2311 | 507.9596 | -35.8951 | 209.9989 | -537.1815 | 418.804 | -780.1132 | -3834.1865 | 112.3375 | 32.4318 | 3695.0535 | -1839.4285 | -2553.8926 | -647.9284 | -86.7073 | 842.3625 | 1621.2371 | -294.5992 | -1103.7966 | 394.8932 | 1.6881 | -1275.989 | 3654.8235 | 1.0014 | 168.6856 | 449.3732 | -2735.7134 | 466.399 | 4434.9941 | 1684.9697 | 4559.5156 | -95.2899 | -276.9519 | 2126.6599 | -533.3774 | 1311.6187 | 1070.2822 | -2451.5955 | 1.0025 | 9334.9297 | 210.1043 | -164.6172
2030-01-26 | 2 | -26.2851 | 817.1692 | -51.551 | -466.0771 | 165.1822 | -1379.63 | -10145.0605 | 3523.6016 | 904.5416 | -121.8144 | 3378.6086 | -11.4807 | 1928.4646 | -356.9283 | 1606.4553 | 535.0873 | 105.7197 | 209.9989 | -522.9869 | 271.7755 | -582.1922 | -4645.9907 | 123.4597 | 25.7745 | 3658.6487 | -1930.5092 | -2545.127 | -722.7684 | -96.4875 | 960.0906 | 1762.1428 | 4.5473 | -1054.2172 | 338.0463 | 0.80079 | -1142.9368 | 554.4042 | 0.98423 | 0.98555 | 444.0981 | -2799.2107 | 462.0635 | 4362.7422 | 1682.0746 | 4242.731 | -2.8321 | -276.9302 | 2329.3904 | -388.0466 | 1339.8704 | 1596.6213 | -2669.8503 | 268.4109 | 8048.2974 | 210.1042 | -124.5337
2030-01-26 | 3 | -21.9948 | 577.5057 | -43.1377 | -366.9789 | 182.0899 | -1194.3948 | -10113.3164 | 3477.1724 | 987.8648 | -123.5498 | 3013.1221 | -36.6006 | 1403.9043 | -404.5464 | 1503.6097 | 589.0787 | 348.9467 | 209.9989 | -404.9201 | 186.6561 | -473.9365 | -4250.5752 | 94.6233 | 12.4815 | 2825.228 | -1650.686 | -2351.7563 | -652.9669 | -80.1235 | 929.8055 | 1816.1707 | 4.0015 | -1076.4358 | 411.537 | 0.80009 | -1037.9989 | 341.5783 | 0.99933 | 267.3627 | 449.2263 | -2713.1543 | 380.6062 | 4071.9185 | 1561.014 | 4218.7603 | -2.5106 | -276.9039 | 2402.5422 | -477.7969 | 1201.6099 | 1497.3912 | -2745.0178 | 461.5017 | 5016.9707 | 210.1042 | -98.314
2030-01-26 | 4 | -20.8373 | 1049.5051 | -42.6427 | -411.6831 | 496.1089 | -1514.2972 | -11061.9512 | 4089.6199 | 944.511 | -180.1949 | 3516.0242 | -194.9815 | 2023.8323 | -466.526 | 1391.4873 | 100.9569 | 356.7427 | 209.9989 | -357.5192 | 116.564 | -391.4563 | -3965.3484 | 87.8516 | 0.12287 | 2512.3328 | -2027.2488 | -2131.8464 | -770.071 | -91.6675 | 969.2529 | 1991.2153 | 3.9739 | -832.7978 | 345.7384 | 0.74352 | -800.8445 | 329.1479 | 0.99928 | 14.8173 | 346.4481 | -2709.343 | 408.5083 | 4261.1006 | 1604.4797 | 4145.4497 | -2.5934 | -273.2752 | 2350.8645 | -391.983 | 1129.569 | 2111.647 | -3359.1758 | 838.0522 | 3360.9729 | 210.1043 | 25.9445
2030-01-26 | 5 | -25.8655 | 1430.5464 | -56.2887 | -292.5857 | 575.2181 | -1836.0426 | -11526.5791 | 4392.6675 | 783.2872 | -350.7572 | 3622.7935 | -89.0462 | 2011.6976 | -597.593 | 984.4348 | 1538.399 | 430.7448 | 209.9989 | -325.7909 | 57.9109 | -402.4406 | -3864.2058 | 27.6196 | -8.1662 | 2262.8479 | -2121.9609 | -2131.6006 | -832.1309 | -130.4225 | 882.4704 | 2120.2112 | 3.5483 | -713.9017 | 200.7151 | 0.59347 | -487.5423 | -965.4973 | 1.0263 | 99.1456 | 449.2723 | -2678.4028 | 252.5994 | 3824.3528 | 1544.3867 | 3877.9106 | -2.6669 | -273.5129 | 2187.791 | -461.0948 | 988.8197 | 1662.7627 | -3131.5679 | 917.2023 | 2151.2654 | 210.1043 | 29.2204
2030-01-26 | 6 | -18.5618 | 1691.9005 | -55.0991 | -266.1968 | 936.1435 | -2026.8438 | -12764.6211 | 5152.5947 | 228.9111 | -214.9693 | 3712.8367 | -194.9236 | 2020.0693 | -457.5808 | 1547.8655 | 856.6833 | 522.5551 | 209.9989 | -369.8266 | -18.8372 | -438.1843 | -3951.8833 | 27.0663 | -0.31794 | 2572.6445 | -2097.2048 | -2114.5913 | -887.8434 | -142.1021 | 944.3897 | 2338.4282 | 0.99689 | -709.7701 | 0.99996 | 0.59611 | -462.4501 | -2514.2688 | 0.99387 | 180.5174 | 1.0037 | -2709.3833 | 246.6523 | 4013.8098 | 1693.9078 | 4133.4321 | -3.188 | -278.5307 | 2307.2976 | -482.648 | 1048.4722 | 1701.2471 | -3625.9187 | 300.7322 | 2452.0779 | 210.1042 | -45.4118
2030-01-26 | 7 | -23.5906 | 1776.5573 | -58.6002 | -322.6873 | 938.0064 | -2104.4309 | -13055.71 | 5290.606 | -63.9702 | -358.4276 | 3814.6392 | -91.6675 | 2058.2524 | -534.0786 | 1202.9758 | 1394.0363 | 383.4259 | 209.9989 | -325.4713 | -149.6834 | -575.9314 | -4253.9258 | 1.0009 | -6.2332 | 2255.2354 | -2314.8032 | -1860.8243 | -936.2311 | -146.3 | 948.1778 | 2641.9248 | 1.0125 | -431.8596 | 15.5679 | 0.54604 | -405.9072 | -1650.0891 | 0.99934 | 70.4088 | 449.3306 | -2684.5725 | 187.7094 | 4219.4814 | 1605.7446 | 4205.2559 | -41.2747 | -276.7278 | 2354.981 | -797.3865 | 1102.5643 | 412.9695 | -3226.3252 | -73.7699 | 2950.7976 | 210.1042 | -144.344
2030-01-26 | 8 | -24.9966 | 1842.3073 | -62.2037 | -347.182 | 997.2531 | -2148.4846 | -13435.2656 | 5203.0493 | -639.5823 | -249.2275 | 3905.8652 | -194.9888 | 1989.911 | -418.0085 | 1548.7212 | 383.4445 | 281.7323 | 209.9989 | -302.7467 | -13.0374 | -918.1432 | -4985.8306 | -2.3045 | -2.8091 | 1858.3663 | -2376.7378 | -2048.7542 | -954.2659 | -149.229 | 887.6431 | 2757.6414 | 1.0084 | -394.7909 | 0.99977 | 0.6434 | -54.0919 | -1650.4064 | -3.6239 | 477.02 | 1.001 | -2646.2244 | 225.6061 | 4303.9976 | 1687.2788 | 4591.1587 | -4.1901 | -278.9872 | 2670.9795 | -605.0241 | 1137.9709 | 623.2523 | -3365.5061 | -282.4071 | 2092.7146 | 210.1042 | -86.8755
2030-01-26 | 9 | -22.9043 | 1977.4308 | -65.1347 | -369.936 | 910.377 | -2231.8662 | -13911.1592 | 4904.2896 | -991.5659 | -373.4815 | 3802.1082 | -74.4274 | 2036.5042 | -441.8819 | 1479.8655 | 918.1903 | 209.996 | 209.9989 | -259.5898 | 74.0706 | -1199.3524 | -5360.1807 | -51.2866 | 4.8603 | 1395.0933 | -2421.6819 | -2062.615 | -990.0236 | -150.9043 | 734.9116 | 2876.3274 | 1.0054 | -300.0353 | -95.7135 | 0.57714 | -269.5397 | -1788.5767 | -3.061 | 176.4548 | 449.2875 | -2468.1621 | 149.106 | 4908.8647 | 1595.2103 | 4885.5474 | -88.2099 | -272.9649 | 2430.7754 | -1042.3959 | 969.9181 | 627.2935 | -3801.0203 | -53.3224 | 1112.8124 | 0.10427 | -9.5579
2030-01-26 | 10 | -34.98 | 1866.7716 | -71.5354 | -408.4551 | 749.3334 | -2227.6638 | -13848.209 | 4795.1934 | -1168.4321 | -367.5813 | 3848.3628 | -50.6636 | 2067.5115 | -432.2294 | 1463.6184 | 782.0882 | 124.5986 | 209.9989 | -260.1448 | -3.8598 | -1258.9674 | -5561.1348 | -72.337 | 5.9736 | 1422.6398 | -2736.4609 | -1932.7979 | -1007.6709 | -150.2085 | 718.0046 | 3121.0647 | 182.6748 | -38.0075 | -78.2083 | 0.54644 | -65.3206 | -785.1388 | -136.7734 | 1.0021 | 449.3226 | -2281.8386 | 42.6296 | 5068.6538 | 1605.4823 | 5006.3296 | -282.9061 | -299.3809 | 1948.9763 | -1327.1261 | 864.3528 | 253.8571 | -3219.9451 | 1.0193 | 1921.8484 | 210.1042 | -25.9222
2030-01-26 | 11 | -34.1596 | 1838.3569 | -72.6596 | -410.1052 | 562.6962 | -2196.3643 | -13762.2891 | 4647.2441 | -876.6057 | -370.5326 | 3883.4065 | -21.4125 | 2107.4636 | -399.0842 | 1642.996 | 770.5237 | 102.6375 | 209.9989 | -260.1392 | 59.0918 | -1224.6941 | -5611.5547 | -90.2843 | 11.843 | 1353.9363 | -2685.8181 | -1933.6047 | -996.3583 | -149.3316 | 644.1428 | 3105.7957 | 2.3052 | -55.9247 | -95.4922 | 0.57815 | 1.01 | -1070.0197 | -432.6542 | 0.99665 | 449.3645 | -2386.0544 | -18.7723 | 4909.9648 | 1555.0071 | 4825.4985 | -284.2083 | -685.2908 | 1405.4639 | -1700.6404 | 875.5095 | 93.9282 | -2752.364 | 0.98599 | 2580.7444 | 210.1042 | -35.7304
2030-01-26 | 12 | -29.8741 | 1727.9563 | -63.3145 | -399.0999 | 541.314 | -2127.0532 | -13699.7812 | 4525.2388 | -535.1455 | -376.5538 | 3871.8875 | -55.3058 | 1935.0345 | -386.6281 | 1639.8735 | 498.8016 | 102.9364 | 209.9989 | -258.563 | 131.4601 | -1189.8274 | -5578.5327 | -62.3017 | 13.7979 | 1267.1582 | -2552.0703 | -1986.7623 | -977.7695 | -144.6902 | 652.5831 | 3090.0181 | 2.1788 | -50.6352 | -102.2482 | 0.54404 | 4.5574 | -1058.8561 | -414.1962 | 0.99612 | 449.3957 | -2352.6538 | 34.3784 | 4818.8916 | 1509.2633 | 4723.8477 | -284.1749 | -1020.5363 | 1629.5851 | -1312.5927 | 988.0848 | 1.0403 | -2773.6267 | -83.3552 | 3546.2219 | 210.1042 | -112.4927
2030-01-26 | 13 | -32.3524 | 1830.012 | -68.7723 | -391.8645 | 427.5951 | -2121.9041 | -13511.5166 | 4328.3799 | -596.5359 | -381.5879 | 3875.1782 | -60.7881 | 1622.9733 | -372.4328 | 1706.8793 | 433.3712 | 141.2391 | 209.9989 | -259.4587 | 116.7234 | -1120.7644 | -5587.3203 | -84.2161 | 15.893 | 1303.7167 | -2537.5586 | -1929.0369 | -972.2366 | -149.6253 | 580.5558 | 3151.5547 | 3.6514 | -23.6253 | -106.0884 | 0.56566 | -114.9589 | -1331.7181 | -384.4524 | 23.0812 | 449.4741 | -2193.6912 | 1.0141 | 4627.1401 | 1452.8064 | 4580.3813 | -286.9802 | -1135.7921 | 2041.6401 | -801.3173 | 941.9799 | 100.0832 | -2464.1731 | -112.8396 | 2639.645 | 210.1043 | -161.5364
2030-01-26 | 14 | -34.129 | 1887.6556 | -66.3705 | -403.1667 | 500.3873 | -2099.1912 | -13429.9336 | 4274.832 | -1295.5475 | -377.1215 | 3873.6248 | -49.1357 | 1455.9663 | -384.8241 | 1649.9017 | 270.1408 | 108.3844 | 209.9989 | -255.4838 | 39.6085 | -988.7109 | -5751.0049 | -124.995 | 4.663 | 1220.1085 | -2594.2251 | -1934.5862 | -974.7277 | -153.48 | 533.3034 | 3349.3884 | 2.3758 | -27.2458 | -53.73 | 0.46232 | 4.7784 | -1077.8563 | -229.1218 | 146.3721 | 449.3398 | -2347.7603 | -117.7658 | 4567.2964 | 1468.1644 | 4695.9595 | -290.2541 | -905.1551 | 2491.364 | 55.8372 | 918.7034 | -185.576 | -2979.031 | -661.1526 | 2038.0707 | 210.1043 | -173.8294
2030-01-26 | 15 | -35.5352 | 1912.4202 | -67.2468 | -405.1371 | 474.8825 | -2084.2664 | -13086.2822 | 4093.7371 | -1833.813 | -251.8641 | 3848.8645 | -167.4694 | 1194.9498 | -335.0347 | 1894.5364 | -248.4648 | 181.2403 | 209.9989 | -246.6241 | -90.7545 | -748.5073 | -5952.79 | -169.8795 | -6.0699 | 1164.4357 | -2579.418 | -1766.6826 | -972.0536 | -155.1153 | 497.2801 | 3254.6968 | 2.9893 | 17.8916 | -38.5071 | 0.49796 | 184.5488 | -996.9067 | 97.5179 | 514.0421 | 449.8277 | -2498.5569 | -345.7095 | 4580.6694 | 1527.3386 | 4823.3257 | -3.4259 | -277.2245 | 2698.2368 | 327.085 | 888.8093 | -361.1612 | -3136.5627 | -775.8202 | 2280.6755 | 210.1042 | -144.491
2030-01-26 | 16 | -33.0956 | 2004.7675 | -65.8602 | -394.0031 | 461.0018 | -2109.6189 | -12998.9316 | 4009.0911 | -1590.2896 | -366.5573 | 3822.4795 | -51.6151 | 1857.2112 | -503.1465 | 1309.7474 | 975.3304 | 143.0664 | 209.9989 | -233.78 | -142.0005 | -720.124 | -5766.562 | -198.4757 | -21.9381 | 1161.9266 | -2526.5967 | -1380.712 | -976.922 | -160.071 | 443.5442 | 2875.6741 | 3.1101 | 83.2547 | -70.4222 | 0.56673 | 315.022 | -1330.0737 | -100.8497 | 451.7487 | 449.1494 | -2372.4341 | -302.3916 | 4122.1006 | 1445.9738 | 4621.8267 | -295.1745 | -598.4813 | 2678.8042 | -188.9772 | 687.8214 | -376.8634 | -3376.3884 | -236.2335 | 2069.3701 | 210.1043 | -59.9963
2030-01-26 | 17 | -25.3662 | 2043.2803 | -50.5781 | -370.7585 | 542.7116 | -2168.5583 | -13327.541 | 4277.709 | -1293.3566 | -364.0886 | 3813.4282 | -71.6576 | 1790.8331 | -497.1999 | 1237.229 | 676.0779 | 173.3813 | 209.9989 | -216.437 | -93.683 | -948.5474 | -5755.2324 | -167.5712 | -26.7371 | 1173.2712 | -2530.3259 | -1346.776 | -994.3976 | -160.6359 | 489.2756 | 2831.229 | 2.4268 | 65.7264 | -129.9235 | 0.51596 | 340.7026 | -1551.9425 | -190.0818 | 330.5792 | 449.2753 | -2063.0854 | -140.8931 | 4124.2812 | 1436.6217 | 4465.9136 | -291.6349 | -839.6928 | 2079.4155 | -1176.4033 | 683.2031 | 202.8024 | -3458.5918 | 0.99019 | 1438.3717 | 210.1042 | -37.436
2030-01-26 | 18 | -28.737 | 1848.4937 | -62.0309 | -348.4721 | 414.4345 | -2040.969 | -13404.1338 | 4339.8042 | -641.7591 | -286.0822 | 3835.1787 | 194.999 | 1248.9823 | -439.4546 | 1368.6897 | 504.1232 | 204.3079 | 209.9989 | -191.1794 | -79.3988 | -1137.231 | -5703.625 | -159.2444 | -23.1745 | 1009.1503 | -2282.5032 | -1316.8267 | -948.4559 | -158.6858 | 513.0277 | 2931.134 | 2.3414 | 78.7156 | -102.7022 | 0.48716 | 184.1697 | -1704.9474 | -266.3858 | 0.9991 | 449.477 | -1983.5266 | -76.0997 | 4532.4766 | 1426.9404 | 4488.2251 | -278.9182 | -1136.495 | 1884.7657 | -1708.9196 | 696.6141 | 91.0588 | -2665.843 | -0.50244 | 409.8932 | 0.10427 | -137.5399
2030-01-26 | 19 | -19.9482 | 1872.144 | -44.2898 | -343.1232 | 588.867 | -2163.7563 | -13996.8604 | 4644.9541 | -1063.0725 | -255.0921 | 3856.8604 | 167.7816 | 1394.0658 | -339.4749 | 1694.5267 | 123.4021 | 261.166 | 209.9989 | -218.6808 | -18.9759 | -1232.0009 | -5766.2808 | -88.0185 | -15.3673 | 1158.922 | -2389.0708 | -1534.6804 | -984.6725 | -152.3648 | 646.9791 | 2916.4585 | 2.5822 | 33.4356 | -212.2987 | 0.53925 | 239.65 | -2179.6719 | -257.2174 | 0.9988 | 449.3933 | -2242.6641 | 116.2405 | 4618.8569 | 1437.0713 | 4486.6763 | -272.7639 | -1125.022 | 1994.1079 | -1598.9752 | 891.2219 | 1196.5848 | -2767.2249 | 1.1059 | 1656.2241 | 0.10427 | -116.1448
2030-01-26 | 20 | -24.5166 | 1820.7557 | -48.7089 | -378.9624 | 499.8048 | -2181.4326 | -14175.4863 | 4578.5098 | -834.472 | -192.9896 | 3856.7356 | 121.9186 | 1445.8307 | -315.8569 | 1778.3367 | 58.7995 | 208.7951 | 209.9989 | -229.4841 | 5.5638 | -1210.6661 | -5744.48 | -68.7851 | -20.6541 | 1228.8253 | -2598.2766 | -1505.2201 | -990.9656 | -144.5531 | 682.0059 | 2821.0342 | 1.9826 | 15.2864 | -147.247 | 0.58295 | 347.2327 | -1788.5145 | -277.321 | 36.8947 | 449.4048 | -2288.8938 | 141.7494 | 4737.6938 | 1461.8356 | 4608.2959 | -272.1718 | -861.824 | 2154.2651 | -1485.901 | 884.4476 | 1468.8307 | -2784.8125 | -33.2168 | 3056.4377 | 0.10427 | -62.3069
2030-01-26 | 21 | -34.0183 | 1696.6688 | -68.1822 | -400.7765 | 539.0157 | -2196.1733 | -14266.6133 | 4585.2832 | -505.5091 | -305.6751 | 3835.8909 | 90.0167 | 1492.1622 | -464.2118 | 1312.7939 | 510.301 | 116.2044 | 209.9989 | -217.3348 | 8.8952 | -1170.9468 | -5803.0684 | -30.28 | -30.2417 | 1053.5304 | -2643.6814 | -1191.78 | -987.7041 | -137.403 | 764.84 | 2770.1318 | 1.0009 | 42.1157 | -81.3519 | 0.48983 | 318.7164 | -1426.9329 | -70.4565 | 311.8053 | 449.1699 | -2301.3301 | 257.9779 | 4842.5879 | 1522.246 | 5012.9902 | -272.1459 | -504.1918 | 2574.5835 | -953.8511 | 963.2562 | 1854.3782 | -2956.1704 | 0.39752 | 4636.0254 | 0.10427 | -79.5081
2030-01-26 | 22 | -24.8904 | 1883.0883 | -63.208 | -363.0778 | 444.9438 | -2278.55 | -13873.4258 | 4416.8911 | -2.889 | -159.0429 | 3803.4614 | -121.2709 | 1306.6958 | -449.3656 | 1413.2432 | 65.91 | 255.8474 | 209.9989 | -219.0353 | -162.7816 | -1168.0178 | -5845.7441 | -72.1117 | -54.5448 | 1028.767 | -2502.1179 | -1068.4349 | -1006.2294 | -140.4664 | 713.6965 | 2577.9329 | 1.0142 | 14.445 | -177.8745 | 0.60547 | 465.8934 | -2558.0586 | 28.6448 | 378.0782 | 450.1893 | -2063.0845 | 124.0201 | 4672.9805 | 1580.7845 | 4690.3164 | -3.7076 | -277.4029 | 2908.9817 | -584.6957 | 865.6418 | 1204.5543 | -2663.8445 | 1.017 | 4665.2764 | 210.1042 | -140.6418
2030-01-26 | 23 | -21.0538 | 1759.0599 | -60.2354 | -334.1923 | 772.8735 | -2203.4426 | -14233.4512 | 4704.3364 | -389.107 | -130.9521 | 3768.5928 | -79.0519 | 579.7578 | -509.7339 | 1264.4537 | 258.787 | 318.2373 | 209.9989 | -307.9655 | -42.0196 | -914.304 | -5836.7344 | -32.9034 | -70.8244 | 1636.3057 | -2325.4868 | -1287.7848 | -969.2146 | -136.9817 | 767.5928 | 2286.5195 | 1.0011 | -231.7297 | -158.7256 | 0.45774 | 567.954 | -2978.0251 | 978.5007 | 871.7241 | 448.5643 | -2499.5317 | 195.9161 | 4407.2236 | 1632.7344 | 4901.6455 | 1.0013 | -278.6751 | 6269.4146 | 1134.8901 | 1030.2701 | 1956.3231 | -3375.7034 | 1.0163 | 4506.6089 | 210.1042 | -94.4599
2030-01-26 | 24 | -20.8389 | 1701.4196 | -58.7104 | -319.7874 | 686.2383 | -2182.4773 | -13713.9033 | 4640.6128 | -208.8253 | -153.9182 | 3773.9285 | -194.9989 | 2113.2051 | -653.0007 | 656.4603 | 1018.566 | 246.8116 | 209.9989 | -141.5815 | -92.8409 | -864.4227 | -5051.1494 | -17.9172 | -86.5536 | 1334.1877 | -2336.605 | -748.003 | -958.3902 | -136.5421 | 806.5465 | 1790.884 | 1.0383 | -107.861 | -113.9557 | 0.6844 | 332.7277 | -2598.4292 | -242.6139 | 273.4607 | 448.9536 | -1881.3641 | 303.3165 | 3709.3149 | 1489.5542 | 4103.293 | -284.6903 | -581.4211 | 2541.4434 | -882.9617 | 605.6492 | 787.0984 | -3240.6658 | 519.5105 | 5060.7104 | 210.1043 | 7.9061
2030-01-27 | 1 | -17.3821 | 1983.8015 | -55.3912 | -291.2557 | 717.6964 | -2201.905 | -13110.8965 | 4467.522 | -3.0079 | -161.6705 | 3638.0532 | -194.9693 | 2054.8611 | -695.1166 | 486.8791 | 1257.8181 | 251.6944 | 209.9989 | -140.179 | -232.0661 | -549.2043 | -4635.2075 | -111.3187 | -102.5728 | 1342.6914 | -2300.1572 | -534.5023 | -962.457 | -155.5582 | 645.7128 | 1516.5076 | 1.0118 | -114.2969 | -130.0119 | 0.66752 | 546.7864 | -2705.4473 | -331.9682 | 736.2025 | 0.99838 | -2323.5959 | 68.2455 | 3109.0798 | 1457.8115 | 4074.969 | -303.4048 | -414.819 | 2516.9583 | -1112.9818 | 376.9645 | 656.8575 | -3586.7224 | 1120.0731 | 3408.293 | 210.1042 | 90.9395
2030-01-27 | 2 | -17.6632 | 2136.5796 | -53.9817 | -276.675 | 789.4059 | -2042.0856 | -12520.6279 | 4627.7197 | 874.933 | -97.7228 | 3577.1379 | -195.0459 | 1990.1368 | -720.5123 | 362.1665 | 1191.4231 | 261.3113 | 209.9989 | -146.5329 | -378.9361 | -447.7246 | -4762.4385 | -162.5992 | -108.6904 | 1508.8823 | -2198.2209 | -180.7715 | -908.6883 | -169.4526 | 559.3531 | 1302.6587 | 2.3567 | -191.3253 | -43.7197 | 0.62234 | 661.6277 | -2829.4753 | -169.5752 | 911.2592 | 0.998 | -2257.1975 | -66.1487 | 2916.7546 | 1459.2977 | 3807.7883 | -3.1588 | -572.9274 | 2908.9092 | -527.8137 | 281.9871 | 425.3432 | -2684.3875 | 1743.0789 | -262.2769 | 210.1042 | 92.2967
2030-01-27 | 3 | -24.372 | 1421.5348 | -54.7047 | -398.5717 | 304.4333 | -1585.3931 | -10314.0791 | 3395.3167 | 1325.2003 | -39.9778 | 3473.4622 | -129.5593 | 1999.9684 | -769.1202 | 74.8992 | 180.5769 | 54.8428 | 209.9989 | -201.8841 | -161.4849 | -465.0109 | -4471.8242 | -82.4258 | -90.7371 | 1976.7002 | -2011.4353 | -430.1581 | -771.4397 | -135.9684 | 593.3199 | 965.5261 | 4.447 | -510.7095 | 289.8965 | 0.59845 | 407.7867 | -44.5312 | -244.9783 | 793.6398 | 1.0012 | -2310.3877 | 58.2248 | 2855.1155 | 1312.5433 | 3902.7578 | -279.6434 | -273.8276 | 2955.4055 | -668.2027 | 416.4922 | 519.903 | -2366.418 | 1666.9131 | 1476.6484 | 210.1042 | 73.1972
2030-01-27 | 4 | -24.6134 | 982.6754 | -35.3339 | -376.3551 | 158.7223 | -1178.1147 | -9037.4395 | 2937.7764 | 1547.1438 | -29.4782 | 2831.0208 | -154.9675 | 2024.7026 | -798.3743 | -86.0929 | 128.6792 | 84.7822 | 209.9989 | -85.6246 | -190.2047 | -295.0871 | -3344.781 | -56.0604 | -118.8831 | 1406.8391 | -2031.8186 | -161.87 | -661.8801 | -102.3331 | 636.5678 | 732.9152 | 1218.6227 | -592.8511 | 618.693 | 0.6109 | 273.1809 | 1285.6226 | -163.3461 | 721.4231 | 1.8794 | -2261.1658 | 77.7688 | 2931.2583 | 1164.7367 | 3789.6133 | -176.0586 | -268.4685 | 2252.9553 | -1992.9202 | 322.5648 | 158.712 | -2183.6782 | 1690.1031 | -1112.8682 | 210.1042 | 70.2636
2030-01-27 | 5 | -22.2394 | 887.0874 | -34.3622 | -363.8292 | 239.1489 | -1126.9276 | -8972.7471 | 3018.5559 | 1065.6987 | -25.2501 | 2949.7861 | -170.1604 | 2014.0925 | -807.3903 | -132.1676 | 143.6135 | 96.1754 | 209.9989 | -69.4237 | -201.1927 | -148.0337 | -2118.105 | -34.0489 | -126.1515 | 1445.0553 | -1950.6506 | 9.4134 | -633.6882 | -98.3203 | 692.5386 | 650.1131 | 1143.6005 | -658.424 | 635.5101 | 1.0672 | 348.0927 | 1236.7572 | -2.2327 | 682.7037 | 1.0001 | -2237.1387 | 145.0431 | 2998.4214 | 1178.9265 | 3745.8633 | -116.6746 | -273.2466 | 2133.1587 | -2412.9453 | 267.3612 | 262.2745 | -2421.4143 | 1709.5332 | -991.9473 | 210.1042 | 92.9012
2030-01-27 | 6 | -18.61 | 949.8672 | -34.783 | -365.4478 | 282.1208 | -1240.7271 | -9321.375 | 3182.8684 | 973.4893 | -16.1402 | 2690.3591 | -133.4582 | 1356.2733 | -802.5281 | -101.9967 | 191.4286 | 85.4639 | 209.9989 | -56.0623 | -165.4857 | -163.337 | -1692.3173 | -12.89 | -123.002 | 1177.011 | -1990.2382 | 9.465 | -673.5159 | -98.0355 | 725.827 | 690.1171 | 770.8907 | -605.9182 | 461.9501 | 1.8648 | 294.6896 | 840.0942 | 197.1573 | 279.4083 | 449.4008 | -2310.0498 | 194.6941 | 2590.7915 | 1290.9436 | 3004.9141 | -310.2925 | -888.3978 | 4608.6929 | -54.3813 | 355.0163 | 570.6834 | -2552.6838 | 1579.8625 | -915.0009 | 210.1042 | 92.0316
2030-01-27 | 7 | -26.8756 | 1044.8921 | -57.5962 | -282.59 | 788.4698 | -1481.5995 | -11102.4258 | 4235.0474 | 107.4289 | -56.78 | 3134.2686 | -152.4433 | 2055.9248 | -747.9003 | 156.8358 | 744.5464 | 67.5267 | 209.9989 | -90.5014 | -142.3969 | -178.3015 | -1650.9073 | 28.7852 | -115.2553 | 1835.2382 | -1831.2811 | -386.3821 | -687.9051 | -127.1328 | 873.2739 | 710.8118 | 4.8779 | -816.038 | 381.361 | 0.61282 | 321.276 | -819.1544 | 42.5962 | 361.3713 | 1.0083 | -2308.0288 | 381.481 | 3308.4697 | 1379.1643 | 3532.6912 | -2.9018 | -585.9514 | 588.2873 | -3490.3896 | 375.1649 | 1223.3125 | -3500.2878 | 1445.7844 | 2632.8665 | 210.1042 | 153.3291
2030-01-27 | 8 | -20.3134 | 1004.553 | -58.7533 | -253.8855 | 789.5296 | -1609.7397 | -11269.7949 | 4156.064 | -256.8392 | -90.165 | 3115.7432 | -169.2065 | 1971.9647 | -682.0072 | 393.621 | 665.5807 | 190.1868 | 209.9989 | -109.7294 | -25.1651 | -438.2006 | -1886.3538 | 60.9871 | -108.199 | 1954.6451 | -1699.6228 | -793.7879 | -710.774 | -122.3452 | 864.4423 | 664.1097 | 4.4632 | -1048.0176 | 189.5643 | 0.61701 | 135.9693 | -1676.3801 | -204.7572 | 895.0624 | 1.0029 | -2338.9097 | 541.0916 | 3135.4751 | 1346.4674 | 3839.5369 | -3.7795 | -278.6165 | 1829.983 | -2098.5225 | 460.2411 | 1559.2622 | -4358.936 | 1090.8624 | 3845.3843 | 210.1042 | 162.1472
2030-01-27 | 9 | -23.3871 | 683.4014 | -63.189 | -278.5189 | 801.2365 | -1647.505 | -11903.9883 | 4227.3223 | -860.0912 | -111.9613 | 3242.2207 | -194.9604 | 1985.3469 | -636.0583 | 513.6993 | 464.5483 | 22.2083 | 209.9989 | -146.7201 | 41.0506 | -414.3889 | -1884.0347 | 128.1517 | -99.2235 | 2327.0042 | -1774.5706 | -1423.2845 | -723.7784 | -99.0507 | 1015.093 | 668.3562 | 1 | -1137.7035 | 176.7976 | 0.62292 | -82.0712 | -1830.2478 | 66.2101 | 914.1847 | 1.0021 | -2559.741 | 669.3666 | 4215.2817 | 1572.2748 | 4803.0508 | 0.99506 | -278.4954 | 2292.6953 | -1451.0463 | 699.8802 | 1696.873 | -4383.5317 | 129.9969 | 6610.0938 | 0.10427 | 81.7479
2030-01-27 | 10 | -22.3027 | 471.1102 | -52.601 | -327.693 | 1107.6614 | -1657.8521 | -12730.1299 | 4514.4087 | -2633.6741 | -94.5192 | 2891.9636 | -97.2339 | 2096.3696 | -580.2753 | 705.29 | 131.196 | 6.3047 | 209.9989 | -426.4407 | 264.9005 | -352.3505 | -1276.823 | 264.2339 | -57.3913 | 3639.511 | -1539.9768 | -1421.375 | -749.1544 | -80.3489 | 1244.8478 | 844.3466 | 5.3398 | -46.4911 | 128.2952 | 0.93306 | -362.7817 | -1205.333 | -5.7811 | 415.5477 | 286.3276 | -2806.4438 | 912.4717 | 4973.2378 | 1628.475 | 4988.478 | -3.8612 | -276.8754 | 2313.1277 | -1162.7921 | 1296.5284 | 3484.7617 | -5173.2319 | -935.2704 | 9072.6807 | 210.1042 | 9.5847
2030-01-27 | 11 | -28.6208 | 357.6259 | -65.8123 | -338.5071 | 1098.4714 | -1631.6036 | -12719.5264 | 4349.1543 | -2816.8713 | -115.6551 | 2786.3816 | -107.4445 | 2000.8182 | -531.0701 | 914.8704 | -269.6972 | 21.3856 | 209.9989 | -415.8774 | 323.8612 | -324.3922 | -1083.9553 | 288.7055 | -54.4914 | 3612.0276 | -1543.3933 | -1462.8673 | -731.0064 | -73.5063 | 1264.1464 | 901.4556 | 5.3022 | -292.931 | 200.5935 | 0.84914 | -519.0917 | -1367.5453 | -5.157 | 256.0382 | 449.1513 | -2789.5957 | 977.1882 | 5199.0791 | 1617.193 | 5010.6108 | -3.6687 | -355.317 | 1811.9352 | -1580.6912 | 1323.8896 | 3323.3743 | -5282.3975 | -1186.1162 | 9581.5332 | 210.1043 | 1.2318
2030-01-27 | 12 | -18.6115 | 359.8682 | -42.4556 | -457.3524 | 920.0884 | -1384.1998 | -11897.8848 | 3768.1279 | -3301.896 | -111.0501 | 1209.937 | -84.5449 | 385.69 | -518.9622 | 978.0098 | -452.7459 | 50.4336 | 209.9989 | -248.8099 | 374.7371 | -299.2147 | -777.3821 | 263.727 | -66.6294 | 2257.196 | -1547.5204 | -1447.4264 | -723.487 | -68.0184 | 1185.0941 | 967.5404 | 414.1587 | -173.0835 | 276.2121 | 1.6361 | -589.4593 | 372.8318 | 826.284 | 702.2217 | 448.6623 | -2737.2307 | 870.6796 | 4852.4043 | 1569.9337 | 5018.4976 | -2.8256 | -714.7242 | 4714.4775 | 79.8497 | 1346.8701 | 3017.9326 | -5206.29 | -1618.0782 | 9508.1025 | 210.1042 | -22.0526
2030-01-27 | 13 | -27.2981 | 499.5835 | -40.3483 | -456.2411 | 957.9322 | -1160.1782 | -10626.46 | 3460.6953 | -3475.6726 | -122.0357 | 3354.7368 | -88.1011 | 1746.6421 | -500.9615 | 1024.1326 | -1093.069 | 110.6148 | 209.9989 | -415.2266 | 311.2905 | -281.0355 | -554.1722 | 225.7732 | -48.2793 | 3602.0066 | -1817.7441 | -983.3139 | -642.9569 | -72.556 | 1122.1986 | 1137.0254 | 2092.9968 | -849.2769 | 582.7937 | 2.7573 | -521.2801 | 1591.7325 | -6.2629 | 299.3962 | 449.1232 | -2698.7234 | 757.6585 | 5267.2969 | 1613.606 | 5023.1016 | -3.6578 | -634.1293 | 1520.7173 | -1914.7614 | 1210.2052 | 2472.2168 | -4987.1313 | -1534.6188 | 9415.4092 | 210.1042 | -22.9512
2030-01-27 | 14 | -38.1782 | 453.3912 | -42.0756 | -467.9662 | 785.0961 | -1066.7023 | -9898.1709 | 3084.5747 | -3316.9412 | -60.3505 | 3336.5813 | 73.4034 | 1673.4597 | -473.4353 | 1079.9238 | -1525.6605 | 78.2131 | 209.9989 | -460.6603 | 293.3677 | -337.1372 | -816.7512 | 201.0606 | -42.5313 | 3781.3005 | -1995.9908 | -656.2905 | -622.7747 | -70.4498 | 1052.9907 | 1199.7605 | 3258.3044 | -646.3407 | 723.9502 | 3.6781 | -458.0528 | 2314.2405 | -6.4338 | 330.6488 | 449.0701 | -2696.9895 | 674.6375 | 5201.146 | 1638.7043 | 5025.0049 | -3.845 | -690.5156 | 1889.4137 | -1298.1495 | 1220.8557 | 2344.1858 | -4652.6152 | -1574.9252 | 9624.3555 | 210.1043 | -44.412
2030-01-27 | 15 | -32.3118 | 706.924 | -38.4538 | -455.8267 | 741.886 | -1176.3441 | -10105.5576 | 3110.2744 | -3137.417 | -105.9947 | 2966.8928 | -43.4705 | 1691.6703 | -504.5338 | 1005.6246 | -1611.7683 | -55.6173 | 209.9989 | -484.9812 | 222.4462 | -375.4755 | -1005.7062 | 161.6106 | -34.7954 | 3859.8301 | -1972.9977 | -319.0536 | -658.4244 | -80.3291 | 999.3118 | 1149.3044 | 2689.9204 | -541.4026 | 500.7737 | 4.477 | -501.9126 | 1528.783 | -5.1319 | 240.7337 | 449.1185 | -2634.4561 | 559.9348 | 5304.4912 | 1645.5078 | 5026.9619 | -3.4688 | -750.2049 | 1793.0018 | -1451.1727 | 1171.299 | 1945.4645 | -4441.3354 | -1638.9451 | 8649.0684 | 210.1043 | -66.7464
2030-01-27 | 16 | -31.4002 | 480.9962 | -38.2394 | -558.5901 | 748.4833 | -997.491 | -9673.9463 | 3031.3918 | -3122.137 | -65.6907 | 2609.7854 | 22.26 | 1564.3274 | -480.9958 | 965.2294 | -1583.4827 | -40.9345 | 209.9989 | -449.7135 | 178.3405 | -298.9518 | -861.2618 | 191.8777 | -45.7089 | 3737.6067 | -1852.1216 | -295.2871 | -618.0511 | -70.9538 | 1078.9824 | 1033.0973 | 3529.6648 | -721.2418 | 623.995 | 3.3459 | -448.5839 | 2316.4126 | 1.0002 | 188.1526 | 449.1394 | -2610.155 | 649.0341 | 5374.6807 | 1600.3795 | 5028.8516 | -3.1544 | -807.8276 | 1231.4272 | -2490.3623 | 1138.3765 | 2132.7429 | -4693.543 | -1734.7593 | 9391.3535 | 210.1042 | -50.2858
2030-01-27 | 17 | -21.1036 | -443.4149 | -35.3456 | -358.4962 | -326.6101 | -55.4641 | -5714.0469 | 871.4125 | -687.4344 | -71.9479 | 2698.3782 | 28.4306 | 1476.5891 | -414.1608 | 1113.5131 | -1787.1891 | -100.86 | 209.9989 | -495.5482 | 118.2806 | -534.8591 | -1034.4137 | 31.9387 | -23.3277 | 3928.2097 | -1335.0629 | 138.9366 | -317.1787 | -73.4095 | 698.0507 | 818.3185 | 2716.571 | -814.6196 | 701.8187 | 4.3336 | -781.6764 | 2671.4316 | -355.4607 | 207.7979 | 449.2297 | -2482.2759 | 190.7491 | 5122.5825 | 1513.0168 | 5029.1304 | -281.3158 | -1013.4425 | 410.3309 | -3766.4365 | 808.9099 | 626.0505 | -2022.1858 | -529.5372 | 7971.7729 | 210.1042 | -121.7726
2030-01-27 | 18 | -7.4171 | -76.0566 | -33.6764 | -289.279 | -898.6318 | -187.3123 | -2570.333 | 1.0009 | 1.0002 | -84.0489 | 3274.45 | 80.6041 | 2015.1638 | -282.812 | 1411.9443 | -2417.2795 | -215.6193 | 209.9989 | -568.9816 | 115.8677 | -1137.918 | -594.7276 | -56.3695 | -3.7678 | 4236.2671 | -1105.9911 | 483.2129 | -368.9577 | -91.1518 | 433.6092 | 1132.2922 | 2144.3296 | -576.2316 | 343.191 | 6.6267 | -915.2021 | 1818.4624 | -457.2357 | 52.8891 | 449.3649 | -1715.9924 | 116.7292 | 4851.2261 | 1404.9574 | 4542.7529 | -271.3844 | -1017.101 | 1319.9403 | -3470.4495 | 593.2617 | 176.0039 | -876.736 | 1.0073 | 6464.8081 | 0.10427 | -157.4277
2030-01-27 | 19 | -14.004 | 50.562 | -42.907 | -308.5484 | -1701.4353 | -292.0416 | -2290.2146 | -326.0055 | 1.0065 | -122.8839 | 3211.0491 | 112.2551 | 2039.4471 | 51.0732 | 1598.821 | -2721.8137 | -161.623 | 209.9989 | -619.2833 | 287.8468 | -1231.9463 | -715.4229 | -10.7142 | -72.7709 | 4427.2861 | -1228.9695 | -474.3929 | -359.9086 | -90.2934 | 467.3173 | -113.4819 | 2989.7981 | -867.66 | 543.8562 | 8.1147 | 1372.9772 | 2461.667 | -680.1152 | 0.99788 | 449.5229 | -1915.5204 | 284.8892 | 4569.5605 | 1347.8079 | 4212.7749 | -268.6769 | -1121.4529 | 2039.8376 | -2697.6169 | 852.1296 | 791.6419 | -502.1809 | -344.3295 | 5013.5083 | 0.10427 | -198.1406
2030-01-27 | 20 | -18.2487 | 87.2962 | -52.0554 | -316.0221 | -1878.8151 | -347.8643 | -2324.2332 | -808.6742 | -2.87 | -148.1608 | 3144.1328 | 116.5807 | 1798.6274 | 1.0005 | 1870.9973 | -1742.1277 | 166.0504 | 209.9989 | -635.4137 | 413.419 | -1394.5709 | -1277.2946 | 1.241 | -101.0501 | 4446.0327 | -1342.6526 | -1118.494 | -364.9291 | -89.8973 | 392.7588 | -334.1038 | 2698.4023 | -1037.8262 | 627.9039 | 7.6517 | 2430.5159 | 2315.5515 | -683.9537 | 0.99989 | 449.563 | -1787.5353 | 299.8539 | 4410.9238 | 1357.4237 | 4090.3191 | -270.2397 | -1123.9553 | 2780.6255 | -1691.7533 | 801.9058 | -80.9999 | -231.5835 | -1030.9907 | 3583.4656 | 0.10427 | -352.1893
2030-01-27 | 21 | -14.539 | 242.7688 | -52.7701 | -321.5626 | -1867.0769 | -461.2537 | -3009.8589 | -911.49 | 312.8054 | -147.5266 | 3095.7456 | 105.6763 | 1538.537 | 136.7592 | 1781.7058 | -1212.2429 | 81.9173 | 209.9989 | -638.5744 | 344.8185 | -1367.2262 | -1280.6761 | -53.1949 | -113.715 | 4463.0967 | -1426.3861 | -984.3928 | -401.9642 | -90.9862 | 275.9392 | -505.806 | 2005.2051 | -1048.8744 | 522.2365 | 7.4718 | 2803.7136 | 1629.809 | -568.9778 | 43.3948 | 449.5099 | -1600.5206 | 227.5483 | 4354.0522 | 1362.0431 | 4121.0083 | -273.1162 | -1177.7531 | 3098.613 | -930.7418 | 597.6105 | -860.6501 | -181.3261 | -990.9557 | 2247.3054 | 0.10427 | -393.4342
2030-01-27 | 22 | -12.3858 | 381.0703 | -51.7457 | -321.699 | -1925.5593 | -580.0975 | -3459.0142 | -428.4205 | 688.1382 | -175.93 | 2716.8596 | 14.9722 | 682.7375 | -18.5202 | 1765.9301 | -1542.6644 | 77.9543 | 209.9989 | -626.6433 | 489.8443 | -1202.045 | -341.4036 | -47.0484 | -112.2855 | 4475.0698 | -1477.4183 | -645.8408 | -433.3734 | -94.5981 | 313.433 | -248.2626 | 1798.735 | -952.5532 | 530.1492 | 7.7991 | 2530.5134 | 1236.1145 | -246.5263 | 473.5005 | 449.453 | -1408.8909 | 223.4795 | 4456.0444 | 1493.4727 | 4695.9624 | -280.6736 | -277.5251 | 3433.1853 | -675.5876 | 716.48 | -81.0493 | -48.5284 | 1.0098 | 2671.6265 | 0.10427 | -256.9938
2030-01-27 | 23 | 5.1558 | 119.9051 | -40.5576 | -235.3934 | -1839.1506 | -495.9935 | -3453.8191 | -599.6605 | 1577.5135 | -141.7804 | 2523.0938 | -22.8808 | 900.1108 | -97.0511 | 1501.564 | -1373.077 | -116.8263 | 209.9989 | -625.6342 | 767.2433 | -779.4332 | 241.6871 | -1.4402 | -69.7693 | 4480.3306 | -768.0154 | -1289.2416 | -330.5982 | -72.5317 | 312.0906 | -877.2687 | 1.0005 | -1692.5579 | 241.2972 | 7.0777 | 1300.5522 | -628.9143 | 344.5839 | 1051.2377 | 449.533 | -2169.2776 | 143.2753 | 4325.3599 | 1816.5376 | 4661.6143 | 320.0834 | -280.2234 | 3508.3625 | -110.1474 | 1030.2175 | -78.98 | 0.99414 | -216.0079 | 2316.4749 | 210.1042 | -308.2954
2030-01-27 | 24 | 2.0096 | 103.7381 | -37.9172 | -255.9041 | -1803.5015 | -480.3643 | -5624.9575 | 0.99159 | 1139.4648 | -112.6791 | 2404.7068 | -7.7848 | 1428.6055 | -171.9308 | 1325.4352 | -1159.1272 | -61.8838 | 209.9989 | -623.3035 | 603.9205 | -488.6287 | 707.6544 | -13.0973 | -46.6049 | 4488.7295 | -718.7562 | -1113.6248 | -311.1625 | -72.2269 | 353.2173 | -683.7899 | 1.0003 | -1698.2794 | 373.9164 | 8.032 | 667.8642 | -549.7709 | 151.5893 | 876.0106 | 449.6483 | -2573.7278 | -2.9967 | 4081.0547 | 1751.806 | 4654.2627 | 0.99458 | -278.6745 | 3508.679 | 515.5076 | 1098.3508 | 243.349 | -162.2934 | 1.0045 | 1888.0616 | 210.1043 | -186.1356
2030-01-28 | 1 | 7.0283 | 1119.5626 | -34.827 | -261.981 | -830.5659 | -889.1924 | -7460.5796 | 1047.1235 | 1590.335 | -132.1275 | 2021.8743 | -112.5349 | 1295.9113 | -298.7989 | 1091.3506 | -1543.6274 | -366.72 | 209.9989 | -593.5846 | 5.8127 | -435.1156 | 881.4821 | -242.9074 | -58.1258 | 4467.0957 | -1107.0128 | 9.3983 | -488.9963 | -111.487 | 49.9959 | -167.1187 | 1.0018 | -965.8829 | 0.99982 | 9.4118 | 956.9471 | -2024.395 | 160.0262 | 877.2224 | 448.8865 | -1828.3134 | -573.6322 | 2724.7625 | 1458.5817 | 4519.2251 | -3.8443 | -276.9667 | 3264.8259 | 356.6463 | 150.1987 | -2474.749 | -489.1011 | 1750.8364 | 271.307 | 210.1042 | -83.2822
2030-01-28 | 2 | -3.455 | 0.9924 | -35.9624 | -198.1332 | -819.4755 | -317.7833 | -5781.9985 | 747.3206 | 1732.7096 | -124.0353 | 1617.962 | -139.9755 | 463.7363 | -407.7603 | 869.2612 | -1554.4863 | -260.3834 | 209.9989 | -575.0972 | 320.9666 | -463.1729 | 356.1586 | -112.8187 | -53.9558 | 4377.3169 | -798.209 | -750.6332 | -311.0957 | -78.8242 | 192.633 | -589.2081 | 1162.7805 | -1529.4344 | 438.0374 | 8.3525 | 613.3547 | -229.5544 | 1.0007 | 686.8015 | 449.036 | -2221.7734 | -179.8099 | 2527.9568 | 1333.1089 | 4215.7593 | -3.332 | -276.9159 | 3036.9146 | -100.4043 | 576.7749 | -1998.8318 | -83.4706 | 954.3156 | -1876.2451 | 210.1042 | -150.0405
2030-01-28 | 3 | -14.2214 | -13.0949 | -38.2872 | -244.12 | -543.0396 | -359.7067 | -6040.3735 | 968.1543 | 1.004 | -131.7687 | 0.99032 | -190.0512 | 0.97201 | -491.3506 | 705.2373 | -1302.7698 | -21.6031 | 209.9989 | -291.3439 | 334.14 | -353.629 | 595.9797 | -49.5883 | -90.5082 | 2536.5103 | -1176.2106 | -747.8017 | -324.6118 | -70.4528 | 328.7037 | -634.9613 | 2228.321 | -1551.2531 | 623.9741 | 8.4629 | 722.9013 | 729.6853 | -5.6384 | 1087.3375 | 0.99876 | -2375.8398 | -2.4062 | 2401.5977 | 1198.2391 | 4520.813 | -3.3175 | -276.7724 | 2968.7097 | -312.9383 | 691.2604 | -1554.443 | -886.9172 | 394.9404 | -3010.28 | 210.1043 | -115.7334
2030-01-28 | 4 | -25.7143 | 0.98747 | -42.3298 | -300.2844 | -634.5919 | -405.4064 | -5576.6445 | 886.2405 | 543.5217 | -131.8271 | 1.0043 | -194.9918 | 103.592 | -504.1458 | 696.5014 | -1155.6699 | 132.0695 | 209.9989 | -19.0633 | 356.2758 | -322.1925 | 428.7694 | -16.4115 | -121.1639 | 1084.2303 | -1495.6371 | -864.7014 | -340.3951 | -63.079 | 385.6808 | -443.0797 | 3129.2202 | -1520.1357 | 846.6147 | 7.8679 | 956.3412 | 1750.8737 | -3.8374 | 898.1325 | 1.0007 | -2505.4377 | 11.1345 | 2527.9504 | 1288.9485 | 4470.9644 | -3.1752 | -276.8755 | 2825.2896 | -340.4684 | 769.7695 | -1763.9542 | -644.2737 | 239.3263 | -947.6863 | 210.1043 | -148.5013
2030-01-28 | 5 | -18.4487 | 234.1361 | -37.4786 | -299.3206 | -372.6766 | -589.5692 | -6666.5093 | 1661.5154 | 1505.2719 | -149.1681 | 155.3883 | -194.9711 | 170.4702 | -508.0583 | 713.2225 | -1091.4611 | 110.4689 | 209.9989 | 38.6313 | 173.3315 | -288.2348 | 412.6282 | -19.2322 | -129.697 | 742.2979 | -1222.002 | -591.1047 | -406.014 | -76.0905 | 481.7228 | -252.1222 | 2550.7988 | -1426.561 | 673.2362 | 7.4629 | 1059.2219 | 1171.7772 | -4.0822 | 929.1133 | 1.0014 | -2484.5793 | 33.0621 | 2559.0596 | 1295.3342 | 4520.5542 | -3.1145 | -276.8379 | 2810.2898 | -580.514 | 696.7954 | -1708.5349 | -942.5341 | 568.3581 | -1770.567 | 210.1042 | -117.2952
2030-01-28 | 6 | -1.8164 | 1054.7811 | -37.7492 | -333.3747 | 686.4268 | -1309.0551 | -10693.3867 | 4182.4492 | 1310.1075 | -135.3553 | 1237.39 | -168.6324 | 1802.8439 | -458.8879 | 900.6168 | -921.5837 | -121.4847 | 209.9989 | -210.9928 | -33.6471 | -194.8628 | 26.4937 | 38.8408 | -105.5293 | 2417.6006 | -1446.0885 | -496.75 | -644.3717 | -106.4497 | 821.7341 | 27.4936 | 432.1218 | -1232.897 | 81.422 | 6.0242 | 1060.0494 | -1180.0085 | -204.1907 | 542.7895 | 1.0013 | -2633.124 | 252.0029 | 3311.0476 | 1571.553 | 4804.1226 | -2.7718 | -273.4167 | 2428.3333 | -1004.3714 | 762.113 | -460.9566 | -2682.9451 | 576.5593 | -2873.5486 | 210.1042 | -15.0372
2030-01-28 | 7 | 24.1192 | 1416.6407 | -38.4625 | -371.5506 | 1126.4464 | -1660.7258 | -13308.9258 | 5166.167 | -2.9659 | -154.6372 | 3165.4026 | -126.992 | 1959.6095 | -216.6859 | 1411.7546 | -437.5797 | -786.2147 | 209.9989 | -248.8436 | -50.9286 | -538.9727 | -651.5933 | 19.5242 | -43.6202 | 2659.0183 | -1299.1812 | -775.0109 | -767.3976 | -140.0304 | 875.4451 | 328.7213 | -2100.9802 | -1528.3893 | -666.5621 | 2.8625 | -1388.1649 | -4010.3728 | -484.709 | 554.91 | 1.0144 | -2764.0703 | 295.9458 | 3506.2854 | 1649.1428 | 4930.5552 | -4.5104 | -597.092 | 2316.7222 | -1720.3301 | 628.9622 | 635.8692 | -3651.6936 | 726.2635 | -1003.5354 | 210.1043 | 195.4965
2030-01-28 | 8 | 18.6708 | 1166.9437 | -44.6764 | -440.2253 | 748.3153 | -1585.2534 | -13425.1743 | 4596.5525 | -535.5683 | -162.1082 | 3472.2151 | 34.0042 | 1976.282 | 141.3417 | 1838.3967 | -392.6502 | -836.9296 | 209.9989 | -289.6955 | 47.256 | -752.3367 | -824.114 | 20.3007 | -2.9705 | 2761.6873 | -1439.4308 | -882.6045 | -759.5625 | -120.9891 | 835.5858 | 861.3259 | -1536.3662 | -1425.2457 | -630.8822 | 2.8569 | -1934.2535 | -3462.7908 | -429.4152 | 250.3148 | 225.4668 | -2644.2257 | 221.4672 | 4299.6364 | 1749.879 | 4990.7041 | 350.6268 | -795.3228 | 2159.5969 | -1565.0744 | 660.1441 | 1111.6897 | -3418.2836 | 363.6453 | 943.066 | 105.1043 | 189.4999
2030-01-28 | 9 | 13.2225 | 917.2466 | -50.8904 | -508.8999 | 370.1842 | -1509.7809 | -13541.4229 | 4026.938 | -1068.1708 | -169.5792 | 3779.0276 | 195.0003 | 1992.9546 | 499.3693 | 2265.0388 | -347.7207 | -887.6445 | 209.9989 | -330.5474 | 145.4407 | -965.7008 | -996.6348 | 21.0773 | 37.6792 | 2864.3562 | -1579.6804 | -990.1981 | -751.7273 | -101.9479 | 795.7264 | 1393.9305 | -971.7522 | -1322.1021 | -595.2023 | 2.8512 | -2480.342 | -2915.2087 | -374.1215 | -54.2803 | 449.9192 | -2524.3811 | 146.9885 | 5092.9873 | 1850.6151 | 5050.853 | 705.764 | -993.5535 | 2002.4716 | -1409.8187 | 691.326 | 1587.5103 | -3184.8735 | 1.027 | 2889.6675 | 0.10427 | 183.5033
2030-01-28 | 10 | 10.7924 | 910.4818 | -48.0178 | -516.5749 | 219.1768 | -1452.8699 | -13332.9492 | 3877.8337 | -795.6481 | -267.7258 | 3682.3269 | 195.0016 | 1788.9523 | 460.9653 | 2215.1479 | -335.1254 | -765.9712 | 209.9989 | -343.3289 | 191.0526 | -888.0693 | -974.0489 | 43.205 | 49.9859 | 2970.0183 | -1634.8568 | -1081.0956 | -745.6368 | -100.3894 | 813.2827 | 1544.02 | -348.6594 | -1295.9688 | -522.9579 | 2.7577 | -2580.9678 | -2824.575 | -400.7719 | -46.4444 | 449.7456 | -2497.1885 | 199.6833 | 5217.478 | 1783.6581 | 5062.5654 | 644.0468 | -1352.9835 | 1859.3013 | -1105.261 | 769.0198 | 1282.4683 | -2950.9163 | 0.98043 | 2921.1411 | 0.10427 | 104.964
2030-01-28 | 11 | 16.9219 | 1298.7712 | -43.9394 | -510.879 | 342.2511 | -1665.1713 | -13533.7178 | 4053.3018 | -561.6632 | -376.4673 | 3688.8486 | 131.747 | 1801.765 | 413.2852 | 2190.8914 | -319.9339 | -754.6437 | 209.9989 | -345.2596 | 169.3965 | -893.2921 | -842.1852 | 34.6925 | 54.7406 | 2932.7532 | -1663.4594 | -942.5486 | -824.2753 | -112.5091 | 786.2322 | 1808.9812 | -1243.6053 | -1082.3246 | -716.0579 | 3.5245 | -2492.6484 | -3098.353 | -424.5912 | -107.2484 | 449.8289 | -2459.9219 | 163.9537 | 5210.835 | 1742.0892 | 5067.0073 | 552.1972 | -1354.106 | 1893.9353 | -838.0168 | 838.2697 | 653.1866 | -2771.0425 | -62.3053 | 3262.3381 | 0.10427 | 24.6577
2030-01-28 | 12 | 21.3426 | 1414.3475 | -39.8116 | -490.6558 | 443.3338 | -1738.6562 | -13680.1738 | 4051.6445 | -1205.5935 | -383.3423 | 3919.2546 | 118.0995 | 1591.2694 | 345.2326 | 2171.9141 | -42.816 | -647.0026 | 209.9989 | -352.4982 | 225.219 | -935.0618 | -1079.4519 | 32.8507 | 55.9111 | 2803.188 | -1614.3667 | -1093.6648 | -848.8796 | -114.1448 | 758.0995 | 1665.5707 | -1603.6042 | -999.3461 | -795.4399 | 4.4024 | -1806.2712 | -3464.0974 | -358.9586 | -51.0985 | 449.8587 | -2554.2874 | 196.7923 | 5122.502 | 1746.8339 | 5068.3193 | 527.2241 | -1355.6926 | 1937.6508 | -474.3532 | 987.284 | 680.2682 | -3103.2808 | -628.4499 | 3601.1733 | 0.10427 | -11.4512
2030-01-28 | 13 | 19.0564 | 1457.9056 | -39.0428 | -484.6077 | 108.9199 | -1707.8326 | -12590.7793 | 3398.8464 | -519.9357 | -352.1663 | 3871.575 | 195.0003 | 1106.2135 | 345.8472 | 2150.8347 | 967.1578 | -489.3818 | 209.9989 | -232.643 | 331.1953 | -903.1874 | -1214.8535 | -10.8196 | 43.3479 | 1724.6688 | -1655.4587 | -1854.5863 | -850.5187 | -115.4242 | 599.5453 | 1495.1219 | -1890.3552 | -1114.3101 | -764.9293 | 3.3003 | -1719.4978 | -3169.2395 | -374.4836 | -79.5018 | 449.8889 | -2701.2444 | 0.99967 | 5036.5513 | 1707.4177 | 5068.5952 | 436.8192 | -1355.0493 | 1927.9956 | -296.4803 | 937.7739 | 368.8077 | -2497.5649 | -364.8256 | 4415.9087 | 0.10427 | -51.6764
2030-01-28 | 14 | 24.3688 | 1373.5839 | -35.709 | -443.0198 | 231.489 | -1662.7302 | -12749.0703 | 3620.7612 | -826.3445 | -345.0216 | 3868.9502 | 195.0002 | 1067.0868 | 338.8391 | 2144.186 | 1975.9407 | -395.3848 | 209.9989 | -191.3892 | 250.6995 | -886.5152 | -1163.9003 | -16.1822 | 39.4261 | 1394.7269 | -1414.1371 | -1785.1057 | -838.2636 | -119.1236 | 628.8831 | 1355.3228 | -2852.7444 | -1128.2979 | -901.1628 | 2.5799 | -1782.2706 | -3299.9219 | -403.2468 | -113.8864 | 449.9733 | -2643.4031 | 34.031 | 5003.1025 | 1710.4128 | 5068.6089 | 383.2072 | -1142.6851 | 1892.7306 | -280.3757 | 898.991 | 545.5229 | -2606.1621 | -281.8993 | 3776.3547 | 0.10427 | -61.2264
2030-01-28 | 15 | 32.8833 | 1551.2251 | -35.6285 | -383.7593 | 331.9554 | -1720.3613 | -12924.332 | 3716.5132 | -719.0905 | -346.5037 | 3820.6023 | 195.0005 | 1271.2239 | 340.8664 | 2137.1829 | 2375.2524 | -489.1329 | 209.9989 | -198.8583 | 343.6136 | -892.5541 | -1933.2488 | -18.695 | 45.1675 | 1399.4706 | -1162.8469 | -2207.4321 | -822.1581 | -127.8925 | 569.6914 | 692.7363 | -3975.9055 | -1694.5038 | -1064.9178 | 0.92732 | -1739.5052 | -4095.3118 | -407.7645 | -112.7401 | 449.8813 | -2669.447 | 48.2706 | 5043.6147 | 1742.4741 | 5067.3301 | 426.5942 | -1355.4771 | 1921.7236 | -430.3024 | 941.8325 | 377.4688 | -2667.27 | -500.895 | 627.1787 | 0.10427 | -81.8215
2030-01-28 | 16 | 38.5446 | 1394.9149 | -31.5754 | -331.0284 | 469.483 | -1663.4106 | -13400.8125 | 4075.8713 | -1225.4077 | -340.5766 | 3797.2488 | 195.0006 | 1443.9115 | 305.63 | 2117.2583 | 2538.3379 | -492.1398 | 209.9989 | -195.1415 | 77.13 | -847.2086 | -2570.2378 | -32.9261 | 30.6272 | 1511.6803 | -971.321 | -1405.9353 | -803.9406 | -130.8659 | 662.7629 | 717.3467 | -4466.7241 | -1577.8474 | -1154.593 | 0.72514 | -1536.4567 | -4340.0688 | -630.8647 | -354.3313 | 450.0582 | -2653.0122 | 23.1866 | 5183.3159 | 1681.6421 | 5067.9492 | 278.3428 | -1351.3882 | 1587.5791 | -1231.0925 | 866.2434 | 602.3547 | -2839.458 | -332.7264 | 1233.1633 | 0.10427 | -63.6277
2030-01-28 | 17 | 39.3277 | 1443.9077 | -29.6683 | -343.3593 | 504.8022 | -1673.6324 | -13548.7568 | 4271.7319 | -736.2747 | -266.0097 | 3777.3206 | 195.0011 | 1654.9744 | 344.6979 | 2129.8889 | 2683.9976 | -474.1704 | 209.9989 | -182.0498 | -80.8581 | -949.6117 | -2197.488 | -51.8701 | 14.7285 | 1606.7507 | -1028.1144 | -582.8073 | -817.5593 | -134.9401 | 677.1252 | 782.3501 | -4259.0435 | -1336.4648 | -1173.261 | 1.1875 | -1242.1 | -4251.2671 | -875.729 | -529.1846 | 450.0362 | -2322.5859 | 1.0035 | 5284.2251 | 1587.2941 | 5067.853 | 134.2159 | -1511.3521 | 874.1387 | -2543.0613 | 657.8494 | 586.8001 | -2882.6094 | 1.0011 | 902.0266 | 0.10427 | -31.0418
2030-01-28 | 18 | 41.2167 | 1293.8544 | -28.8621 | -346.3028 | 695.4019 | -1658.2024 | -14089.8398 | 4712.6533 | -616.7966 | -305.9146 | 3728.0876 | 195.0004 | 1171.7196 | 334.8401 | 2113.5559 | 2571.8994 | -534.9546 | 209.9989 | -73.8768 | -114.5691 | -860.9841 | -1856.6726 | -4.7535 | -4.272 | 51.5206 | -918.708 | -1235.0275 | -793.668 | -128.8703 | 837.173 | 577.9115 | -4546.5332 | -1497.8915 | -1157.767 | 0.68542 | -1133.4376 | -4216.3447 | -848.7649 | -507.66 | 449.796 | -2383.9038 | 116.3945 | 5075.9077 | 1573.6802 | 5068.9199 | -3.0251 | -1801.8793 | 1454.8317 | -2477.8618 | 580.4062 | 1208.5432 | -3429.3235 | 0.99043 | 1593.606 | 0.10427 | 75.3746
2030-01-28 | 19 | 50.5262 | 1050.1442 | -27.8614 | -303.6029 | 548.9487 | -1521.2766 | -13696.0664 | 4376.2866 | -615.717 | -344.7342 | 3791.4292 | 194.9997 | 237.7179 | 352.1752 | 2131.5093 | 2585.0806 | -723.6188 | 209.9989 | -80.7885 | -10.7776 | -1204.2719 | -2068.0215 | -28.5313 | -5.0945 | -46.8329 | -574.1315 | -1455.0168 | -753.2505 | -124.4585 | 746.9122 | 409.6462 | -5596.8286 | -1539.1289 | -1332.2681 | 0.89533 | -1082.5348 | -4393.4243 | -404.5544 | -546.7932 | 450.3251 | -2134.1531 | 1.0014 | 5128.7993 | 1533.4091 | 5070.5054 | 0.99505 | -1579.1418 | 2196.0867 | -1822.531 | 580.8215 | 1638.4781 | -2779.7056 | 1.0014 | 3209.7339 | 210.1043 | 64.1854
2030-01-28 | 20 | 38.8643 | 983.9344 | -37.9756 | -397.7205 | 304.2831 | -1524.3447 | -13343.1689 | 3853.3311 | -723.5848 | -345.4962 | 3884.3462 | 194.9987 | 1.0062 | 374.8209 | 2135.5029 | 2252.0225 | -705.83 | 209.9989 | -108.1214 | 28.6686 | -1367.9976 | -2739.4016 | -43.3434 | -5.5168 | -41.952 | -935.3492 | -1048.2592 | -768.9295 | -113.6006 | 676.6435 | 811.9748 | -5202.104 | -1151.4867 | -1189.3767 | 2.537 | -706.0494 | -3338.4441 | -6.9263 | -205.2812 | 450.3762 | -2254.6514 | -116.216 | 5127.7896 | 1661.9706 | 5069.647 | 280.4486 | -1349.0134 | 2571.6382 | -954.3969 | 842.636 | 1366.5216 | -2177.177 | -500.6062 | 5747.5015 | 210.1043 | -72.7209
2030-01-28 | 21 | 33.9389 | 760.5652 | -41.0318 | -411.6557 | 80.6915 | -1467.3138 | -13641.293 | 3621.7402 | -358.8314 | -351.153 | 3868.8506 | 195.0004 | 173.9022 | 368.3626 | 2144.9595 | 2254.8198 | -700.6621 | 209.9989 | -121.608 | 33.6268 | -1324.6068 | -3108.1113 | 10.0452 | -15.2488 | 121.3111 | -981.6937 | -930.6899 | -743.4302 | -101.3228 | 779.6158 | 568.941 | -5196.1772 | -1270.9429 | -1074.7758 | 2.0566 | -660.6666 | -2999.6228 | -29.3365 | -113.2866 | 450.341 | -2237.9329 | 0.98291 | 4631.4346 | 1504.7711 | 5060.2681 | 1.0041 | -1039.0404 | 2561.1211 | -1580.4871 | 931.6085 | 1502.7189 | -2025.3893 | -597.7229 | 6691.5786 | 0.10427 | -50.9296
2030-01-28 | 22 | 29.7859 | 940.7164 | -45.5067 | -461.0462 | -6.9258 | -1625.9093 | -13438.5596 | 3420.0955 | -2.9942 | -256.904 | 3855.4104 | 194.9994 | 48.5716 | 384.9381 | 2138.7549 | 2226.8787 | -687.5045 | 209.9989 | -149.3285 | 87.6812 | -1256.6632 | -3155.9648 | 27.3975 | -31.0568 | 383.3506 | -1243.5613 | -1047.9731 | -789.9298 | -103.0939 | 763.9523 | 503.8611 | -5543.8203 | -1305.4244 | -1025.7166 | 2.208 | -361.416 | -2713.822 | 103.1667 | 293.6004 | 450.2011 | -2228.1106 | 144.4645 | 4405.3667 | 1597.049 | 5048.436 | 197.5841 | -666.8264 | 2736.4731 | -841.3159 | 719.8187 | 1141.7117 | -1705.1615 | 0.93248 | 8892.4199 | 0.10427 | 59.4384
2030-01-28 | 23 | 25.8697 | 843.7064 | -48.058 | -459.7806 | 115.2031 | -1656.4797 | -13618.0947 | 3669.2861 | 1.0037 | -112.1514 | 3796.9971 | 195.0023 | 628.9594 | 293.6801 | 2160.9231 | 2101.1284 | -706.8317 | 209.9989 | -182.828 | 171.1114 | -924.228 | -2396.782 | 103.0431 | -32.0943 | 789.5072 | -1344.5786 | -1084.2399 | -791.6657 | -94.9897 | 911.6265 | 451.342 | -5731.5327 | -1373.7865 | -949.3686 | 2.3838 | -384.7538 | -2518.7434 | 1.0004 | 355.1176 | 450.1124 | -2506.2131 | 323.2097 | 4080.5374 | 1669.7136 | 5031.8589 | 78.2343 | -278.2637 | 2948.188 | -623.758 | 991.5331 | 1249.9437 | -2415.2747 | -59.3873 | 10599.0947 | 0.10427 | -12.087
2030-01-28 | 24 | 18.4046 | 770.8493 | -47.703 | -436.2321 | -259.3774 | -1515.0668 | -11426.1611 | 2673.5903 | -2.9565 | -114.5355 | 3764.4192 | 190.4782 | 705.6248 | 45.3889 | 2125.3569 | 1631.6941 | -613.8235 | 209.9989 | -270.1371 | 414.1859 | -796.5477 | -1092.8988 | 89.5193 | -14.7884 | 1992.0453 | -1350.2865 | -903.1489 | -737.7851 | -87.4249 | 755.309 | 620.3649 | -4824.0376 | -1345.8079 | -697.4429 | 4.054 | -846.7629 | -1692.1422 | 541.3461 | 926.6479 | 449.5068 | -2731.1497 | 221.6241 | 3933.4331 | 1859.6359 | 4991.6392 | 661.8264 | -281.523 | 3121.2825 | 71.6372 | 1200.3136 | 536.6884 | -1778.5139 | -548.1378 | 11791.7842 | 210.1042 | -134.2153
2030-01-29 | 1 | 5.6095 | 600.1291 | -45.1055 | -405.624 | -540.6501 | -1257.3062 | -9650.7051 | 2226.988 | 1303.0474 | -132.0337 | 3783.4163 | 107.1401 | 712.1228 | -15.7801 | 1824.9177 | -279.2987 | -727.6741 | 209.9989 | -343.2594 | 251.3788 | -610.0007 | -70.6889 | 53.7322 | 12.0705 | 2546.6885 | -1506.9662 | -151.9497 | -661.8283 | -88.9549 | 722.2132 | 1034.1982 | -2191.2126 | -937.0687 | -290.2513 | 7.2769 | -580.5798 | -1157.0948 | 104.8124 | 372.4582 | 449.9571 | -2727.7742 | 70.332 | 3382.2305 | 1528.986 | 4628.4937 | 0.99483 | -278.4624 | 3397.8154 | 424.267 | 1236.8768 | -548.9899 | -1356.1133 | -653.7827 | 11759.9834 | 210.1043 | -291.9911
2030-01-29 | 2 | 9.783 | 974.9617 | -41.5586 | -449.3929 | -134.3999 | -1463.9843 | -10022.2695 | 2890.1775 | 2335.146 | -164.8277 | 3675.3096 | -10.6119 | 2066.8774 | -118.062 | 1704.4894 | -97.1518 | -787.0967 | 209.9989 | -348.113 | 339.1363 | -473.4088 | 98.9332 | 91.1847 | 31.5785 | 2903.5261 | -1308.7123 | -583.22 | -725.6274 | -104.1548 | 761.2095 | 1076.0905 | -2596.457 | -1238.9714 | -397.6089 | 4.7987 | -1416.1732 | -1662.3649 | -50.6745 | 571.3679 | 1.0007 | -2673.6887 | 388.5569 | 2940.7297 | 1574.4033 | 4515.2891 | -3.6291 | -278.2429 | 2627.3564 | -339.4318 | 930.8837 | -74.388 | -2410.2258 | 713.1552 | 11102.375 | 210.1043 | -70.6973
2030-01-29 | 3 | -3.4609 | 756.7418 | -42.4284 | -509.2165 | -235.7408 | -1290.5504 | -9576.2441 | 2696.7334 | 2588.4768 | -178.6116 | 3201.2285 | -66.0114 | 1999.7346 | -176.1089 | 1682.0056 | -94.5735 | -366.1973 | 209.9989 | -322.7786 | 363.3074 | -358.5913 | 59.1718 | 119.9635 | 22.4069 | 2777.1018 | -1471.5377 | -753.812 | -686.6802 | -96.1377 | 822.6136 | 1274.062 | 1 | -1171.73 | -9.3286 | 4.7365 | -1314.8062 | -1359.3148 | -68.9313 | 625.3428 | 0.99784 | -2699.4087 | 402.7678 | 2928.9939 | 1237.1685 | 4505.583 | -3.0045 | -276.7105 | 2813.5137 | -437.7182 | 966.5503 | -80.44 | -2349.6812 | 913.8511 | 10971.126 | 210.1043 | -64.5611
2030-01-29 | 4 | -13.0117 | 558.0505 | -46.4664 | -424.5986 | -176.1964 | -1291.1572 | -9486.6621 | 2713.5952 | 2559.0867 | -204.7168 | 3079.9971 | -166.5438 | 1954.6145 | -227.5875 | 1631.0303 | -169.3528 | -269.0598 | 209.9989 | -375.0969 | 428.653 | -364.4954 | 101.8942 | 170.2297 | 23.6388 | 3214.3059 | -1486.9139 | -941.2117 | -667.9047 | -87.7283 | 895.6125 | 1347.9584 | 6.2272 | -1261.4701 | 126.1711 | 4.8436 | -1270.7335 | -749.6219 | -72.0421 | 531.2704 | 0.99586 | -2749.5955 | 541.1129 | 2855.4265 | 1188.8928 | 4329.6001 | -3.0345 | -275.1345 | 2703.2236 | -535.6078 | 1101.4305 | 50.3232 | -2612.7832 | 631.6366 | 11485.8438 | 210.1042 | -68.779
2030-01-29 | 5 | -25.8229 | 371.6697 | -53.0932 | -467.8383 | -304.3132 | -1158.8163 | -9206.3135 | 2507.2771 | 2251.4568 | -166.3649 | 2096.7058 | -75.6995 | 1045.7107 | -236.3002 | 1587.3021 | -361.1474 | -126.2175 | 209.9989 | -303.1437 | 225.107 | -461.9456 | 38.0163 | 146.5624 | -1.6488 | 2538.7644 | -1811.1954 | -452.1267 | -638.1937 | -77.4863 | 929.8839 | 1754.9945 | 1326.4631 | -822.771 | 430.5822 | 7.0763 | -885.4272 | 1373.6781 | -4.6526 | 377.5495 | 1.0014 | -2811.8127 | 327.7257 | 3291.0527 | 1269.3833 | 4575.3618 | -3.1768 | -272.5391 | 3266.2803 | -406.2707 | 1474.6915 | -262.0788 | -2422.9612 | -1051.6411 | 10876.8213 | 210.1042 | -298.8694
2030-01-29 | 6 | -23.1369 | 262.144 | -52.4259 | -600.3077 | 272.3675 | -959.1262 | -9831.2822 | 3090.4338 | 323.424 | -161.452 | 3523.6167 | -42.7888 | 1306.5662 | -162.9419 | 1707.9663 | 69.6208 | -290.6397 | 209.9989 | -383.1008 | 375.5673 | -584.6484 | -467.5295 | 255.526 | 25.4327 | 3448.5044 | -1501.9822 | -941.2783 | -588.5338 | -66.0455 | 1145.7518 | 1351.979 | 1534.465 | -1289.2812 | 462.1171 | 4.1425 | -1541.6208 | 2593.2561 | -4.8301 | 271.2502 | 1.0004 | -2898.1265 | 695.9332 | 3827.5686 | 1396.6792 | 4916.5928 | -3.5016 | -276.8313 | 2748.2463 | -895.7842 | 1383.5098 | 1672.8281 | -3748.686 | -831.4501 | 10198.9199 | 210.1043 | -39.4582
2030-01-29 | 7 | -12.374 | 0.99897 | -53.7399 | -499.2697 | -209.2702 | -593.8156 | -7885.0898 | 1266.8301 | -60.2035 | -177.3513 | 3782.9331 | -17.2485 | 1869.8593 | -105.4876 | 1829.6177 | 369.5009 | -354.6623 | 209.9989 | -413.3434 | 392.2456 | -1252.683 | -701.2482 | 76.9421 | 48.7734 | 3504.1936 | -1185.4026 | -953.7022 | -470.666 | -73.7521 | 694.6751 | 1398.5367 | 211.0211 | -1366.1677 | 312.8413 | 4.7224 | -1903.0488 | 2109.332 | -435.7213 | -63.9773 | 449.7214 | -2405.4146 | 307.9547 | 4373.2969 | 1345.759 | 5007.9429 | 26.097 | -273.2196 | 2568.449 | -1900.1852 | 920.8138 | 612.2099 | -2335.6558 | 3.3295 | 9101.2734 | 210.1042 | 38.1626
2030-01-29 | 8 | -13.4707 | -428.2125 | -58.2681 | -503.6736 | -1083.5358 | -263.0503 | -6386.1816 | -2.859 | -126.6239 | -126.0573 | 3912.6492 | 194.9998 | 1460.7195 | 28.0207 | 2191.8105 | 109.2383 | -397.2234 | 209.9989 | -416.929 | 539.4428 | -1541.776 | -902.0545 | -9.2927 | 77.3283 | 3158.0706 | -944.4094 | -1195.4692 | -370.2946 | -61.7207 | 448.7483 | 1657.67 | 650.1609 | -1400.8153 | 387.1482 | 5.2772 | -2374.6738 | 2732.7419 | -453.218 | -601.8616 | 450.0922 | -2505.0518 | 0.99771 | 5211.8267 | 1383.6252 | 5045.3589 | 128.3875 | -903.375 | 2562.1499 | -2024.8828 | 1015.2146 | 219.4164 | -1019.3906 | -381.4599 | 8940.0303 | 210.1043 | -150.2229
2030-01-29 | 9 | -18.9126 | -820.8491 | -57.8069 | -542.572 | -1512.6117 | -59.0006 | -6943.1143 | -178.0325 | -2.9658 | -219.7727 | 3889.2334 | 195.0007 | 1552.2534 | 159.2711 | 2203.5225 | 99.1657 | -414.4124 | 209.9989 | -426.2217 | 461.772 | -1493.9695 | -813.6029 | 22.9427 | 82.6115 | 3229.7827 | -918.3321 | -807.7672 | -326.011 | -44.9986 | 534.2745 | 1852.3145 | 1543.6041 | -1284.1074 | 524.3937 | 5.3102 | -2604.8083 | 3953.4387 | -549.7268 | -672.0067 | 450.1161 | -2446.749 | 4.9748 | 5363.4155 | 1360.1449 | 5062.9258 | 135.4167 | -1260.1685 | 2359.2893 | -1921.7922 | 1039.8469 | 0.97074 | -323.0869 | -457.1308 | 9113.665 | 0.10427 | -192.2839
2030-01-29 | 10 | -29.61 | -705.5321 | -57.413 | -606.7722 | -1565.3746 | -52.3848 | -6588.0283 | -318.5085 | -2.8421 | -199.4354 | 3642.3145 | 194.9998 | 1759.9341 | 5.1015 | 2199.6191 | 345.888 | -335.2244 | 209.9989 | -429.4303 | 444.4631 | -1361.6208 | -880.6398 | 32.2536 | 76.2294 | 3523.9778 | -1286.6863 | -941.499 | -342.7015 | -41.2895 | 538.1474 | 1794.0482 | 2507.4651 | -1356.2217 | 752.2875 | 4.0631 | -2545.7739 | 5240.209 | -409.0968 | -208.1963 | 449.5391 | -2356.1455 | 87.6748 | 4781.3799 | 1321.41 | 5069.5908 | -3.2327 | -1215.6605 | 1640.0323 | -1989.6648 | 723.8437 | -91.3745 | -877.6069 | 359.988 | 9309.9639 | 0.10427 | -2.4477
2030-01-29 | 11 | -43.6123 | -95.4726 | -61.8998 | -700.7896 | -1094.3458 | -394.1091 | -7242.459 | 195.1519 | -419.9907 | -212.3618 | 3049.2236 | 195.0003 | 1093.453 | -16.62 | 2176.9092 | 681.8819 | -260.1312 | 209.9989 | -391.0338 | 362.8429 | -1124.7233 | -983.5606 | 7.6909 | 69.7848 | 3335.9194 | -2059.1443 | -1108.6235 | -466.0514 | -54.3068 | 535.0017 | 1997.2595 | 3463.9983 | -1277.2194 | 869.4914 | 2.9069 | -2496.3135 | 5981.1812 | 1.0012 | -73.2746 | 399.2833 | -2504.6201 | 3.567 | 4651.1274 | 1350.0537 | 5084.0234 | -3.0907 | -945.7623 | 3272.2341 | -577.1986 | 645.8159 | 0.95362 | -1958.1478 | 0.99712 | 8838.1143 | 0.10427 | 87.369
2030-01-29 | 12 | -40.2818 | 73.3655 | -54.6208 | -680.2028 | -822.8857 | -442.6882 | -8045.2524 | 1199.0588 | -707.0063 | -278.6491 | 2752.2854 | 89.9941 | 2129.1694 | -20.4917 | 2185.2803 | 866.4467 | -269.9008 | 209.9989 | -379.4237 | 173.3941 | -1056.549 | -1011.6732 | 16.9992 | 77.7851 | 3311.4893 | -2111.3564 | -983.4571 | -492.4267 | -64.7609 | 656.5248 | 2157.8696 | 3293.4587 | -1199.3989 | 773.8425 | 2.0729 | -2554.7556 | 5631.499 | -855.916 | -172.9807 | 449.492 | -2408.895 | 76.5349 | 4701.4199 | 1339.5724 | 5082.6543 | -2.9704 | -1399.8619 | 899.3848 | -2880.1748 | 611.6754 | -79.79 | -2052.8442 | 33.5807 | 7445.627 | 210.1043 | 64.9241
2030-01-29 | 13 | -29.6636 | -296.6396 | -50.4718 | -521.8099 | -1005.922 | -64.7109 | -6162.0156 | 240.0548 | -479.1647 | -274.711 | 2939.9897 | 195.0007 | 2136.2808 | -46.1675 | 2132.8237 | 1024.0056 | -99.379 | 209.9989 | -411.9124 | 361.9497 | -1165.1973 | -963.9044 | 0.010776 | 97.6089 | 3456.7354 | -1314.9259 | -1002.0264 | -331.5504 | -64.7027 | 490.9704 | 1920.1453 | 2138.2002 | -1423.6088 | 749.9765 | 3.5038 | -2722.6152 | 4560.3247 | -899.4012 | -212.0683 | 449.4962 | -2347.6538 | 52.4458 | 4757.8721 | 1348.3635 | 5084.6655 | -3.0162 | -1410.5516 | 994.8823 | -2602.469 | 686.1124 | -354.3648 | -1833.8688 | 0.99463 | 6426.2666 | 210.1043 | -10.7622
2030-01-29 | 14 | -15.289 | 316.9459 | -46.425 | -478.0533 | -344.2041 | -570.5366 | -8175.1089 | 1552.3722 | -257.2516 | -228.9093 | 2645.0886 | 195.0004 | 1974.8291 | -80.631 | 2111.1982 | 1540.8015 | -209.9252 | 209.9989 | -388.0662 | 162.9876 | -821.0284 | -969.4458 | -12.7986 | 80.4367 | 3372.4172 | -1377.5625 | -879.6003 | -470.1288 | -83.8098 | 618.7007 | 1799.6573 | 230.7878 | -1487.1404 | 316.9629 | 2.5966 | -2638.0869 | 2338.7864 | -1096.8995 | -400.7198 | 449.6559 | -2671.105 | 0.98903 | 4947.2583 | 1419.3926 | 5086.0864 | -3.0634 | -1359.7668 | -47.8847 | -3339.0415 | 697.8911 | -379.2206 | -2340.8655 | -1.1222 | 6739.0698 | 210.1043 | -14.2986
2030-01-29 | 15 | -10.6441 | 785.4329 | -39.6132 | -583.015 | 14.4339 | -1136.7181 | -9579.918 | 2664.7229 | -209.2528 | -210.3829 | 1964.8043 | 195.0006 | 2139.0889 | -202.9241 | 1914.1068 | 1751.0398 | -280.3451 | 209.9989 | -323.0714 | 0.44794 | -643.5888 | -835.5074 | -17.9364 | 34.6937 | 3133.9912 | -1431.7799 | -844.4323 | -673.3922 | -92.1956 | 696.5623 | 1900.5466 | -129.2723 | -1405.0276 | 65.1749 | 1.5961 | -2231.5349 | 887.5267 | -1151.3955 | -238.196 | 0.99644 | -2580.606 | 0.99247 | 4716.1792 | 1442.2091 | 5070.5493 | -10.5023 | -1799.5665 | -1632.0477 | -4941.084 | 561.3101 | -781.8682 | -2632.9487 | 1.0129 | 7954.7632 | 210.1043 | -21.355
2030-01-29 | 16 | -15.8594 | 549.3771 | -41.1225 | -534.6314 | -175.1875 | -749.2922 | -8776.3359 | 2198.1782 | -518.7284 | -187.597 | 1898.9685 | 195.0002 | 2135.9602 | -314.6634 | 1530.0571 | 1475.5837 | -244.1642 | 209.9989 | -314.7725 | 29.6398 | -642.0436 | -746.6594 | 11.2443 | 12.486 | 3134.3059 | -1684.6511 | -874.459 | -537.364 | -85.6095 | 729.7474 | 1420.1333 | 315.1034 | -1517.076 | 327.0558 | 1.7281 | -2181.563 | 2628.606 | -1233.8799 | -181.126 | 1.0004 | -2568.4407 | 113.9738 | 4666.354 | 1425.6456 | 5070.5566 | -2.9204 | -1836.3848 | -1543.9309 | -5058.0654 | 613.7531 | -798.1122 | -2504.2563 | 0.99292 | 8522.5098 | 210.1043 | -55.7242
2030-01-29 | 17 | -38.0187 | -186.0639 | -48.3245 | -564.2679 | -663.3278 | -118.4822 | -5453.731 | 610.5813 | -2.9969 | -141.8445 | 2065.9021 | 36.3093 | 2120.9082 | -169.376 | 2036.5608 | 1271.3065 | 63.4735 | 209.9989 | -316.9128 | 62.6109 | -602.2288 | -697.0811 | 1.256 | -13.7154 | 3212.4619 | -1692.8378 | -778.6818 | -354.7665 | -67.7015 | 652.0118 | 1578.6444 | 2768.9453 | -1384.6392 | 981.3002 | 2.6267 | -1640.562 | 5366.165 | -1178.0261 | -120.9455 | 0.99837 | -2617.4263 | 31.4544 | 4641.6787 | 1437.3514 | 5076.0723 | -2.9502 | -1800.049 | -1737.3058 | -5443.0752 | 596.3478 | -1310.701 | -1816.6407 | 0.97818 | 10816.9072 | 210.1042 | -94.7801
2030-01-29 | 18 | -52.5859 | -115.556 | -56.8086 | -637.0074 | -782.4972 | -254.3607 | -5032.9253 | 581.3354 | -2.963 | -133.377 | 2376.9854 | 18.5385 | 2101.1191 | -213.726 | 1890.8126 | 1191.2764 | 118.1917 | 209.9989 | -275.6481 | 87.8221 | -766.2245 | -757.5679 | 19.2587 | -19.5161 | 3041.6558 | -2102.9375 | -899.5015 | -406.6426 | -65.3607 | 687.5922 | 1660.1055 | 4095.5662 | -1305.5657 | 1214.1519 | 2.181 | -1665.601 | 6750.8394 | -1156.0682 | -489.6041 | 449.7386 | -2627.446 | 142.6762 | 5115.481 | 1479.8577 | 5076.5933 | -2.9005 | -1826.3186 | -423.4349 | -4807.3267 | 517.5092 | -507.1516 | -2254.4175 | 328.6856 | 12784.2139 | 210.1043 | 17.3126
2030-01-29 | 19 | -44.1711 | 1.0035 | -59.5614 | -637.2791 | -499.262 | -471.4676 | -6266.2261 | 1205.101 | -26.7894 | -330.3927 | 2304.874 | 180.5893 | 1498.928 | -240.9981 | 1801.1426 | 1356.4828 | -8.4575 | 209.9989 | -304.0432 | 112.1338 | -1169.0403 | -1026.1628 | 31.3953 | 7.0356 | 3128.8521 | -2005.373 | -921.8586 | -467.3683 | -68.3156 | 731.8717 | 1839.0741 | 2977.8601 | -1272.1876 | 925.9089 | 2.0131 | -2109.5066 | 5874.251 | -1090.5634 | -375.1187 | 449.7578 | -2308.6467 | 258.6129 | 5110.4883 | 1561.8533 | 5068.458 | 95.0712 | -1834.713 | 493.5369 | -3946.0149 | 531.164 | -76.4131 | -2499.7087 | 589.4432 | 13184.6875 | 0.10427 | 105.7331
2030-01-29 | 20 | -39.7456 | 1.0031 | -64.5348 | -671.258 | -526.7251 | -506.0275 | -6780.0366 | 1137.9498 | -333.1068 | -228.1588 | 2449.7466 | 194.9996 | 1054.0161 | -109.5648 | 2119.7898 | 1484.3223 | -112.0728 | 209.9989 | -326.9495 | 244.8575 | -1179.0878 | -1042.2955 | 41.6561 | 22.8999 | 3171.7131 | -1889.9292 | -1144.5221 | -476.7243 | -69.0597 | 721.1589 | 1762.139 | 2421.1318 | -1344.5216 | 780.905 | 2.3816 | -2309.8362 | 5220.0234 | -1030.1637 | -215.6031 | 449.7443 | -2583.2458 | 190.6826 | 5039.918 | 1597.296 | 5076.208 | 147.124 | -1350.8328 | 1134.6125 | -3051.5974 | 711.1844 | -426.3792 | -2394.8259 | 379.4279 | 13484.5615 | 0.10427 | 51.523
2030-01-29 | 21 | -51.2254 | -396.7564 | -69.4357 | -720.8318 | -977.316 | -297.3586 | -6228.1777 | 405.8657 | -2.9422 | -177.1739 | 2358.8833 | 74.0622 | 1623.7375 | -143.8885 | 2059.8071 | 1521.4039 | -11.7529 | 209.9989 | -378.7019 | 458.9286 | -1250.0688 | -797.1786 | 113.5734 | 15.1821 | 3472.019 | -1980.6631 | -1536.001 | -418.4869 | -47.1063 | 768.8662 | 1618.8374 | 3510.5796 | -1468.2473 | 1097.7334 | 2.1972 | -2311.0715 | 6614.4253 | -988.0259 | -391.2313 | 449.7159 | -2597.3408 | 404.7417 | 5155.8921 | 1611.1829 | 5053.8813 | 140.9449 | -1673.4709 | 1335.7981 | -2513.5901 | 866.8055 | -79.2816 | -2171.665 | 273.9976 | 14531.2002 | 0.10427 | 26.7407
2030-01-29 | 22 | -60.2666 | -384.2286 | -74.095 | -737.249 | -1248.2947 | -295.6103 | -5519.6699 | 0.99682 | -2.9467 | -162.568 | 2435.165 | 39.1707 | 2055.2808 | -213.5715 | 1878.1876 | 1449.2633 | 90.9352 | 209.9989 | -392.623 | 378.556 | -1121.5616 | -684.3879 | 79.8372 | 5.2388 | 3545.3086 | -2191.4985 | -1573.6133 | -419.9139 | -48.695 | 730.0958 | 1595.8033 | 4472.1143 | -1350.3926 | 1248.1591 | 2.3222 | -2046.5524 | 7317.4692 | -854.152 | -499.4306 | 449.8611 | -2527.2371 | 266.739 | 5174.7729 | 1608.8799 | 5053.5127 | 155.7026 | -1350.7314 | 1803.8983 | -1827.6282 | 745.7122 | -78.3528 | -1668.2253 | 662.6298 | 14827.7568 | 210.1043 | 18.0085
2030-01-29 | 23 | -61.46 | -305.5743 | -69.8528 | -745.9133 | -1167.6757 | -347.67 | -5591.5513 | 0.99211 | -2.7665 | -134.8067 | 2419.9663 | 56.4284 | 1242.3986 | -251.218 | 1799.0211 | 1169.5293 | 165.7896 | 209.9989 | -354.1599 | 509.6247 | -927.8695 | -405.6208 | 132.0614 | -28.9717 | 3247.5276 | -1880.4551 | -1913.2887 | -432.5452 | -47.3197 | 767.7877 | 1667.2559 | 4528.7207 | -1516.3202 | 1339.9413 | 2.0259 | -1491.8397 | 7483.3281 | -204.9857 | 186.9179 | 449.744 | -2458.709 | 365.9187 | 4579.7368 | 1824.0137 | 5037.1084 | 345.9281 | -383.0156 | 1922.2886 | -1182.2129 | 773.4349 | 266.0409 | -1888.8365 | 237.5739 | 14245.1934 | 210.1043 | 62.1096
2030-01-29 | 24 | -60.4959 | -405.7061 | -66.6033 | -704.9802 | -654.4218 | -458.7181 | -7168.8228 | 1329.9415 | -2.884 | -110.7687 | 2218.1609 | -13.9899 | 1390.9192 | -347.8967 | 1414.3655 | 1026.2419 | 249.4519 | 209.9989 | -392.2868 | 416.881 | -699.6097 | -364.0984 | 250.8641 | -33.4017 | 3547.3591 | -1868.2212 | -1856.8307 | -468.7525 | -37.6218 | 1053.5984 | 1190.1172 | 4580.1636 | -1518.9537 | 1282.6445 | 1.3206 | -1275.1648 | 6900.208 | -179.301 | -2.2629 | 371.7908 | -2544.5854 | 819.7875 | 4223.7236 | 1695.4435 | 5016.3921 | -3.9169 | -278.4638 | 2041.9047 | -791.2133 | 934.9134 | 1397.673 | -3001.7231 | 0.97274 | 13489.8926 | 210.1043 | 40.7404
2030-01-30 | 1 | -51.747 | -94.9595 | -62.4552 | -693.8701 | -255.9894 | -729.6284 | -8087.4741 | 2153.6345 | -2.9318 | -181.9075 | 2138.2346 | -183.3578 | 2034.5343 | -379.2483 | 1457.1078 | 1137.8887 | 99.5856 | 209.9989 | -381.4733 | 364.2452 | -475.6111 | -73.4054 | 235.5522 | -11.3718 | 3499.6494 | -1718.2607 | -1885.5186 | -555.9891 | -48.294 | 1065.4452 | 1258.1525 | 3719.7583 | -1407.5044 | 1072.8983 | 0.77534 | -1539.4819 | 6419.0674 | -314.4907 | 399.4581 | 90.3404 | -2696.2935 | 814.4981 | 3613.6584 | 1593.8993 | 4986.9072 | -3.9447 | -277.9897 | 2086.0532 | -240.9026 | 756.1505 | 1208.9745 | -3676.9583 | 755.1451 | 12396.9658 | 210.1042 | 146.241
2030-01-30 | 2 | -49.4815 | 24.3287 | -59.5682 | -514.9016 | 96.7879 | -878.2543 | -8515.9131 | 3081.1658 | 332.6976 | -349.5934 | 1889.432 | -59.706 | 1997.6173 | -488.3419 | 1120.3153 | 1105.1171 | 142.0378 | 209.9989 | -356.5657 | 326.6053 | -290.9161 | 1.0015 | 242.1673 | -0.9949 | 3381.6411 | -1711.505 | -1870.0402 | -561.5251 | -59.4919 | 1144.8168 | 1373.3296 | 2383.6365 | -1565.4907 | 997.1999 | 0.54459 | -1473.6248 | 5697.6514 | 0.99948 | 409.0612 | 1.001 | -2755.1692 | 841.142 | 3218.0127 | 1545.231 | 4621.4624 | -3.2692 | -278.4819 | 1846.0057 | -827.4832 | 803.6642 | 1256.8351 | -4284.1899 | 934.6149 | 10664.9297 | 210.1043 | 197.8069
2030-01-30 | 3 | -59.4489 | -156.5147 | -60.0072 | -740.7402 | 135.207 | -638.7989 | -7872.3579 | 2875.4155 | 304.8759 | -290.8978 | 1914.1715 | -135.0789 | 1976.3773 | -493.6566 | 1124.0179 | 823.121 | 343.9006 | 209.9989 | -391.6057 | 416.4987 | -329.2166 | -455.73 | 313.7941 | -15.8613 | 3500.5767 | -1624.2388 | -1927.8484 | -544.5721 | -46.249 | 1240.7057 | 1455.0573 | 5300.5952 | -222.3903 | 1262.998 | 1.0286 | -1083.1 | 7917.5449 | -32.476 | 452.5352 | 0.99956 | -2943.4717 | 959.817 | 3157.0161 | 1385.9342 | 4619.1177 | -2.7975 | -276.859 | 2138.7107 | -738.9259 | 1258.6162 | 3119.1838 | -4780.9014 | 581.3588 | 11201.4678 | 210.1042 | 206.0607
2030-01-30 | 4 | -64.5682 | -367.458 | -59.5132 | -713.1207 | -2.5817 | -504.5985 | -7360.8804 | 2669.4736 | -2.9508 | -140.3534 | 2154.8967 | -129.4824 | 1104.4918 | -450.479 | 1173.7798 | 878.4619 | 409.9489 | 209.9989 | -406.6479 | 395.0733 | -388.8429 | -1360.5837 | 312.5638 | -26.2385 | 3551.0146 | -1775.3368 | -2069.3948 | -501.0093 | -36.9099 | 1257.2793 | 1338.3551 | 5742.3867 | -566.8569 | 1396.5896 | 1.2915 | -904.3398 | 7909.5771 | 1.0031 | 597.9592 | 1.0029 | -2939.3601 | 805.379 | 3314.9749 | 1609.0745 | 4779.3618 | 91.1215 | -278.8031 | 2727.293 | -220.7793 | 1317.1726 | 2245.3914 | -4492.6021 | -498.835 | 11134.0635 | 210.1043 | 31.7728
2030-01-30 | 5 | -67.1321 | -366.9804 | -58.0609 | -536.7437 | -128.7789 | -595.207 | -7279.4912 | 2602.1562 | -2.6232 | -156.965 | 2402.304 | -187.8709 | 1349.5369 | -464.5362 | 1148.234 | 1029.3508 | 239.0514 | 209.9989 | -380.2733 | 364.5974 | -575.4806 | -2486.8821 | 285.216 | -35.9131 | 3336.9761 | -1970.3076 | -2410.7317 | -498.3114 | -41.0894 | 1192.9277 | 1177.4014 | 4134.1562 | -1508.9757 | 1407.681 | 0.77139 | -833.7095 | 7452.6377 | -97.2433 | 494.4716 | 1.0011 | -2735.814 | 809.8912 | 3432.5068 | 1615.2114 | 4820.8193 | 52.3002 | -278.6598 | 2453.1169 | -193.3753 | 1191.5885 | 2251.3564 | -3659.5415 | 1.0166 | 12581.5742 | 210.1043 | 42.597
2030-01-30 | 6 | -62.2807 | -190.9359 | -58.7269 | -592.9374 | -12.2062 | -841.4318 | -8026.2739 | 2551.5283 | -1134.3422 | -180.9288 | 2691.2429 | -194.9741 | 2031.8253 | -390.7856 | 1366.8241 | 1106.8932 | 182.2565 | 209.9989 | -305.524 | 96.359 | -734.7518 | -2598.1201 | 211.6313 | -53.9204 | 2875.2612 | -2162.1699 | -2000.2177 | -569.8508 | -46.1421 | 1181.5684 | 1774.9342 | 4021.5681 | -1151.0505 | 1298.174 | 0.61656 | -623.2325 | 7292.105 | -497.2394 | 38.597 | 1.0004 | -2611.9053 | 605.736 | 3955.425 | 1697.4779 | 4960.124 | -4.0253 | -278.2201 | 2300.1626 | -746.9423 | 1007.6663 | 1330.322 | -3892.292 | 0.99773 | 14083.7021 | 210.1042 | 72.0182
2030-01-30 | 7 | -51.9133 | -497.6181 | -65.8061 | -655.3881 | -471.0193 | -521.5362 | -6992.311 | 1401.6005 | -754.5054 | -122.1816 | 2993.2749 | 19.2705 | 2110.1284 | -207.043 | 1766.7797 | 1329.0289 | -4.2831 | 209.9989 | -403.5207 | 360.1969 | -1309.4225 | -3567.7493 | 212.8159 | 1.6 | 3263.1389 | -2241.0359 | -2430.0371 | -483.9153 | -40.3666 | 1057.4534 | 1555.8224 | 3487.0833 | -1349.4427 | 1188.4039 | 0.98558 | -1222.3542 | 7157.1577 | -895.7936 | -163.4687 | 85.1386 | -2691.478 | 630.3945 | 4365.9429 | 1575.6228 | 5006.7998 | -3.1413 | -691.3932 | 1960.6381 | -1638.2748 | 1186.8129 | 626.4028 | -3289.6162 | 279.675 | 14031.6074 | 210.1042 | 34.7471
2030-01-30 | 8 | -46.7046 | -683.8426 | -68.1201 | -648.8904 | -1310.8246 | -390.1503 | -5187.4644 | 0.99774 | -1012.083 | -155.4143 | 2465.9385 | 67.2003 | 1571.0055 | 105.1647 | 2173.7805 | 781.8008 | -55.7471 | 209.9989 | -512.4587 | 636.2227 | -1451.198 | -3788.9622 | 164.4477 | 11.7633 | 3704.3303 | -1958.3381 | -2497.1118 | -440.3784 | -31.4205 | 895.8605 | 1144.636 | 3264.8381 | -1225.2971 | 1186.139 | 3.1123 | 12.568 | 7633.8394 | -1123.3452 | -514.9397 | 355.0214 | -2584.4978 | 371.019 | 4575.2456 | 1493.3048 | 5040.54 | -269.8517 | -1129.2303 | 1831.7511 | -1267.558 | 1012.5302 | -100.7084 | -2289.8054 | 669.3253 | 14873.7217 | 210.1043 | -3.8216
2030-01-30 | 9 | -33.422 | -956.6569 | -60.5073 | -563.2885 | -1703.5552 | -141.771 | -4783.3672 | -827.5582 | -209.1263 | -212.0107 | 3088.9888 | 194.9983 | 1351.1671 | 265.0603 | 2181.2212 | 578.392 | -266.8567 | 209.9989 | -525.4571 | 751.8121 | -1616.1362 | -4092.6775 | 123.0778 | 27.3891 | 3613.0413 | -1482.9211 | -2310.1111 | -366.1653 | -19.538 | 718.2274 | 847.7217 | 2372.2419 | -1224.2634 | 974.8973 | 3.4484 | 18.752 | 6732.7783 | -1041.9718 | -472.189 | 304.3639 | -2377.7703 | 241.3768 | 4528.4473 | 1451.7349 | 5040.5137 | -265.2803 | -1332.4536 | 1997.6886 | -1231.8632 | 1033.9043 | -968.6642 | -1100.5148 | 349.2252 | 14225.0986 | 210.1043 | -149.2653
2030-01-30 | 10 | -29.461 | -713.4959 | -57.7197 | -521.1846 | -1790.1757 | -187.5986 | -4186.0479 | -1343.8784 | -3.03 | -209.6344 | 3544.1931 | 194.9999 | 1626.8163 | 355.6621 | 2192.301 | 1116.9022 | -36.8042 | 209.9989 | -546.6618 | 832.8698 | -1540.9573 | -3346.3462 | 34.9109 | 35.3563 | 3698.5786 | -1382.4122 | -2251.1221 | -374.3328 | -29.283 | 445.2028 | 636.5347 | 1743.9587 | -1186.1886 | 842.9579 | 4.4321 | 462.9436 | 6211.9507 | -1003.6375 | -77.6722 | 438.5652 | -2450.4695 | 32.6954 | 4060.0779 | 1419.3392 | 5042.7402 | -263.1471 | -1266.2473 | 1630.713 | -1045.697 | 804.0999 | -1568.8909 | -591.5092 | 659.0838 | 13840.6875 | 210.1043 | -34.1879
2030-01-30 | 11 | -26.0653 | 2.0304 | -54.5751 | -557.1084 | -1831.7106 | -516.6649 | -3809.4983 | -1352.9795 | -3.0012 | -238.3705 | 3979.2729 | 195.0007 | 1918.4448 | 401.5059 | 2181.2935 | 1292.9017 | 66.8454 | 209.9989 | -583.7745 | 870.4727 | -1669.8782 | -2950.8757 | -35.1696 | 37.6039 | 3870.9158 | -1627.4838 | -2133.1179 | -487.6171 | -48.5989 | 252.7988 | 790.5974 | 1510.3558 | -1014.7206 | 693.866 | 5.662 | 763.2721 | 5754.0864 | -933.7646 | -2.1698 | 449.4325 | -2206.3325 | -123.8018 | 4006.1416 | 1372.7371 | 5048.3599 | -261.8054 | -842.5687 | 1690.54 | -1150.037 | 640.7927 | -1673.7523 | -626.9924 | 31.6139 | 13285.21 | 210.1043 | -2.7685
2030-01-30 | 12 | -21.4507 | 396.7002 | -50.9684 | -551.433 | -1830.2958 | -680.8609 | -3671.7195 | -1377.625 | 1.004 | -335.1699 | 4003.9102 | -5.7341 | 1962.4795 | 482.7754 | 2248.6667 | 1302.4049 | 43.2551 | 209.9989 | -558.6371 | 852.5179 | -1665.5675 | -3067.8926 | -74.0761 | 32.7027 | 3752.3643 | -1722.3026 | -2129.8738 | -530.7988 | -62.504 | 152.6397 | 573.5428 | 1000.0081 | -985.7369 | 618.4728 | 5.1604 | 1385.891 | 4862.6895 | -915.7079 | -2.0976 | 449.5016 | -1905.365 | -110.5287 | 3911.2173 | 1337.1202 | 4899.437 | -262.5285 | -1042.22 | 1669.903 | -1259.78 | 481.1893 | -1573.7451 | -513.9496 | 100.4787 | 12511.499 | 210.1043 | -3.5349
2030-01-30 | 13 | -25.0665 | 438.6883 | -51.383 | -546.1904 | -1867.3365 | -668.0173 | -3286.551 | -1502.9742 | 605.8718 | -334.6322 | 4024.4829 | -66.8173 | 2004.7952 | 492.1908 | 2252.7996 | 736.0071 | 160.2051 | 209.9989 | -618.3113 | 754.0405 | -1555.9631 | -2849.4673 | -86.4767 | 8.124 | 3978.7681 | -1860.6803 | -2211.8687 | -530.0778 | -67.4189 | 160.4773 | 739.4805 | 1740.4215 | -929.2044 | 771.2993 | 5.978 | 1974.6381 | 5014.2236 | -988.8761 | -2.0693 | 144.905 | -1877.3058 | -94.0524 | 3633.3372 | 1287.3759 | 4602.3979 | -264.1038 | -1045.8834 | 2150.1045 | -409.4078 | 572.0474 | -1081.2687 | -1379.1455 | -288.8069 | 12662.3926 | 210.1043 | -69.231
2030-01-30 | 14 | -21.3521 | 430.1557 | -46.8711 | -537.7296 | -1906.0481 | -787.9754 | -4054.969 | -899.5204 | 885.2126 | -255.2636 | 3939.3071 | 81.9582 | 1981.4852 | 491.5711 | 2222.8613 | 841.8058 | 197.1675 | 209.9989 | -621.6236 | 317.6176 | -1202.3673 | -2689.5964 | -53.072 | -9.1561 | 4017.3008 | -1963.973 | -1304.6979 | -574.7681 | -71.1334 | 424.5841 | 1021.2106 | 1665.933 | -527.5875 | 556.1883 | 6.3323 | 2282.4285 | 4863.0776 | -951.3116 | -2.0742 | 105.343 | -1987.6624 | 23.72 | 3498.9026 | 1264.5854 | 4466.9321 | -263.3976 | -1415.7383 | 2214.134 | -250.1526 | 699.0134 | -1084.6427 | -831.9075 | -372.0405 | 13433.9961 | 210.1043 | -175.5896
2030-01-30 | 15 | -29.0153 | 41.8504 | -46.2854 | -544.4709 | -1931.1464 | -456.7192 | -3256.4504 | -1307.0852 | 396.0722 | -209.9114 | 3939.8037 | 125.6204 | 1958.7992 | 74.7225 | 2235.2202 | 432.0569 | 201.6239 | 209.9989 | -588.6611 | 797.6599 | -1288.4698 | -2579.9329 | 66.6192 | 29.5393 | 3863.9585 | -1681.3197 | -1853.2853 | -471.5829 | -51.4064 | 445.9014 | 822.9108 | 2602.1357 | -871.2265 | 852.5346 | 6.4337 | 1608.8169 | 6239.1216 | -823.5676 | 1.0002 | 449.4729 | -2364.1299 | 416.7751 | 3589.5149 | 1260.4333 | 4552.2773 | -264.6236 | -907.9871 | 2266.8669 | -892.6865 | 1104.7784 | -79.0154 | -876.5325 | -750.6739 | 13541.6406 | 210.1043 | -217.8162
2030-01-30 | 16 | -19.2053 | -14.2681 | -41.9551 | -484.1006 | -1943.9469 | -492.1964 | -3114.1965 | -1232.6366 | 454.1823 | -204.679 | 3611.6348 | 190.7531 | 2137.886 | 69.1226 | 2215.6438 | 507.7105 | 167.9616 | 209.9989 | -534.7197 | 701.8041 | -1113.0266 | -1896.9708 | 80.7618 | 36.6002 | 3697.8157 | -1527.0366 | -1463.296 | -469.7599 | -49.4645 | 515.3817 | 864.5217 | 2022.4875 | -905.012 | 557.0351 | 4.9673 | 1173.4374 | 5177.1479 | -790.0991 | 0.99988 | 449.4557 | -2173.9858 | 482.601 | 3569.3804 | 1242.1106 | 4515.4556 | -263.239 | -610.3629 | 2281.3777 | -1240.7867 | 927.5031 | -415.61 | -820.3947 | -553.7861 | 12295.1504 | 210.1043 | -234.0126
2030-01-30 | 17 | -21.6698 | -63.095 | -40.8246 | -488.6535 | -1915.0146 | -397.7162 | -3131.9778 | -1138.9852 | 384.7121 | -241.373 | 3827.1577 | 153.4978 | 1958.064 | 60.0489 | 2221.3708 | 100.7495 | 152.1823 | 209.9989 | -554.1158 | 538.4911 | -1070.4998 | -2438.9927 | 53.6119 | 33.3844 | 3870.8418 | -1538.9255 | -1260.1766 | -453.6577 | -53.9013 | 545.347 | 933.3357 | 2968.2371 | -773.4128 | 652.8929 | 4.2562 | 1604.1633 | 5414.1548 | -4.8167 | 151.3122 | 66.9595 | -2034.3469 | 388.0848 | 3909.1008 | 1277.5801 | 4818.6621 | -2.7149 | -276.1175 | 2208.4275 | -1086.1307 | 779.2131 | -659.1176 | -983.7044 | -451.4775 | 9488.873 | 210.1042 | -226.8335
2030-01-30 | 18 | -17.4892 | -14.9772 | -39.875 | -454.2629 | -1921.54 | -403.7203 | -2533.7539 | -885.684 | 146.1142 | -273.6843 | 3888.9023 | 144.0336 | 2147.6167 | 144.0222 | 2212.1624 | 160.9458 | 224.585 | 209.9989 | -540.0177 | 376.8812 | -998.8926 | -2602.3154 | 14.4954 | 33.5632 | 3340.6323 | -1421.9805 | -1681.8794 | -441.6499 | -56.8687 | 537.7352 | 1035.0819 | 2780.5278 | -743.2347 | 560.4713 | 4.4643 | 1200.151 | 4801.3203 | -37.2861 | -3.9794 | 449.5694 | -2005.7212 | 242.0192 | 4693.376 | 1260.9037 | 5096.9189 | -2.7095 | -277.2798 | 2218.936 | -1383.3158 | 482.623 | -708.6598 | -922.5662 | -987.9341 | 7218.21 | 210.1042 | -261.049
2030-01-30 | 19 | -17.4049 | -93.7742 | -41.5138 | -391.3836 | -1433.0054 | -188.5043 | -16.6501 | -355.1102 | 283.0699 | -321.549 | 3953.302 | 190.5765 | 1907.4138 | 283.3104 | 2249.6328 | -335.0405 | 244.8833 | 209.9989 | -561.7274 | 581.6179 | -1227.9648 | -2291.418 | -31.8787 | 23.8719 | 3240.0464 | -1335.3838 | -1601.4193 | -353.1809 | -72.0741 | 429.5543 | 862.344 | 3184.9612 | -1071.9716 | 727.9654 | 4.7515 | 1085.4056 | 4039.9731 | -351.9071 | -243.8934 | -3.6479 | -1453.6602 | -34.4314 | 4820.4614 | 1200.6528 | 5035.0303 | -86.0489 | -953.4516 | 2740.9841 | -1334.9847 | 340.3023 | -625.4165 | -1153.2996 | -35.5701 | 5544.9146 | 210.1043 | -155.7691
2030-01-30 | 20 | -13.6135 | 0.99018 | -46.1432 | -361.8468 | -1803.3521 | -254.8982 | 553.381 | -208.7513 | 520.354 | -297.4243 | 3934.137 | 158.6422 | 1986.2672 | 534.6121 | 2247.0208 | -35.2222 | 264.8745 | 209.9989 | -728.3424 | 621.5154 | -1298.5479 | -1322.1627 | -71.4043 | 39.9152 | 3953.4521 | -1235.8206 | -1625.1237 | -348.5831 | -81.0977 | 325.097 | 861.0601 | 3405.8037 | -1190.5339 | 639.7681 | 5.4004 | 1349.1224 | 3412.9963 | -377.9699 | -372.221 | -3.2979 | -1493.0236 | -197.9514 | 4795.9673 | 1212.0908 | 4844.1729 | -14.6962 | -911.087 | 2955.2014 | -952.664 | 398.2955 | -587.2914 | -991.7089 | 122.9635 | 5035.2114 | 210.1043 | -134.4189
2030-01-30 | 21 | -29.983 | 0.98612 | -49.0294 | -369.3715 | -1869.71 | -258.7244 | 346.7252 | -366.5474 | 697.6873 | -297.9716 | 3919.6023 | 118.2046 | 1732.1215 | 556.7025 | 2276.7034 | 112.4309 | 358.3247 | 209.9989 | -751.2441 | 619.8683 | -1325.8353 | -1096.9159 | -59.3786 | 32.0288 | 3969.938 | -1332.5958 | -1736.1874 | -349.9524 | -78.4675 | 335.8018 | 1011.131 | 3572.8865 | -1170.2888 | 714.6559 | 4.9629 | 1575.0629 | 3629.033 | -144.6958 | -296.0929 | 387.4868 | -1575.8336 | -164.3021 | 4899.8271 | 1256.1617 | 5052.7759 | -3.793 | -340.4889 | 3216.9614 | -465.3614 | 523.4976 | -358.6566 | -1203.0232 | 1.0054 | 5687.4185 | 210.1043 | -162.6572
2030-01-30 | 22 | -12.7751 | 68.284 | -50.4731 | -349.3717 | -1837.7578 | -298.054 | 1117.8103 | -441.8805 | 465.9406 | -269.5437 | 3910.825 | 163.5358 | 2054.127 | 482.1145 | 2222.7039 | 487.1771 | 377.2484 | 209.9989 | -701.3671 | 684.5473 | -1316.3167 | -1233.6438 | -52.1371 | 20.0727 | 3619.9531 | -1178.2622 | -1731.0233 | -345.7656 | -79.7076 | 298.6084 | 696.7996 | 2939.1838 | -1421.8445 | 581.8063 | 5.0221 | 1544.7446 | 2987.4624 | -465.5482 | -443.7148 | -2.9672 | -1512.5208 | -79.4872 | 4362.7695 | 1185.9359 | 4767.4531 | -266.666 | -1190.4263 | 2904.3276 | -536.8481 | 426.4937 | -24.156 | -1055.4646 | 1.0143 | 5195.6919 | 210.1042 | -154.82
2030-01-30 | 23 | -16.6168 | 181.9074 | -53.2714 | -355.7147 | -1859.7267 | -426.9811 | 1053.5046 | -201.8014 | 511.9043 | -196.0043 | 3891.5742 | 81.4459 | 1561.0695 | 472.6449 | 2241.9688 | 473.024 | 439.9641 | 209.9989 | -667.7786 | 576.6135 | -1310.6345 | -1315.4749 | -28.4369 | -6.1429 | 3385.3611 | -1335.886 | -1635.9303 | -365.5248 | -83.7221 | 357.8001 | 586.7646 | 2903.9507 | -1376.9448 | 675.6198 | 4.6026 | 1921.2568 | 3158.2117 | -168.3828 | -53.6613 | 3.5251 | -832.1464 | 92.4929 | 4373.5059 | 1283.5898 | 5020.0698 | -3.1617 | -814.3799 | 3324.0132 | -334.2362 | 370.0237 | -227.262 | -513.118 | -69.5632 | 5182.7417 | 210.1043 | -232.5143
2030-01-30 | 24 | -17.3377 | 310.1596 | -50.001 | -357.3758 | -1888.8597 | -361.0055 | 1790.8258 | -469.7953 | 786.5214 | -140.6138 | 3832.3696 | 85.4857 | 1617.609 | 213.8486 | 1969.0024 | 1187.5149 | 536.7009 | 209.9989 | -626.5774 | 735.6339 | -1310.766 | -1897.6062 | -55.51 | -19.3269 | 3851.0012 | -1351.5013 | -1251.8077 | -344.979 | -91.1561 | 247.6759 | 276.3925 | 2481.7842 | -1546.8363 | 688.0927 | 4.5419 | 2318.8052 | 3570.5854 | -541.0203 | -97.1646 | -3.117 | -1351.5812 | 60.0454 | 3750.6675 | 1292.6219 | 4827.7212 | -284.6839 | -388.0919 | 3007.2166 | -192.8846 | 700.2918 | -79.9402 | -346.7089 | -2.5316 | 5057.2275 | 210.1043 | -265.1575
2030-01-31 | 1 | -17.172 | 514.4436 | -49.2692 | -379.1263 | -1976.0924 | -565.514 | -689.5667 | -890.9462 | 1155.3629 | -181.3408 | 3840.719 | 95.4185 | 1213.6825 | 13.2212 | 2183.803 | 1303.9564 | 518.1372 | 209.9989 | -612.7845 | 341.5743 | -1512.2787 | -2644.5247 | -29.7842 | -79.7969 | 3751.3037 | -1509.8153 | -927.2816 | -426.2394 | -93.3874 | 273.1041 | -65.5449 | 2447.01 | -1202.4558 | 646.3237 | 4.904 | 2361.6401 | 3504.49 | -408.1888 | 116.8242 | 0.99846 | -1568.7196 | 283.9335 | 3502.2383 | 1398.6426 | 4594.9404 | -3.2727 | -277.2051 | 3255.3577 | 57.8873 | 799.5311 | 0.97948 | -477.4971 | 1.0006 | 4569.4155 | 210.1043 | -281.8581
2030-01-31 | 2 | -14.484 | 526.0068 | -47.5776 | -362.52 | -1974.4602 | -664.7374 | -2061.2148 | -1049.1569 | 1183.1589 | -218.7111 | 3834.1084 | -18.8317 | 1294.3729 | -75.4006 | 2079.3818 | 1799.5863 | 598.7411 | 209.9989 | -511.0311 | 376.0511 | -1256.9429 | -2312.2625 | -61.4591 | -71.2905 | 3181.1777 | -1451.3684 | -1194.2263 | -428.4058 | -85.812 | 218.5971 | 58.9163 | 1459.1678 | -1272.5635 | 561.6579 | 4.7344 | 2115.2246 | 2700.7297 | -274.874 | 296.6606 | 0.99988 | -1657.6318 | 0.9888 | 3435.9568 | 1548.1206 | 4738.2495 | 1.012 | -277.3662 | 3434.0142 | 293.8121 | 843.7938 | -34.956 | -64.8015 | 148.5223 | 4068.6614 | 210.1043 | -273.0377
2030-01-31 | 3 | -12.2941 | 950.1047 | -46.3493 | -392.2997 | -974.8905 | -862.457 | -5534.7646 | 448.3024 | 1221.882 | -179.6288 | 3825.96 | -44.2697 | 1413.9009 | -159.0529 | 1863.5231 | 2331.7117 | 532.3199 | 209.9989 | -433.5212 | 294.2821 | -1308.153 | -3381.3364 | -104.2772 | -68.4795 | 2501.8845 | -1469.6167 | -1263.0477 | -474.6898 | -112.1063 | 225.6651 | 514.6606 | 0.99731 | -1096.7666 | 432.032 | 4.7996 | 1681.5958 | 2018.5039 | -272.2937 | 286.0906 | 1.0004 | -1731.3383 | -63.1109 | 3321.9619 | 1592.5133 | 4580.6704 | 5.9295 | -278.4326 | 3188.6868 | -240.1937 | 782.8698 | 150.9911 | -904.6908 | 581.4846 | 554.1208 | 210.1043 | -202.3481
2030-01-31 | 4 | 4.9569 | 1212.5359 | -44.3065 | -380.8846 | -276.5742 | -1465.8213 | -8804.0859 | 2572.2104 | 1333.1254 | -147.6785 | 3818.6877 | -47.3963 | 1454.6315 | -270.9015 | 1687.5449 | 2804.2502 | 260.2905 | 209.9989 | -376.8794 | 223.9103 | -995.0258 | -4175.6489 | -75.1645 | -50.8671 | 2094.8208 | -1478.6407 | -1268.1088 | -690.9989 | -124.0471 | 442.7827 | 1029.171 | -2843.0981 | -968.6147 | -265.3206 | 2.7625 | 620.6423 | 125.8041 | -229.5516 | 331.6748 | 0.99969 | -2277.6284 | -4.9312 | 3336.8657 | 1575.9934 | 4512.9268 | 67.0417 | -278.7759 | 2996.4155 | -646.2686 | 886.5767 | 245.9779 | -2084.165 | 435.2518 | 958.8812 | 210.1042 | -153.8193
2030-01-31 | 5 | 10.3745 | 2190.178 | -49.764 | -475.3699 | 444.364 | -2251.1985 | -11482.5273 | 4230.8604 | 835.843 | -157.6845 | 3775.9712 | -78.9641 | 1374.0186 | -263.3525 | 1759.8656 | 2225.5393 | -126.4415 | 209.9989 | -313.3925 | 91.7135 | -830.5645 | -3781.3574 | -71.5546 | -60.952 | 1936.4156 | -1907.6332 | -1395.8678 | -1011.6541 | -151.4066 | 580.6567 | 1427.4142 | -4073.1199 | -669.5741 | -653.2076 | 1.7223 | 876.9173 | -615.2251 | -270.7301 | 257.0641 | 0.93411 | -2296.9062 | 1.0009 | 3328.2708 | 1493.4698 | 4540.8467 | 2.3992 | -279.9074 | 2908.627 | -991.3061 | 792.2427 | 654.3336 | -3348.7954 | 491.7971 | 2725.9712 | 210.1043 | -70.9891
2030-01-31 | 6 | 7.0165 | 2194.4138 | -51.8136 | -508.9035 | 643.5803 | -2230.6729 | -12295.5 | 4757.8452 | 1.0057 | -180.9933 | 3804.2874 | -29.8196 | 1319.1587 | -187.6146 | 2095.436 | 2297.3811 | 76.9164 | 209.9989 | -244.9249 | 65.7431 | -1116.9208 | -4164.9985 | -30.8874 | -63.0095 | 1486.2288 | -1986.3846 | -1735.7855 | -1032.4802 | -153.5975 | 679.4986 | 1702.3279 | -4079.5825 | -640.0129 | -709.3393 | 1.0607 | 750.4177 | -1755.749 | -454.8739 | 98.4403 | 1.0011 | -2129.5051 | 149.2444 | 3529.5181 | 1362.5887 | 4509.207 | -3.2233 | -277.3021 | 2731.6792 | -1754.0081 | 919.6737 | 0.99073 | -3315.1792 | 1.0132 | 3521.7317 | 210.1042 | -99.5712
2030-01-31 | 7 | 7.9266 | 2119.0405 | -54.1458 | -533.384 | 769.2698 | -2263.6389 | -13063.9053 | 4948.8481 | -719.7974 | -166.8633 | 3926.9448 | 137.6872 | 2130.7227 | -175.9183 | 2079.2068 | 2092.6411 | 58.5333 | 209.9989 | -289.2921 | 46.2644 | -1535.2404 | -4559.5234 | -32.4374 | -35.4376 | 1861.657 | -1992.3512 | -1863.2687 | -1033.1619 | -154.2436 | 711.7372 | 1821.6382 | -3699.5347 | -627.9011 | -791.4919 | 0.5655 | 384.8585 | -2421.3811 | -484.4909 | 1.0017 | 208.0832 | -1977.2389 | 108.0216 | 3803.4905 | 1299.385 | 4940.8052 | -283.4572 | -523.3374 | 2092.7114 | -2341.1799 | 877.0264 | 0.96978 | -3450.6868 | 1.0029 | 3544.1487 | 210.1043 | -42.0349
2030-01-31 | 8 | 4.8891 | 1846.4038 | -59.0323 | -593.2728 | 789.8571 | -2198.603 | -13602.0342 | 4795.9585 | -749.8059 | -325.8147 | 3914.9663 | 194.9999 | 1984.2579 | -170.7628 | 2031.7153 | 1926.8323 | -5.0928 | 209.9989 | -310.7196 | 38.191 | -1759.0063 | -4407.2568 | -30.3971 | -23.4791 | 1974.7347 | -2056.8413 | -1774.4519 | -1014.0323 | -146.4982 | 747.2998 | 2160.4548 | -3309.7588 | -477.3283 | -796.7604 | 0.51639 | 44.2714 | -1924.0273 | -591.3357 | -120.0747 | 190.3627 | -1726.8926 | 118.6724 | 4217.9419 | 1316.3546 | 5023.3213 | -170.0882 | -1080.3341 | 2303.3091 | -2132.199 | 857.448 | -244.7942 | -3375.9641 | 3.622 | 5353.8901 | 210.1043 | -29.5599
2030-01-31 | 9 | 6.6728 | 1580.0001 | -55.9363 | -608.5444 | 336.6909 | -2060.8862 | -13771.5732 | 4483.4219 | -462.5074 | -333.0603 | 3961.7871 | 194.9418 | 1916.0585 | -179.3529 | 2019.6919 | 1589.848 | -131.5713 | 209.9989 | -288.7352 | 314.7286 | -1749.0133 | -4389.4653 | -7.8494 | -10.7931 | 1770.0052 | -1989.9014 | -1990.9413 | -995.7214 | -130.4785 | 725.9095 | 2114.561 | -3226.1855 | -458.6852 | -801.9338 | 0.55473 | -133.2966 | -1353.0828 | -492.6696 | -5.4239 | 228.5959 | -1693.8787 | 115.3652 | 4283.5381 | 1314.7354 | 5038.4575 | -3.9912 | -1417.9897 | 2153.7295 | -1882.255 | 864.9788 | -84.5481 | -2439.4839 | 226.604 | 6672.3716 | 210.1043 | -3.8523
2030-01-31 | 10 | 6.6309 | 1574.7756 | -50.8136 | -610.2437 | 334.7517 | -2013.0109 | -13914.5146 | 4519.4023 | -531.7889 | -334.6798 | 3930.8408 | 195.0008 | 2021.0585 | -169.5662 | 2010.6442 | 1327.9493 | -167.891 | 209.9989 | -246.2506 | 18.4834 | -1530.9044 | -4908.2266 | -40.5401 | -4.9233 | 1444.6461 | -2053.8967 | -1361.1581 | -995.1694 | -133.4869 | 772.1233 | 2443.582 | -2500.4636 | -230.9057 | -799.7711 | 0.59864 | -466.9511 | -1631.5085 | -411.2878 | -8.9515 | 449.3901 | -1891.0323 | -2.4721 | 4306.3774 | 1292.132 | 5055.4458 | -3.1795 | -1112.3734 | 2326.7778 | -1777.1385 | 844.8757 | -216.4208 | -2430.1902 | 62.0421 | 6371.6279 | 210.1043 | -24.1852
2030-01-31 | 11 | 1.0001 | 1621.0787 | -57.8193 | -622.1199 | 386.6435 | -2021.3624 | -13819.168 | 4503.9409 | -290.5357 | -383.7487 | 3895.3135 | 0.99811 | 2041.5028 | -144.8617 | 2075.4871 | 527.9021 | -408.2099 | 209.9989 | -248.0301 | -146.0336 | -1526.2191 | -4983.2559 | -58.2363 | -6.0826 | 1489.36 | -2160.5933 | -1308.0874 | -996.2438 | -130.3147 | 743.0202 | 2438.7183 | -1460.5073 | -181.9191 | -710.3354 | 0.67298 | -557.6194 | -1555.8252 | -404.8088 | -2.0411 | 449.4095 | -1860.373 | -30.4303 | 4241.9004 | 1277.9301 | 5050.4121 | -63.6843 | -1114.9077 | 2285.8884 | -2100.999 | 807.1932 | -465.1301 | -2470.8938 | 1.0312 | 5149.4116 | 210.1043 | -22.6934
2030-01-31 | 12 | -9.606 | 1603.9261 | -62.4243 | -623.0233 | 471.7396 | -1988.348 | -14015.3252 | 4565.3149 | -469.9178 | -346.8141 | 3911.3506 | 158.6345 | 2009.4742 | -157.2363 | 2024.2896 | 365.6483 | -253.2636 | 209.9989 | -255.1145 | -193.6778 | -1478.0853 | -5255.502 | -44.4187 | -21.2633 | 1500.7458 | -2359.6819 | -1314.6111 | -981.6782 | -131.8286 | 790.2977 | 2656.803 | 0.99842 | -121.5755 | -517.7431 | 0.52355 | -277.6431 | -1548.0591 | -355.972 | -6.7034 | 449.3878 | -1875.4194 | 1.0054 | 4305.9287 | 1312.8834 | 5058.2197 | -3.1753 | -1088.5247 | 2364.0779 | -1857.5027 | 798.8275 | 355.9047 | -2731.5679 | 0.99009 | 4039.3301 | 210.1043 | -16.9035
2030-01-31 | 13 | -25.2139 | 1657.8167 | -67.9778 | -517.1255 | 269.446 | -2101.1431 | -13634.2559 | 4407.4829 | -345.3494 | -374.9751 | 3936.8406 | 28.2848 | 1832.2893 | -187.7552 | 2064.5652 | 315.7149 | -166.5862 | 209.9989 | -293.1043 | -115.0293 | -1404.319 | -5211.4009 | -33.4979 | -17.9416 | 1759.4683 | -2735.2891 | -1552.4426 | -996.7478 | -128.3662 | 774.2718 | 2672.2109 | 79.218 | -137.0002 | -300.522 | 0.55223 | -262.3338 | -1283.9869 | -367.6644 | -19.198 | 449.5861 | -2001.8534 | 0.98978 | 4340.6489 | 1320.4377 | 5072.3965 | 0.99379 | -1012.1957 | 2452.2361 | -1544.0898 | 861.1462 | 0.99834 | -2448.094 | -174.7214 | 4964.8599 | 210.1043 | -60.9875
2030-01-31 | 14 | -24.7568 | 1643.2196 | -53.4981 | -513.1462 | 388.17 | -2026.9659 | -13584.1152 | 4406.1465 | -1070.0449 | -386.9461 | 3940.2791 | -24.1865 | 1710.0992 | -212.5644 | 2073.1926 | 334.9372 | -81.4774 | 209.9989 | -291.2421 | -158.6593 | -1315.717 | -5100.8169 | -37.1729 | -17.3055 | 1842.7645 | -2741.312 | -1605.6221 | -984.5016 | -127.0361 | 795.5557 | 2731.7537 | 692.8896 | -111.1542 | -197.5394 | 0.57232 | -260.5992 | -671.6989 | -395.5648 | -22.6605 | 449.7631 | -2194.2898 | -25.7375 | 4433.4468 | 1322.7135 | 5075.5908 | 74.4921 | -1185.4884 | 2396.782 | -1421.119 | 871.3732 | 0.98346 | -2744.7329 | -590.3503 | 4426.7705 | 210.1043 | -48.6843
2030-01-31 | 15 | -27.4218 | 1855.7449 | -64.4029 | -395.516 | 451.1193 | -2233.8508 | -13903.3262 | 4495.6309 | -1137.2346 | -372.1785 | 3901.0569 | 27.899 | 1593.5913 | -206.539 | 2059.0654 | 479.1124 | -35.1293 | 209.9989 | -279.1646 | -123.9513 | -1334.7721 | -5499.647 | -72.9128 | -17.3099 | 1576.5964 | -2688.3828 | -1617.6189 | -1015.1926 | -136.3573 | 721.856 | 2788.6631 | 488.1662 | -104.1783 | -312.888 | 0.54076 | -196.4037 | -1685.3182 | -377.2711 | -3.2993 | 449.7671 | -2307.4656 | -113.537 | 4345.9229 | 1293.9475 | 5074.5322 | 19.4686 | -1039.0125 | 2646.1057 | -1153.0792 | 902.2613 | -68.3419 | -2840.8206 | -785.9625 | 3406.8625 | 210.1043 | -56.264
2030-01-31 | 16 | -27.7771 | 1695.9054 | -64.2169 | -508.9541 | 337.9027 | -2080.8071 | -13472.3896 | 4272.5742 | -1216.9714 | -336.7028 | 3908.1172 | 172.0426 | 1521.427 | -162.8251 | 2042.2168 | 606.2236 | -18.4964 | 209.9989 | -228.3525 | -128.8456 | -1316.6348 | -5447.8994 | -53.0725 | -24.6027 | 1209.359 | -2730.7446 | -1603.2069 | -993.3827 | -128.906 | 758.9994 | 2763.4526 | 658.6432 | -89.0393 | -217.6404 | 0.48906 | -166.6871 | -831.1541 | -392.4682 | -3.7946 | 449.672 | -2300.332 | -57.299 | 4333.7515 | 1281.5724 | 5072.4341 | 1.0488 | -1103.0438 | 2636.2659 | -1240.3707 | 943.6271 | 0.99405 | -2737.946 | -732.7485 | 4356.4927 | 210.1043 | -74.8605
2030-01-31 | 17 | -15.8875 | 1467.437 | -47.4412 | -673.7691 | 1.6159 | -1764.4451 | -12320.0957 | 3680.1877 | -544.517 | -327.7255 | 3915.186 | 193.2317 | 1756.9945 | -168.7933 | 2066.4023 | 1079.4712 | -199.6761 | 209.9989 | -213.6757 | -177.7794 | -1357.2854 | -5413.3672 | -41.6666 | -22.9894 | 1229.7634 | -2763.0828 | -1497.2207 | -957.9528 | -115.1148 | 775.443 | 2657.9575 | 781.6238 | -84.647 | -217.6294 | 0.44918 | -221.2489 | 619.1402 | -509.6773 | -103.2792 | 449.4798 | -2251.3005 | -58.0099 | 4422.4629 | 1252.1372 | 5054.4644 | -3.2496 | -1367.2448 | 2057.6924 | -1947.5275 | 889.8531 | 0.97845 | -2472.7861 | -370.3342 | 6578.0112 | 210.1043 | -55.3198
2030-01-31 | 18 | -13.0276 | 597.0876 | -42.8804 | -574.8406 | -300.4916 | -1169.9084 | -11025.5244 | 2973.6465 | -3.0149 | -299.0071 | 3889.5723 | 195.0001 | 1752.6243 | -136.478 | 2077.0684 | 1607.5583 | -260.6443 | 209.9989 | -205.4085 | -136.0228 | -1480.9247 | -5412.3765 | 8.8472 | -23.6033 | 1257.4708 | -2119.7498 | -1526.2555 | -750.9259 | -95.9547 | 849.4274 | 2158.7783 | 596.9589 | -328.3109 | -33.1638 | 0.42052 | 232.3564 | 2591.717 | -472.3338 | 1.005 | 449.3968 | -1974.9999 | 63.8799 | 4480.6377 | 1282.4916 | 5075.584 | -9.9605 | -1433.6941 | 2196.7725 | -2347.0959 | 909.7546 | -81.7764 | -2000.8425 | 1.011 | 7400.5029 | 210.1043 | -64.4845
2030-01-31 | 19 | -5.4867 | 615.4134 | -40.6561 | -513.6876 | -51.4624 | -1023.9272 | -10265.0947 | 3078.5767 | -206.7198 | -333.3876 | 3907.2041 | 195.0002 | 1714.7281 | 187.0121 | 2104.4204 | 2689.8979 | 73.0271 | 209.9989 | -225.8844 | -88.4288 | -1735.2103 | -5504.6157 | -19.7972 | -5.4661 | 1374.3353 | -1654.6052 | -1563.9729 | -692.7094 | -102.9965 | 755.6668 | 1901.6102 | -216.6994 | -497.6963 | -151.593 | 0.48262 | -137.0548 | 2385.6853 | -444.5974 | 1.0015 | 449.4042 | -1592.9929 | -2.9639 | 4540.9746 | 1260.0912 | 5079.3398 | -2.9059 | -1529.0283 | 2190.7566 | -2205.8901 | 730.4913 | 156.514 | -1824.0933 | 211.1207 | 6258.0107 | 0.10427 | 6.6092
2030-01-31 | 20 | 2.1584 | 569.0076 | -42.1888 | -458.773 | -243.5844 | -936.1735 | -9578.9814 | 2518.8228 | -2.7357 | -344.1965 | 3928.5881 | 195.0005 | 1637.0345 | 160.9333 | 2091.655 | 2756.6553 | -18.0878 | 209.9989 | -298.107 | 112.6825 | -1867.8912 | -5535.9834 | -44.1673 | 2.305 | 1780.2708 | -1329.9711 | -1697.811 | -643.7887 | -104.9326 | 584.2144 | 1412.7545 | -1222.2798 | -610.5991 | -316.1756 | 1.8992 | 0.99917 | 1983.0853 | -600.2173 | -1.9925 | 449.3702 | -1677.5533 | -38.4005 | 4487.2246 | 1291.4341 | 5061.1924 | -2.9612 | -1622.9481 | 2281.9558 | -1795.4869 | 782.0938 | 197.5304 | -1499.9694 | 225.879 | 5613.1118 | 0.10427 | -19.1317
2030-01-31 | 21 | -0.85469 | 294.1871 | -41.8189 | -438.8318 | -662.6095 | -733.0234 | -8461.6484 | 1454.8461 | -3.0235 | -342.1448 | 3958.749 | 195.0009 | 1623.9077 | 149.5521 | 2105.0649 | 2840.4048 | 14.6852 | 209.9989 | -355.7542 | 473.0065 | -1923.1465 | -5662.4185 | -39.7445 | 8.1906 | 2042.7551 | -1199.3037 | -2204.561 | -559.667 | -94.7281 | 457.9426 | 1077.2731 | -1069.8428 | -909.7488 | -148.175 | 1.9116 | 3.5182 | 2506.0942 | -767.7469 | -180.8358 | 449.5506 | -1855.3999 | 25.238 | 4554.2983 | 1338.2004 | 5046.9619 | -12.5081 | -1479.646 | 2256.1895 | -1651.2266 | 940.8323 | 159.1005 | -1035.1676 | 1.0079 | 6953.4307 | 0.10427 | -76.5367
2030-01-31 | 22 | -4.7177 | 319.9458 | -43.3609 | -453.8006 | -977.7328 | -655.9005 | -7150.0259 | 710.5856 | -3.02 | -320.748 | 3913.5662 | 194.9996 | 728.5663 | 52.4406 | 2110.8826 | 2651.2524 | 134.0867 | 209.9989 | -345.2153 | 424.3507 | -2022.3104 | -5557.7007 | -85.7556 | 1.6556 | 1724.6438 | -1341.9202 | -2365.8423 | -545.7125 | -98.3337 | 301.1594 | 1220.9854 | -733.0187 | -733.0615 | -16.453 | 2.6737 | 270.6118 | 3119.0679 | -646.7202 | -86.0768 | 450.3138 | -1643.1588 | 0.99896 | 4359.0322 | 1437.1088 | 5049.4438 | 0.99296 | -698.3797 | 2568.1956 | -846.3774 | 920.4625 | 1.925 | -297.024 | -0.29462 | 8009.9409 | 210.1042 | -129.6876
2030-01-31 | 23 | -2.803 | 242.6741 | -39.8742 | -406.5811 | -858.4305 | -641.8536 | -7415.9482 | 953.2401 | 243.9657 | -302.4036 | 3859.4739 | 195.0005 | 789.4214 | 137.2698 | 2135.3748 | 2680.3958 | 136.7542 | 209.9989 | -355.6876 | 433.7731 | -1488.2604 | -5317.5933 | -69.9322 | 0.90862 | 1814.045 | -1255.4982 | -2216.6787 | -537.643 | -94.0354 | 377.8588 | 1196.6154 | -912.6333 | -907.1269 | 1.002 | 1.8337 | 120.1735 | 2568.1245 | -862.3251 | -2.1387 | -3.4724 | -2402.4119 | -31.2268 | 3848.7075 | 1451.3549 | 5014.0532 | -270.9664 | -718.2598 | 2542.2202 | -617.061 | 1054.3445 | 0.99707 | -907.6368 | -107.4616 | 8364.1895 | 210.1043 | -165.2572
2030-01-31 | 24 | -4.2256 | 186.5746 | -38.7171 | -386.463 | -909.5839 | -578.8145 | -6812.7637 | 889.7121 | 1.0058 | -224.5633 | 3861.0549 | 195.0012 | 1282.5637 | 1.0009 | 2136.6826 | 1647.9635 | -203.4799 | 209.9989 | -321.9695 | 438.5022 | -1445.6711 | -5414.791 | -27.6587 | 11.2755 | 1461.4667 | -1273.4902 | -2096.7412 | -495.1512 | -86.4772 | 425.3461 | 1676.145 | -651.3165 | -1136.9042 | 128.5283 | 1.0168 | -828.7103 | 2518.6567 | -557.5233 | 95.8364 | 238.8589 | -2403.0281 | 93.3809 | 3898.637 | 1557.2877 | 4991.0127 | -3.5642 | -276.9414 | 2994.7117 | 187.282 | 1262.4978 | -82.8975 | -562.4468 | -429.2372 | 7763.7183 | 210.1043 | -291.9904
2030-02-01 | 1 | -24.3885 | 1032.6842 | -42.6807 | -580.6108 | -699.0226 | -1312.5675 | -8580.0127 | 1843.2394 | 898.5217 | -170.8085 | 3822.386 | -49.8126 | 1537.5814 | -168.8435 | 2096.7979 | 896.5912 | 17.2581 | 209.9989 | -282.2835 | 138.194 | -1099.8607 | -5573.7817 | -40.505 | -13.9895 | 1449.1653 | -2077.5254 | -1555.5828 | -763.761 | -109.2547 | 503.1844 | 2223.1045 | 934.0504 | -661.4785 | 283.011 | 0.58329 | -60.7047 | 2744.3459 | -250.7532 | 533.7271 | 0.99949 | -2333.9565 | -165.2845 | 3468.2192 | 1644.8865 | 4929.8765 | 105.0983 | -278.6459 | 3069.3186 | 585.8787 | 894.8773 | -667.0103 | -1627.7192 | 305.2023 | 8460.9473 | 210.1043 | -166.9489
2030-02-01 | 2 | -22.5229 | 2106 | -57.3845 | -424.3942 | -166.3788 | -1971.0382 | -9860.1855 | 3006.3362 | 1896.9705 | -215.9056 | 3653.7886 | -195.0151 | 1933.6016 | -466.0929 | 1080.0511 | 808.1162 | 1.6655 | 209.9989 | -241.9471 | -357.1682 | -628.556 | -5275.3125 | -265.442 | -27.195 | 1424.1171 | -2154.8015 | -554.0424 | -930.7747 | -166.8303 | 287.5021 | 1901.1077 | 4.6 | -298.6854 | -160.8915 | 0.68522 | -65.3159 | -1235.2318 | -3.0594 | 661.9017 | 0.99956 | -2309.8171 | -763.9605 | 2769.6069 | 1567.2399 | 4596.4033 | 1.0117 | -278.0972 | 2640.6731 | -16.7941 | 282.987 | -1738.0072 | -2077.3931 | 1614.7719 | 3285.0913 | 210.1042 | -25.941
2030-02-01 | 3 | -24.2558 | 2016.2516 | -58.0361 | -437.4767 | -438.913 | -1716.6445 | -8986.0361 | 2354.606 | 2487.8315 | -154.1647 | 3597.7327 | -194.9941 | 1965.5004 | -458.8461 | 1096.317 | 578.0212 | 40.8234 | 209.9989 | -251.6264 | -234.7719 | -670.9462 | -5308.0122 | -289.3176 | -22.6261 | 1470.9891 | -2007.6294 | -601.5627 | -841.6904 | -165.2972 | 143.9539 | 1686.8744 | 248.1078 | -542.4064 | 14.4507 | 0.72416 | -414.8096 | -441.7865 | -78.6027 | 563.7175 | 1.0024 | -2303.2126 | -850.6 | 2689.0525 | 1416.6735 | 4447.7144 | 1.0155 | -273.6949 | 2639.4749 | -163.9936 | 246.3348 | -2337.8413 | -1467.8789 | 1640.1724 | -465.5655 | 210.1043 | -62.9105
2030-02-01 | 4 | -9.4487 | 1603.0289 | -37.3783 | -375.7174 | -270.0231 | -1448.6963 | -9157.3301 | 2630.9729 | 1390.0759 | -150.3351 | 3534.0229 | -194.9522 | 1959.1075 | -504.089 | 1007.7394 | 855.0154 | 19.8048 | 209.9989 | -286.9488 | -125.274 | -594.2117 | -4806.8198 | -190.0132 | -12.2271 | 1828.7506 | -1925.7714 | -565.7319 | -763.3835 | -133.0284 | 308.7894 | 1493.0149 | 5.5359 | -739.0725 | 64.958 | 0.79424 | -656.6757 | -520.6196 | -152.848 | 530.8332 | 0.9998 | -2419.0176 | -565.6744 | 2628.4995 | 1324.4026 | 4373.9351 | 0.98695 | -272.6054 | 2737.8796 | -403.1032 | 536.3423 | -2247.0964 | -1208.8369 | 870.9946 | -267.3876 | 210.1043 | -101.9819
2030-02-01 | 5 | -33.475 | 1422.4598 | -60.4297 | -336.782 | -205.7179 | -1510.3202 | -9214.2393 | 2789.1863 | 2441.5571 | -139.7871 | 3553.7854 | -195.0188 | 1941.4537 | -565.7281 | 831.7529 | 422.5603 | 85.0323 | 209.9989 | -169.9492 | -134.1728 | -507.3776 | -4071.6343 | -144.7134 | -41.796 | 1554.4926 | -1911.6986 | -426.1516 | -728.1957 | -145.8259 | 428.4954 | 1283.9044 | 1221.8738 | -739.9198 | 312.6763 | 0.72546 | -361.4369 | 103.8646 | 0.99923 | 451.6797 | 1.0003 | -2442.2258 | -448.5302 | 2681.4939 | 1448.4078 | 4350.4502 | 1.0124 | -278.2402 | 2224.615 | -1023.9659 | 559.9841 | -1893.0721 | -1507.5597 | 932.9297 | 268.7583 | 210.1043 | -79.4885
2030-02-01 | 6 | -21.3168 | 1529.9838 | -59.5397 | -301.0846 | 713.7834 | -1846.1157 | -12206.7539 | 4642.167 | 733.3697 | -142.5448 | 3550.4812 | -195.0312 | 2061.8816 | -537.2632 | 929.628 | 101.0523 | 0.9991 | 209.9989 | -283.5683 | -292.832 | -562.1918 | -3352.1643 | -26.4274 | -38.6407 | 2378.8384 | -1924.8055 | -126.7842 | -817.6812 | -150.1161 | 806.9999 | 1469.8088 | 4.7469 | -640.787 | 24.8345 | 0.72836 | -331.6798 | -1710.9451 | -2.072 | 370.8773 | 0.94545 | -2424.6179 | -18.7973 | 3060.7522 | 1574.8353 | 4581.8931 | 1.0298 | -278.0128 | 1458.8979 | -2104.7898 | 660.676 | -78.9648 | -3645.3521 | 628.7168 | 1888.7742 | 210.1042 | 55.8284
2030-02-01 | 7 | -24.9534 | 1606.8998 | -65.2502 | -360.9178 | 794.3079 | -2027.6749 | -13011.0176 | 4873.9116 | -139.7395 | -115.3026 | 3679.7351 | -68.1696 | 2017.9175 | -382.9053 | 1356.2634 | -268.2745 | -115.3339 | 209.9989 | -261.3539 | -486.1975 | -864.615 | -3564.6646 | -33.0029 | -42.5464 | 2255.002 | -2134.7166 | 108.6869 | -898.3369 | -154.3705 | 881.3434 | 1972.5469 | 3.8357 | -372.9283 | -57.8122 | 0.80452 | -366.9022 | -1648.7422 | -1052.726 | 113.8837 | 449.3685 | -2377.782 | -76.7872 | 2734.719 | 1461.042 | 4281.2817 | -289.5629 | -596.1205 | 1199.2123 | -3284.5115 | 580.4893 | 1.0018 | -3635.5583 | 1016.7244 | 3205.2507 | 210.1043 | 62.3781
2030-02-01 | 8 | -26.541 | 1498.9086 | -71.6046 | -397.9221 | 421.4409 | -2026.4083 | -12964.8418 | 4210.0732 | -1019.2086 | -116.2969 | 3797.0579 | 35.0458 | 1987.6429 | -249.4882 | 1706.1761 | -1228.7322 | -297.6824 | 209.9989 | -180.7747 | -448.8992 | -1163.1492 | -3404.0972 | -99.0189 | -34.4741 | 1473.8464 | -2146.5359 | 132.6219 | -901.8225 | -140.2844 | 725.7344 | 2192.9099 | 309.4371 | -326.1493 | -136.4951 | 0.80653 | -814.3255 | -1990.4088 | -634.8693 | -2.3914 | 449.3229 | -2287.0049 | -387.4444 | 3954.2944 | 1439.0718 | 5019.5962 | -225.2999 | -870.3217 | 812.6506 | -3800.0862 | 647.8047 | 131.8089 | -2588.7695 | 0.89925 | 3369.9221 | 210.1043 | -31.7921
2030-02-01 | 9 | -34.8047 | 935.9208 | -73.7586 | -541.922 | 0.99737 | -1642.1263 | -12194.6797 | 3343.0854 | -686.7315 | -97.6479 | 3776.1423 | 69.7022 | 1943.3861 | 52.3367 | 1602.5677 | -1793.0713 | -474.0747 | 209.9989 | -171.8108 | -233.5261 | -1032.4895 | -2398.094 | -23.9069 | -22.4597 | 1476.2147 | -2033.2395 | -74.5539 | -781.9478 | -110.0553 | 781.4645 | 1967.2649 | 1644.6877 | -562.7867 | 123.6625 | 0.79176 | -1301.0336 | -511.1545 | -579.2372 | 0.99644 | 449.4634 | -2511.3701 | -217.0275 | 4004.7576 | 1415.4561 | 5043.4165 | -262.8296 | -1174.5193 | 633.8741 | -3668.9744 | 818.1071 | 345.6919 | -2202.3384 | -181.59 | 4332.564 | 210.1042 | -71.4892
2030-02-01 | 10 | -35.8202 | 548.5736 | -56.8692 | -752.2021 | -635.9899 | -1014.266 | -9671.0264 | 1823.6064 | -2.6855 | -96.2359 | 3810.395 | 94.2131 | 1929.5917 | -36.3065 | 1669.955 | -1910.1919 | -494.6732 | 209.9989 | -152.7442 | 38.2184 | -1031.3524 | -1947.2103 | 9.8828 | -19.8422 | 1285.5255 | -1990.0204 | -420.8733 | -663.1174 | -88.9057 | 659.9892 | 1699.1248 | 3801.3965 | -814.7787 | 520.5814 | 0.7781 | -1500.8011 | 3215.0647 | -220.1034 | 0.9998 | 449.4885 | -2516.4602 | -138.2467 | 4274.9614 | 1419.6414 | 5057.9302 | -44.6461 | -1156.2206 | 547.7825 | -3471.0322 | 870.3223 | 125.0056 | -1709.1553 | -96.3497 | 4711.4292 | 210.1043 | -135.5266
2030-02-01 | 11 | -47.6635 | -271.7473 | -63.4423 | -655.4622 | -1334.7186 | -255.2482 | -6621.709 | -4.5808 | -3.0045 | -96.3579 | 3825.7847 | 121.41 | 1939.17 | -177.527 | 1768.2053 | -1837.7032 | -165.3126 | 209.9989 | -304.5331 | 419.3841 | -1116.3185 | -1480.7573 | 54.8425 | 4.0068 | 2316.863 | -2192.1519 | -822.7693 | -406.4903 | -66.6774 | 521.277 | 1454.2274 | 4906.5815 | -1091.5831 | 1036.6777 | 1.9854 | -1665.1732 | 4251.8145 | -176.2325 | 0.99809 | 449.4555 | -2720.3335 | -28.9967 | 4339.1616 | 1408.5669 | 5069.9824 | -2.6593 | -1021.0293 | 812.6039 | -3062.9001 | 1120.3357 | 18.0774 | -1202.24 | -284.1062 | 4962.4028 | 210.1043 | -222.5628
2030-02-01 | 12 | -39.4995 | -396.274 | -51.4718 | -552.5552 | -1569.3732 | 0.99898 | -6364.4004 | -64.8077 | -3.041 | -102.5126 | 3846.1377 | 116.9779 | 1964.2941 | -200.1203 | 1766.5105 | -1362.3689 | -11.6273 | 209.9989 | -359.6797 | 390.1952 | -1115.8081 | -1120.7487 | 68.3439 | 17.0738 | 2728.3599 | -1641.3037 | -594.9834 | -297.3804 | -65.8198 | 556.7469 | 1469.1567 | 4639.8325 | -1135.0032 | 1056.3813 | 2.8184 | -1747.2115 | 4203.5762 | -0.99906 | 1.0001 | 449.4678 | -2635.9277 | 27.8428 | 4324.7671 | 1373.5668 | 5080.042 | -2.7045 | -1011.9744 | 798.8409 | -3012.5359 | 1102.09 | 1.0214 | -987.0606 | -302.6089 | 5187.0532 | 210.1042 | -249.0609
2030-02-01 | 13 | -43.5737 | -469.002 | -50.7636 | -570.5672 | -1621.5988 | 86.8206 | -5362.6885 | -394.9986 | -3.0299 | -127.3414 | 3851.2654 | 84.4887 | 1830.0609 | -184.6148 | 1856.3628 | -1247.0172 | 77.3868 | 209.9989 | -360.7058 | 444.4347 | -1047.8304 | -994.2441 | 100.927 | 10.5881 | 2717.8701 | -1675.7147 | -792.2188 | -291.769 | -58.3647 | 603.283 | 1371.4283 | 5143.2822 | -1233.985 | 1182.9598 | 2.7158 | -1710.2906 | 4687.4438 | -522.2079 | 1.0023 | 449.4398 | -2595.5659 | 144.6796 | 4274.2241 | 1342.7864 | 5059.4927 | -31.0947 | -940.5985 | 1735.0862 | -1848.5834 | 1114.1674 | 1176.6626 | -1487.1718 | -133.9744 | 7021.7812 | 210.1043 | -169.8649
2030-02-01 | 14 | -26.4212 | -292.1329 | -44.6422 | -489.5467 | -1917.5663 | -61.8661 | -4197.2656 | -865.6333 | -2.977 | -162.049 | 3895.1672 | 20.2322 | 1858.6263 | -188.0817 | 1831.7919 | -1228.0626 | 8.209 | 209.9989 | -470.7057 | 395.4061 | -885.2558 | -734.7092 | 75.046 | 23.5199 | 3490.9443 | -1438.2028 | -647.9346 | -323.9728 | -64.6695 | 566.5731 | 1277.5114 | 3711.9331 | -1203.1993 | 722.4821 | 3.1325 | -1702.9889 | 3356.2002 | -416.3947 | 92.5562 | 449.6017 | -2618.415 | 42.9816 | 4214.6885 | 1317.183 | 5072.355 | -3.966 | -842.3785 | 2474.9192 | -1037.4478 | 958.4896 | 804.2216 | -1107.3843 | -48.9152 | 7964.0586 | 210.1042 | -191.3042
2030-02-01 | 15 | -29.049 | 295.9274 | -49.2525 | -523.1882 | -1946.1836 | -371.5086 | -3107.9971 | -1151.6974 | -2.8854 | -170.1815 | 3973.79 | 58.6692 | 2015.6907 | -172.7092 | 1921.2837 | -911.0402 | 179.2122 | 209.9989 | -565.7231 | 233.4637 | -926.0013 | 23.762 | -9.356 | 5.3588 | 4096.2026 | -1806.5535 | -140.2764 | -428.7703 | -79.3297 | 394.3036 | 1524.5465 | 3686.3081 | -903.5752 | 714.546 | 5.6867 | -1413.7109 | 4512.812 | -503.0334 | 1.0021 | 449.6461 | -2388.988 | -125.2775 | 4068.6382 | 1290.03 | 5074.4336 | -160.4924 | -947.5814 | 2751.209 | -838.0599 | 780.6475 | 104.956 | -875.9307 | 1.0022 | 6502.709 | 210.1043 | -212.1499
2030-02-01 | 16 | -28.6643 | 367.0132 | -51.2212 | -537.4 | -1956.5544 | -405.4326 | -2698.5752 | -1353.7178 | -2.8431 | -146.4572 | 3565.1663 | 65.4672 | 1961.6802 | -251.4873 | 1705.0439 | -259.8606 | 170.9249 | 209.9989 | -584.3942 | 384.144 | -898.8499 | 278.6853 | 10.9361 | 8.5813 | 4228.2393 | -1753.9174 | -683.1121 | -422.1845 | -75.1289 | 368.7138 | 1322.4137 | 2987.3423 | -1154.4359 | 757.7233 | 4.861 | -1496.9093 | 5252.5269 | -467.7486 | 85.4612 | 449.6029 | -2455.5032 | -32.8287 | 3974.3806 | 1277.9346 | 5060.4565 | -166.7469 | -838.7329 | 2974.7021 | -886.4924 | 716.7585 | 0.99333 | -794.8404 | 1.0007 | 5659.8418 | 210.1043 | -218.4289
2030-02-01 | 17 | -37.9275 | 682.1128 | -57.5497 | -582.0294 | -1998.5009 | -520.2736 | -1515.4381 | -1334.7343 | -2.8245 | -180.7883 | 3445.6956 | 32.2299 | 1933.3257 | -174.6221 | 1960.1661 | -117.1513 | 310.0671 | 209.9989 | -623.1874 | 361.9113 | -1233.7317 | 908.8793 | -47.7743 | 8.9936 | 4405.5356 | -2044.6276 | -658.1313 | -476.5774 | -88.3925 | 225.2789 | 1754.8499 | 3793.2148 | -895.6602 | 886.798 | 6.5415 | -1217.3033 | 6771.0347 | -569.147 | 0.99965 | 373.763 | -2023.3129 | -155.0073 | 3888.1941 | 1282.5052 | 4952.96 | -269.5815 | -957.2178 | 3238.7263 | -882.6608 | 744.8318 | -143.1845 | -473.6516 | 1.0072 | 6159.0117 | 210.1043 | -243.8528
2030-02-01 | 18 | -34.9476 | 558.2125 | -62.0326 | -533.0808 | -2003.3975 | -478.9174 | -1274.9614 | -749.1453 | -2.8211 | -159.8433 | 3114.2024 | 48.0025 | 1980.3959 | -157.5748 | 1894.932 | -282.7592 | 257.9469 | 209.9989 | -550.6935 | 407.7552 | -1177.6688 | 68.2716 | 9.6633 | -80.5896 | 4077.7634 | -1888.0718 | -1438.1825 | -434.5579 | -89.6548 | 360.1503 | 156.1768 | 3203.9556 | -1372.1556 | 898.7587 | 5.8142 | 1021.862 | 6026.853 | -231.0445 | 1.0013 | 449.5179 | -1867.3564 | 27.9501 | 4219.8623 | 1321.1279 | 5075.8584 | -165.0059 | -809.631 | 3005.5378 | -1435.1583 | 650.3602 | -305.8147 | -744.6419 | 0.99438 | 4839.9531 | 210.1043 | -238.7879
2030-02-01 | 19 | -34.071 | 807.1324 | -67.9292 | -547.215 | -1982.3115 | -691.3091 | -2032.5422 | -354.684 | -2.8628 | -162.785 | 3125.7517 | 46.9319 | 1710.6941 | -158.4379 | 1883.8612 | -303.8474 | 207.0303 | 209.9989 | -555.2241 | 330.1674 | -1275.9104 | -135.3454 | -45.9418 | -94.1169 | 4080.7786 | -2025.2653 | -1557.7076 | -504.8091 | -102.3378 | 345.3907 | 111.5553 | 2925.8276 | -1212.6552 | 794.9203 | 6.2087 | 1794.8142 | 5517.0811 | -113.2245 | 0.99933 | 449.4276 | -1902.9199 | -195.1047 | 4457.6987 | 1327.2726 | 5075.1064 | -3.3654 | -744.7728 | 3106.9668 | -1388.3427 | 628.056 | -81.2452 | -820.3802 | -249.9154 | 4875.9272 | 210.1043 | -238.9945
2030-02-01 | 20 | -36.981 | 823.9352 | -73.734 | -556.7479 | -1901.9415 | -707.9272 | -2244.0146 | -723.8602 | 1.0039 | -164.2223 | 3094.2368 | 74.9977 | 1758.0266 | -160.321 | 1929.9877 | -53.9459 | 204.0274 | 209.9989 | -583.3074 | 443.4508 | -1357.2634 | -83.0857 | -61.9089 | -103.7397 | 4174.0127 | -2085.4138 | -2175.9097 | -504.8995 | -103.2584 | 267.0385 | -83.927 | 2915.1294 | -1238.4039 | 821.4678 | 6.6388 | 2088.7854 | 5221.416 | -103.5764 | -2.0331 | 449.4616 | -1938.944 | -255.8097 | 4419.6885 | 1291.0287 | 5068.5229 | -3.0905 | -806.7285 | 3160.6567 | -1364.2179 | 735.2874 | 1.006 | -807.8081 | -547.6459 | 4711.5942 | 210.1043 | -255.0136
2030-02-01 | 21 | -31.1427 | 887.3694 | -72.9763 | -521.9258 | -1911.7152 | -844.3867 | -2787.2017 | -713.3669 | 1.0032 | -159.9437 | 3182.3743 | 75.758 | 1735.2679 | -127.8479 | 1811.4954 | 605.4495 | 221.1138 | 209.9989 | -639.552 | 545.6276 | -1367.0647 | 110.9313 | -33.8028 | -108.5199 | 4428.6948 | -2013.5024 | -2796.5676 | -534.1949 | -101.6643 | 287.5419 | -267.5449 | 2038.5927 | -1336.4056 | 675.0164 | 7.3863 | 2471.1431 | 4812.5859 | -409.0774 | -2.1475 | 351.9069 | -2049.1687 | -133.54 | 4117.4004 | 1229.9413 | 5057.5767 | -267.5334 | -809.3301 | 3267.6436 | -646.6494 | 865.6933 | -215.6914 | -753.63 | -989.3683 | 4328.0195 | 210.1043 | -320.4829
2030-02-01 | 22 | -28.1426 | 993.2313 | -71.7477 | -510.3386 | -1917.0262 | -904.0049 | -2838.7205 | -623.3203 | 465.9014 | -157.556 | 3256.9617 | 91.9372 | 1717.7441 | -199.246 | 1862.4973 | 612.7998 | 199.0898 | 209.9989 | -657.7457 | 579.3511 | -1355.8149 | -199.5926 | -29.4641 | -119.174 | 4493.1948 | -1955.2849 | -3103.0339 | -547.2878 | -107.5625 | 275.5093 | -198.2572 | 1508.4534 | -1423.7246 | 638.4275 | 7.0114 | 2703.4812 | 4736.48 | -545.5557 | 0.99961 | 372.7139 | -2027.9395 | -65.5428 | 3709.7927 | 1237.9166 | 4724.4453 | -274.3725 | -768.5599 | 3224.9443 | -469.7801 | 841.1282 | 49.4376 | -716.2849 | -5.9369 | 4047.5967 | 210.1043 | -257.2633
2030-02-01 | 23 | -32.2293 | 923.017 | -73.2836 | -531.5846 | -1946.9072 | -875.6377 | -2467.4692 | -649.3701 | 1.0049 | -175.2507 | 3236.1038 | 1 | 1696.9219 | -218.0921 | 1739.3444 | 222.4958 | 218.1343 | 209.9989 | -673.1494 | 629.3148 | -1333.8267 | -726.9285 | -1.7628 | -110.1096 | 4469.8813 | -1989.9958 | -3096.4087 | -547.2769 | -102.7376 | 306.4114 | -220.9628 | 1869.9282 | -1376.9275 | 680.6151 | 7.0348 | 2374.9246 | 5275.4111 | -336.3102 | 266.3376 | 449.4116 | -2050.4692 | 54.5163 | 3982.0349 | 1254.5104 | 5019.7197 | -90.3597 | -696.3688 | 3508.9453 | -648.2462 | 922.0645 | 1.0068 | -986.7562 | -373.5361 | 4493.9673 | 210.1042 | -294.2873
2030-02-01 | 24 | -43.6771 | 699.9846 | -74.1136 | -602.0397 | -1914.5809 | -769.795 | -3361.9761 | -1416.699 | 575.7853 | -134.1359 | 3297.8982 | 1.0008 | 1733.3073 | -320.6632 | 1478.9557 | 44.7985 | 332.5853 | 209.9989 | -701.4203 | 754.0139 | -1263.0338 | -810.5818 | 44.2601 | -11.0474 | 4530.8428 | -2162.9265 | -2980.4749 | -544.7679 | -86.8117 | 365.3614 | 1030.4054 | 3140.7249 | -1090.4146 | 883.3118 | 5.9894 | 515.7883 | 6650.9976 | -710.9324 | 1.0004 | 132.2625 | -2359.1646 | 203.5249 | 3375.1379 | 1204.728 | 4481.417 | -293.7551 | -1049.8184 | 3325.5374 | -270.987 | 936.4852 | 376.3093 | -996.7307 | -219.4787 | 5618.8379 | 210.1042 | -247.4201
2030-02-02 | 1 | -48.7042 | 667.776 | -72.6217 | -604.5767 | -1967.1606 | -769.0298 | -3912.6272 | -1383.8074 | 84.5048 | -186.9339 | 3947.2305 | -106.8437 | 1663.4741 | -280.4123 | 1577.0465 | -585.9332 | 380.9905 | 209.9989 | -648.5246 | 526.5177 | -1170.5422 | -2049.6194 | 10.66 | -10.1838 | 4109.8281 | -2355.5623 | -2453.0337 | -554.4396 | -83.8421 | 360.4387 | 1371.9197 | 4155.9253 | -794.1281 | 989.0588 | 5.5035 | 798.954 | 6373.2671 | -616.3182 | 0.99928 | 76.9759 | -2227.4768 | 65.942 | 3303.0688 | 1239.2202 | 4325.3921 | -303.2726 | -792.3231 | 3273.917 | -17.2994 | 829.921 | 11.2468 | -837.0089 | -6.6156 | 5912.9346 | 210.1043 | -240.8361
2030-02-02 | 2 | -45.5888 | 523.4536 | -70.1056 | -554.7874 | -1970.6615 | -715.6108 | -3530.4995 | -1073.1675 | 1085.3774 | -167.2774 | 3862.6394 | -94.7711 | 1938.1431 | -283.641 | 1476.7158 | -955.0119 | 326.9733 | 209.9989 | -601.2232 | 598.8835 | -1034.5205 | -3410.2476 | -53.6345 | -7.5337 | 3803.3987 | -2290.6072 | -2439.6189 | -520.1706 | -81.0825 | 248.1758 | 1321.6804 | 3792.5173 | -813.8554 | 995.7826 | 4.2968 | 944.1375 | 4954.8584 | -673.9979 | 1.0006 | 14.3873 | -2200.833 | -228.0111 | 3195.4707 | 1309.3097 | 4265.354 | -308.1328 | -555.0113 | 3366.4788 | 80.159 | 816.5363 | -695.728 | -232.049 | 1.013 | 6011.4795 | 210.1043 | -277.6441
2030-02-02 | 3 | -41.8743 | 385.3466 | -67.516 | -527.3091 | -1925.3491 | -653.2471 | -3970.1753 | -682.7523 | 1796.2202 | -145.1006 | 3816.9143 | -85.7163 | 1991.4449 | -337.1565 | 1334.8711 | -703.0478 | 289.1239 | 209.9989 | -547.9634 | 544.7294 | -862.1813 | -4100.1445 | -70.3223 | -6.1614 | 3390.2637 | -2131.2163 | -2548.1462 | -500.2373 | -81.2129 | 270.3824 | 1161.5677 | 3453.3042 | -896.8096 | 863.515 | 3.0488 | 654.1901 | 4045.1526 | -184.8335 | 88.8476 | 0.99966 | -2528.1162 | -367.2423 | 3580.9075 | 1441.2753 | 4445.8198 | -3.0426 | -277.4145 | 3260.3103 | 194.2575 | 893.8281 | -1128.7006 | -152.4741 | 0.89995 | 6648.8887 | 210.1043 | -311.683
2030-02-02 | 4 | -36.3305 | 225.1586 | -60.6968 | -495.4069 | -1933.6998 | -547.9648 | -4179.4141 | -641.9293 | 2120.3911 | -125.8497 | 3762.6187 | -75.3256 | 2045.0773 | -382.8545 | 1242.3016 | -29.5249 | 319.5878 | 209.9989 | -563.7069 | 525.4931 | -859.1979 | -4412.875 | -97.1609 | 6.1157 | 3462.6802 | -1879.9973 | -2647.2327 | -470.3769 | -80.4454 | 244.7846 | 996.4757 | 3069.6506 | -1072.8815 | 809.1477 | 2.0624 | 254.018 | 3523.5925 | -275.2433 | 76.5515 | 0.99998 | -2484.6162 | -496.8543 | 3469.8704 | 1456.0088 | 4342.043 | -3.1463 | -277.8108 | 3234.4541 | 158.1906 | 918.6727 | -1329.1237 | -152.0629 | 120.6832 | 7124.5112 | 210.1043 | -316.5733
2030-02-02 | 5 | -32.6182 | 483.8345 | -60.0485 | -512.9872 | -1713.5178 | -728.9808 | -4944.0117 | -160.4951 | 2112.3391 | -130.754 | 3749.2292 | -89.3487 | 2023.8115 | -397.5657 | 1234.189 | 388.8561 | 262.1208 | 209.9989 | -501.8985 | 412.415 | -889.5894 | -4997.5093 | -120.5493 | 11.5788 | 3008.7356 | -1960.2008 | -2534.6191 | -535.4899 | -91.9809 | 260.2627 | 1126.7357 | 2687.3809 | -933.0735 | 652.3886 | 1.7438 | 397.3355 | 3212.9473 | -227.734 | 57.989 | 1.0003 | -2498.0222 | -544.9294 | 3462.0793 | 1493.8243 | 4312.8721 | -3.2311 | -278.5601 | 3195.6404 | 154.9187 | 852.8665 | -1216.1521 | -378.6781 | 218.6873 | 6262.5161 | 210.1042 | -297.8207
2030-02-02 | 6 | -50.3148 | 206.8986 | -68.8001 | -583.5251 | -1591.2449 | -569.2024 | -5196.4336 | -3.5839 | 1711.3665 | -132.4222 | 3757.5359 | -87.689 | 2035.4298 | -363.127 | 1347.1112 | -197.9879 | 341.853 | 209.9989 | -479.7139 | 530.6577 | -1100.9452 | -5575.0845 | -34.4553 | 7.0526 | 2862.9182 | -2208.3938 | -2859.4949 | -495.9165 | -80.8806 | 382.168 | 1244.0558 | 4221.479 | -1035.5991 | 1073.7351 | 1.1465 | 337.4686 | 5045.3999 | -232.6547 | 49.786 | 0.99987 | -2579.0801 | -285.6151 | 3593.7222 | 1477.5894 | 4409.272 | 1.0088 | -277.9834 | 3146.7759 | -32.683 | 1108.6027 | -710.6 | -622.6661 | -113.8944 | 6165.5664 | 210.1043 | -297.4838
2030-02-02 | 7 | -58.1072 | 91.6868 | -75.8626 | -639.9025 | -1838.2555 | -459.4465 | -4007.6768 | -690.8456 | 1024.1113 | -143.94 | 3791.5437 | -85.0737 | 1911.7351 | -326.2407 | 1474.9072 | -173.3174 | 375.9743 | 209.9989 | -429.2732 | 644.8357 | -1171.3778 | -5702.543 | 14.4198 | 2.974 | 2375.8245 | -2366.3992 | -2846.2815 | -472.2818 | -76.5321 | 440.6154 | 1365.9952 | 4987.6216 | -1017.2939 | 1180.7701 | 0.83561 | 459.2388 | 6285.7524 | -105.1087 | 34.2629 | 1.0022 | -2722.1245 | -110.8746 | 3905.4009 | 1438.168 | 4648.3418 | -2.9695 | -272.4131 | 3018.4548 | -369.9479 | 1199.2596 | -141.5166 | -637.5181 | -198.9596 | 6925.6743 | 210.1042 | -281.6212
2030-02-02 | 8 | -72.6331 | 0.9962 | -84.264 | -724.816 | -1864.4388 | -292.5038 | -3943.0461 | -1171.0039 | 353.2658 | -167.9658 | 3771.6592 | -43.9154 | 1844.0636 | -271.3518 | 1755.1671 | 257.5387 | 362.9356 | 209.9989 | -409.5135 | 780.2663 | -1369.3086 | -5830.4878 | 54.3733 | -24.3988 | 2217.4736 | -2541.3257 | -2987.9631 | -435.1701 | -75.5204 | 464.9175 | 1640.7803 | 6213.313 | -1042.3152 | 1557.0398 | 0.52972 | 607.334 | 7984.7222 | -221.5539 | 440.568 | 0.99699 | -2841.3728 | 85.461 | 3902.103 | 1519.3242 | 4899.1211 | 79.206 | -278.6154 | 3152.1382 | -135.9402 | 1272.757 | 293.7159 | -849.0303 | -194.8889 | 6020.6504 | 210.1043 | -253.3535
2030-02-02 | 9 | -66.9023 | 39.9378 | -88.9288 | -755.9346 | -1806.7045 | -506.173 | -4516.8345 | -1233.2644 | 1.0031 | -175.3694 | 3812.9629 | -36.7492 | 1787.2452 | -243.804 | 1787.9592 | -127.6827 | 271.5946 | 209.9989 | -448.2734 | 973.7693 | -1372.3845 | -5769.3096 | 66.4365 | -8.7095 | 2488.988 | -2598.9089 | -2913.3999 | -504.0107 | -68.7841 | 493.1952 | 1586.0557 | 5498.0327 | -993.209 | 1269.907 | 0.5888 | 520.7401 | 7785.0732 | -193.2408 | 79.9957 | 88.9864 | -2917.1228 | 0.99816 | 4383.5181 | 1459.8756 | 4992.665 | -3.3128 | -272.4099 | 2548.7419 | -419.6606 | 1354.9144 | 67.217 | -985.325 | -1230.4008 | 7950.3315 | 210.1043 | -275.6704
2030-02-02 | 10 | -64.107 | 95.704 | -90.0255 | -765.1577 | -1792.3971 | -601.1711 | -5417.3242 | -985.8414 | -3.0226 | -217.75 | 3849.4282 | -105.9189 | 1579.3867 | -196.4453 | 2023.4458 | 135.7924 | 208.9357 | 209.9989 | -420.426 | 860.8668 | -1508.1763 | -5721.394 | 102.115 | -15.1852 | 2328.1804 | -2584.0808 | -2757.7168 | -541.5189 | -67.4606 | 547.7045 | 1682.905 | 5055.6221 | -938.8945 | 1174.8003 | 0.59198 | 518.3138 | 7425.2686 | -556.1146 | -2.1117 | 254.8837 | -2562.928 | -42.1055 | 4118.6948 | 1429.7399 | 5003.3223 | -112.912 | -272.2386 | 2156.5295 | -734.4953 | 1237.79 | 516.8221 | -1219.4114 | -1024.2831 | 8527.625 | 210.1043 | -178.6243
2030-02-02 | 11 | -54.7927 | 332.9887 | -87.2742 | -787.8645 | -1694.1212 | -875.2582 | -7340.6802 | -89.4072 | -193.0984 | -235.8171 | 3813.668 | -142.5302 | 1582.4836 | -146.8144 | 2159.364 | 326.8036 | 111.65 | 209.9989 | -431.6539 | 603.2413 | -1448.0269 | -5676.9209 | 45.2941 | -29.1907 | 2542.7729 | -2647.574 | -2339.085 | -657.1776 | -83.248 | 589.7661 | 1905.752 | 3740.6416 | -587.4348 | 833.1852 | 0.65566 | 699.6821 | 6649.3359 | -702.2572 | -159.8779 | 149.5595 | -2421.1511 | -220.4976 | 4109.7705 | 1379.7499 | 5000.5049 | -287.0797 | -670.9133 | 2068.2195 | -926.0357 | 968.291 | 742.4413 | -1479.2748 | -583.0909 | 9550.083 | 210.1043 | -76.456
2030-02-02 | 12 | -51.8033 | 215.586 | -85.1028 | -750.251 | -1759.3015 | -847.6619 | -6874.5737 | -324.349 | 1.0083 | -248.9297 | 3803.2612 | -167.5592 | 1440.5216 | -132.9888 | 2194.52 | 344.3732 | 143.873 | 209.9989 | -458.0192 | 608.84 | -1640.6017 | -5441.0835 | 15.1275 | -27.0324 | 2602.3989 | -2564.6223 | -2004.8931 | -655.8264 | -85.5423 | 485.5269 | 1799.6613 | 3208.6865 | -418.9639 | 822.9472 | 2.5161 | 983.3919 | 6402.0684 | -690.2281 | -188.3815 | 258.8069 | -2026.0931 | -324.5351 | 4134.3403 | 1397.1044 | 5005.2925 | -285.1854 | -681.4832 | 2095.9224 | -884.0284 | 972.1558 | 464.7961 | -1276.1455 | -586.1656 | 9971.6826 | 210.1043 | -90.3353
2030-02-02 | 13 | -44.2481 | 596.5687 | -76.3481 | -682.2278 | -1757.0316 | -936.4195 | -6548.7812 | -368.5154 | 1.0053 | -270.6315 | 3791.1772 | -193.8656 | 1322.6342 | -121.8481 | 2220.2432 | 657.4508 | 186.8865 | 209.9989 | -426.8212 | 444.0708 | -1574.3855 | -4727.5625 | -56.6547 | -40.7223 | 2453.6697 | -2548.1816 | -1438.7632 | -655.1742 | -95.7763 | 377.5355 | 1788.605 | 2586.6572 | -196.7969 | 765.8844 | 3.3082 | 1502.8783 | 5881.7334 | -590.8901 | -187.044 | 449.6791 | -1768.5869 | -494.7758 | 4156.7983 | 1431.332 | 5009.7681 | -205.3371 | -777.6796 | 2202.0962 | -479.8299 | 818.0723 | -80.6991 | -1321.3711 | -488.3336 | 10553.5068 | 210.1043 | -107.1701
2030-02-02 | 14 | -44.9018 | 544.1678 | -77.2761 | -712.6324 | -1419.9005 | -1037.4452 | -6866.478 | 0.99184 | -2.981 | -252.7628 | 3796.6799 | -189.9737 | 1299.3824 | -155.824 | 2084.5752 | 918.2264 | 130.5603 | 209.9989 | -298.5259 | 480.6967 | -1609.0649 | -4189.1719 | -60.9373 | -45.9294 | 1426.0367 | -2582.7637 | -1225.6791 | -706.062 | -95.3102 | 353.6624 | 1969.8665 | 2278.6902 | -91.5898 | 653.2608 | 3.988 | 1213.2288 | 5807.394 | -453.38 | -51.4545 | 449.5496 | -1767.0555 | -466.7873 | 4197.666 | 1497.8151 | 5035.21 | 1.006 | -668.118 | 2521.8572 | -814.7108 | 898.0117 | -192.363 | -1146.5864 | -432.3314 | 10884.2715 | 210.1043 | -142.8016
2030-02-02 | 15 | -40.6999 | 747.4759 | -75.8947 | -747.0055 | -952.9487 | -1272.4722 | -8195.3047 | 1236.9081 | 1.0043 | -236.0438 | 3845.4077 | -195.0036 | 1248.8706 | -206.1982 | 1937.0217 | 1065.8767 | -22.5423 | 209.9989 | -266.5566 | 303.69 | -1230.3433 | -4333.9565 | -51.1139 | -39.5321 | 1393.0123 | -2646.0972 | -1079.4539 | -781.4912 | -103.3319 | 540.4661 | 2036.6804 | 1375.7125 | -131.3074 | 438.6763 | 2.1381 | 784.5026 | 5206.7163 | -391.0042 | 0.9961 | 449.5719 | -2159.6868 | -448.2036 | 4188.5063 | 1465.2537 | 5026.4028 | 0.99063 | -716.5624 | 2481.1558 | -1211.6343 | 854.7925 | -83.6311 | -1661.3174 | -136.2469 | 11680.5215 | 210.1042 | -92.1319
2030-02-02 | 16 | -46.3015 | 671.1622 | -76.0407 | -757.6575 | -1164.6221 | -1172.4331 | -7149.1997 | 749.0171 | 1.0092 | -211.6012 | 3848.1511 | -138.6374 | 1420.7494 | -177.0593 | 2013.4791 | 704.1617 | 88.2556 | 209.9989 | -275.1684 | 221.6924 | -1216.3071 | -4481.4736 | -90.8573 | -53.1451 | 1433.4672 | -2740.1353 | -938.7472 | -755.6635 | -101.2293 | 473.9559 | 2116.2202 | 2038.6941 | -35.539 | 628.7465 | 2.5645 | 1074.1785 | 6149.7695 | -474.7775 | -95.2744 | 449.4943 | -2161.73 | -586.2345 | 3998.9131 | 1381.1083 | 5006.3042 | -286.558 | -829.0504 | 2183.1411 | -1876.1986 | 807.3392 | -570.7007 | -1255.7228 | -1.3915 | 12916.665 | 210.1043 | -112.0261
2030-02-02 | 17 | -44.2738 | 698.4614 | -76.5748 | -719.4994 | -1434.0194 | -1138.3046 | -5864.8657 | 0.99648 | 1.0042 | -154.5105 | 3804.8411 | 9.6043 | 1513.5377 | -150.07 | 2062.1379 | 724.949 | 142.5365 | 209.9989 | -286.8522 | 362.5803 | -1594.8442 | -4952.1777 | -95.0254 | -50.6247 | 1454.4028 | -2673.8069 | -1301.9248 | -741.7721 | -101.607 | 350.0332 | 1923.3552 | 2010.5258 | -132.7028 | 578.5933 | 2.6165 | 1333.552 | 5599.6855 | -333.8776 | 10.4874 | 449.5397 | -1764.7823 | -532.1196 | 3980.0818 | 1351.996 | 5019.2383 | -279.0714 | -563.1523 | 2006.0378 | -2122.7251 | 770.2859 | -784.9548 | -944.7642 | -136.5312 | 13337.9639 | 210.1043 | -129.0064
2030-02-02 | 18 | -38.2635 | 879.9045 | -77.6031 | -659.7156 | -1535.4819 | -1225.947 | -5790.0913 | -3.0157 | 33.2172 | -168.1188 | 3818.929 | 1.4304 | 1406.4893 | -175.0542 | 2030.4636 | 550.2596 | 191.0995 | 209.9989 | -255.159 | 180.2842 | -1534.8066 | -5351.7534 | -101.0486 | -105.4568 | 1432.9807 | -2522.3059 | -1843.6193 | -733.1057 | -103.7114 | 395.7566 | 1765.785 | 1869.8574 | -186.223 | 477.2469 | 3.0082 | 2877.4424 | 4381.3535 | 24.6984 | 125.3895 | 449.2396 | -1743.8229 | -620.144 | 3869.77 | 1374.3119 | 4817.3687 | -2.5953 | -276.8105 | 2588.394 | -1572.0261 | 625.8862 | -696.4719 | -997.0814 | 1.0101 | 12922.4854 | 210.1043 | -74.6719
2030-02-02 | 19 | -35.4544 | 1063.8726 | -78.0801 | -606.8953 | -1866.9463 | -1220.4781 | -4291.3896 | -841.5469 | 237.3669 | -201.0212 | 3758.9043 | -18.3203 | 1425.9359 | -109.9582 | 2210.3462 | 1322.5521 | 626.6699 | 209.9989 | -460.5458 | 158.6913 | -1542.1001 | -5069.3364 | -149.0265 | -109.9394 | 2803.0588 | -2427.0264 | -1940.6888 | -689.3033 | -105.8273 | 291.3 | 1166.6212 | 1640.4343 | -353.9474 | 505.6804 | 3.0778 | 3238.5508 | 4227.8633 | -291.2021 | 0.99904 | 0.99837 | -1694.7516 | -856.5831 | 3841.1719 | 1279.4572 | 4763.355 | -270.2346 | -576.7672 | 2824.0969 | -477.6287 | 496.1255 | -347.6066 | -880.4169 | 152.4486 | 11403.4541 | 210.1043 | -47.2969
2030-02-02 | 20 | -26.9279 | 1179.3154 | -77.8893 | -620.2073 | -1832.2241 | -1324.376 | -4982.1548 | -804.2454 | 854.7031 | -208.6797 | 3793.7622 | 53.2848 | 1129.8734 | -103.8107 | 2186.3701 | 1629.4783 | 465.8973 | 209.9989 | -518.851 | 130.7947 | -1652.1907 | -4580.4873 | -186.7556 | -105.2985 | 3047.9753 | -2290.4551 | -1709.1042 | -717.0457 | -108.9885 | 223.6645 | 1115.4629 | 1189.7421 | -270.7342 | 236.3506 | 3.449 | 3243.0681 | 4076.0317 | -41.0612 | -172.9181 | 450.3333 | -1652.1685 | -1008.2729 | 4543.3359 | 1319.8364 | 5032.2944 | 0.99115 | -277.2316 | 3283.8669 | 89.1763 | 532.0344 | -1285.7279 | -293.8055 | -7.3539 | 11197.5391 | 0.10427 | -175.6575
2030-02-02 | 21 | -24.5837 | 871.6652 | -78.0686 | -615.5106 | -1835.9901 | -1255.4742 | -5629.6245 | -735.8873 | 373.5393 | -177.0352 | 3801.4927 | 54.8688 | 1684.5824 | -113.7769 | 2179.0625 | 1559.5532 | 375.0593 | 209.9989 | -507.3924 | 375.6687 | -1487.8013 | -5167.0264 | -36.5436 | -96.9326 | 3015.3931 | -2034.6826 | -2505.7012 | -678.0275 | -85.9079 | 454.8332 | 674.5515 | 267.163 | -712.7587 | 206.4001 | 3.3016 | 3070.3293 | 3770.114 | -348.1641 | 0.99959 | 37.2798 | -1966.3787 | -541.7152 | 3890.4707 | 1287.7087 | 4913.6299 | -276.0237 | -279.4896 | 3052.4553 | -668.9371 | 773.8208 | -404.1121 | -470.8106 | -394.0262 | 11464.7324 | 210.1043 | -131.1108
2030-02-02 | 22 | -37.853 | 414.1731 | -82.5422 | -699.545 | -1828.224 | -964.036 | -5592.5771 | -796.4333 | 1.0066 | -125.077 | 3846.1321 | 119.7723 | 1452.9604 | -172.7009 | 1945.6754 | 945.4306 | 129.8477 | 209.9989 | -450.3904 | 785.5651 | -1602.5931 | -6018.6826 | 96.4102 | -80.4077 | 2449.5051 | -1974.902 | -3300.6897 | -602.7426 | -65.4934 | 539.0162 | 512.173 | 1550.1575 | -1137.5333 | 657.1483 | 1.9308 | 2494.5134 | 5410.335 | -300.4799 | 140.047 | 0.9995 | -2414.5437 | -122.4571 | 3696.5261 | 1333.5781 | 4666.7461 | -3.1663 | -293.8318 | 2666.3491 | -556.5316 | 1248.9963 | 551.8482 | -982.1619 | -545.3939 | 13580.5898 | 210.1043 | -79.7362
2030-02-02 | 23 | -52.0521 | 203.1746 | -85.8543 | -746.5846 | -1803.7996 | -780.3409 | -5541.4829 | -933.6498 | 1.0062 | -184.2691 | 3840.7361 | -11.1285 | 722.0905 | -197.7775 | 1928.304 | 465.1658 | 109.8669 | 209.9989 | -377.641 | 768.6529 | -1685.384 | -5892.7271 | 78.4196 | -86.1272 | 1909.845 | -2179.4104 | -3038.1843 | -559.7828 | -57.7584 | 491.1134 | 880.0015 | 2864.791 | -987.9155 | 1061.2832 | 3.092 | 2146.7791 | 6985.6074 | 19.4793 | 318.7293 | 449.8951 | -2313.5083 | -173.9851 | 3593.3364 | 1486.9055 | 4777.8765 | 66.8672 | -278.567 | 3014.8376 | -74.9111 | 1311.9661 | 701.1302 | -796.5652 | -438.4241 | 13868.1904 | 210.1043 | -77.8805
2030-02-02 | 24 | -32.021 | 469.1546 | -74.9288 | -655.3046 | -1852.8977 | -849.8962 | -5129.0269 | -1128.2463 | 103.6763 | -195.8114 | 3835.7349 | -55.2979 | 1324.717 | -236.2313 | 1821.7999 | 707.0264 | 12.5595 | 209.9989 | -489.2352 | 944.3944 | -1733.3054 | -4877.1167 | 42.0724 | -13.6299 | 2607.1626 | -1831.9918 | -2752.6453 | -576.0879 | -74.5436 | 366.6209 | 978.4612 | 1562.6943 | -1118.4718 | 557.6375 | 2.7148 | 627.1436 | 5098.4785 | -416.4792 | 1.0002 | 449.6274 | -2366.4209 | -21.4414 | 3604.824 | 1367.6754 | 4963.2939 | -296.4149 | -305.2917 | 2830.9434 | -335.0246 | 1252.3708 | 371.6625 | -850.2631 | -792.1591 | 10812.3887 | 210.1043 | -161.6273
2030-02-03 | 1 | -35.5366 | 17.4002 | -74.1828 | -596.91 | -1820.9391 | -607.611 | -4352.6489 | -1471.9388 | 831.3603 | -140.156 | 3846.9512 | 3.2812 | 1777.6661 | -342.7182 | 1537.3444 | 716.4966 | 73.9733 | 209.9989 | -526.8665 | 1039.4883 | -1109.3539 | -4030.8945 | 40.8797 | -27.5467 | 2863.501 | -1739.1793 | -3307.2932 | -489.8365 | -63.4924 | 419.5602 | 918.3218 | 2047.1401 | -1327.6163 | 691.0133 | 2.6691 | 671.8523 | 5497.8945 | -187.5813 | 389.1055 | 0.99956 | -3148.3794 | 123.2023 | 3682.4438 | 1473.4904 | 4918.0327 | -3.4254 | -276.8366 | 3108.0386 | 569.621 | 1406.0476 | 1.0074 | -853.6371 | -1147.7443 | 10374.4824 | 210.1042 | -257.358
2030-02-03 | 2 | -45.2704 | -35.4234 | -75.1559 | -633.8461 | -1696.135 | -472.8573 | -5096.8413 | -566.8655 | 972.2363 | -125.2656 | 3794.9341 | -19.4554 | 2012.4906 | -369.7994 | 1389.9922 | 435.4633 | 101.5247 | 209.9989 | -490.4959 | 959.9069 | -1120.1875 | -4332.0972 | 38.9759 | -8.6572 | 2782.696 | -1800.449 | -3268.2388 | -468.845 | -69.9337 | 459.992 | 915.6448 | 2552.0591 | -1248.7142 | 965.153 | 2.0489 | 202.6347 | 6348.5942 | 1.0006 | 612.1215 | 1.0005 | -3037.9028 | 38.1372 | 3455.9106 | 1618.7505 | 4726.1479 | 135.69 | -278.9536 | 3095.5647 | 534.2968 | 1463.3082 | 1.0042 | -691.7314 | -685.873 | 8888.5137 | 210.1042 | -272.4872
2030-02-03 | 3 | -53.369 | -230.4388 | -79.1985 | -695.8894 | -1445.5857 | -595.7365 | -5667.7402 | -4.1965 | 801.0228 | -108.6742 | 3816.1865 | -40.0698 | 1962.231 | -425.8597 | 1165.6884 | 327.2137 | 114.591 | 209.9989 | -481.5846 | 852.7004 | -1161.6759 | -5434.5161 | 62.6055 | -22.5909 | 2647.1533 | -2193.0696 | -3267.2144 | -539.4543 | -65.247 | 548.246 | 912.9523 | 3233.2607 | -1079.9611 | 1030.291 | 1.0802 | 417.943 | 6831.9707 | 171.4304 | 793.459 | 1.0006 | -3002.4238 | 140.9434 | 3307.4011 | 1715.7509 | 4518.7739 | 405.3763 | -280.3736 | 3140.7998 | 759.4247 | 1532.8517 | 359.6223 | -804.0094 | -684.3443 | 10012.1572 | 210.1043 | -269.5989
2030-02-03 | 4 | -43.7918 | -153.3174 | -71.5335 | -609.8945 | -1661.1908 | -397.2911 | -5115.105 | -546.748 | 1146.5637 | -94.0721 | 3788.3228 | -8.9007 | 1948.4062 | -416.7048 | 1153.4948 | 145.0808 | 86.7832 | 209.9989 | -450.8177 | 975.3956 | -1209.7178 | -5528.4268 | 39.5014 | -18.577 | 2205.8579 | -1762.3093 | -3354.0266 | -452.7805 | -69.9928 | 463.2482 | 631.743 | 2517.3765 | -1254.2303 | 1012.2611 | 1.1525 | 244.9403 | 6761.7241 | 270.6647 | 888.4506 | 0.99924 | -3053.1023 | 67.4443 | 3223.0254 | 1733.7911 | 4549.9155 | 412.5363 | -280.3566 | 3207.6326 | 784.399 | 1536.7831 | 554.8491 | -812.3396 | -642.8599 | 8761.1006 | 210.1042 | -258.7639
2030-02-03 | 5 | -39.2648 | -256.8273 | -67.9342 | -532.4178 | -1807.7916 | -353.854 | -3963.5083 | -1324.1014 | 832.3635 | -103.7815 | 3804.8914 | -13.0168 | 1896.535 | -400.7202 | 1197.7103 | -241.6659 | 67.3732 | 209.9989 | -510.6153 | 974.4529 | -1199.4126 | -5600.2769 | 41.0405 | -33.2665 | 2643.5317 | -1704.1821 | -3398.4915 | -425.494 | -67.1945 | 443.3153 | 403.1129 | 2230.4861 | -1301.5255 | 964.0266 | 1.4542 | 696.8411 | 6446.5405 | 251.2483 | 855.4679 | -4.9706 | -3101.4451 | 123.9919 | 3083.2817 | 1781.974 | 4320.5176 | 522.3089 | -283.2971 | 3276.7961 | 1014.9919 | 1474.7079 | 1229.9695 | -662.6666 | -324.3186 | 9700.6074 | 210.1043 | -229.1439
2030-02-03 | 6 | -45.8297 | -469.9798 | -68.7334 | -537.9389 | -1825.3025 | -193.1703 | -3725.269 | -1577.4185 | 155.0301 | -86.2764 | 3808.2888 | -9.6211 | 1957.9945 | -413.4883 | 1040.0575 | -768.327 | 29.9795 | 209.9989 | -524.9192 | 1035.2905 | -1341.9142 | -5459.4639 | 48.7033 | -37.8779 | 2703.7205 | -1746.3746 | -3227.9077 | -382.5062 | -61.5754 | 442.3239 | 350.664 | 3018.3523 | -1196.5455 | 1168.3601 | 2.287 | 983.9479 | 7289.3091 | 163.8308 | 751.9904 | 0.99999 | -3116.4114 | 197.1841 | 3116.6401 | 1769.3323 | 4374.9175 | 397.7635 | -280.4849 | 3241.9551 | 909.4089 | 1481.447 | 1697.3292 | -864.5553 | -619.1442 | 10052.376 | 210.1043 | -161.8444
2030-02-03 | 7 | -48.1721 | -669.3563 | -70.0642 | -550.0505 | -1770.0889 | -46.5583 | -4378.9946 | -1220.7382 | -3.0314 | -105.6702 | 3825.9727 | 1.0002 | 1977.9034 | -278.8447 | 1390.4525 | -1068.1042 | -87.5722 | 209.9989 | -490.6755 | 947.7403 | -1476.042 | -5546.3911 | 73.3162 | -9.8407 | 2518.55 | -1653.7416 | -3033.884 | -340.3846 | -60.2176 | 520.1272 | 696.1615 | 3364.9902 | -1150.5126 | 1217.1141 | 1.5985 | 443.0177 | 7147.7817 | 8.6377 | 575.9538 | 1.0002 | -2942.0999 | 256.0868 | 3282.981 | 1754.8591 | 4518.811 | 223.5801 | -279.496 | 3144.5581 | 476.1121 | 1503.1729 | 1700.3662 | -922.4026 | -701.0701 | 9597.5439 | 210.1043 | -149.7058
2030-02-03 | 8 | -48.1141 | -819.1553 | -72.827 | -571.1157 | -1661.6259 | -30.7594 | -4299.0864 | -1233.5297 | 1.0041 | -112.2798 | 3817.8579 | -10.3104 | 1046.5156 | -259.6201 | 1412.0172 | -1539.455 | -224.4055 | 209.9989 | -425.1188 | 663.7406 | -1514.2998 | -5736.8228 | 15.9275 | -6.6821 | 2084.7439 | -1625.983 | -2724.4565 | -338.4043 | -47.759 | 447.9507 | 845.3737 | 3404.2793 | -1130.1906 | 1174.2206 | 0.73924 | 199.5036 | 6931.5576 | 679.8923 | 1080.7217 | 449.5933 | -2817.2866 | -66.0313 | 3471.2605 | 2088.5027 | 4196.6318 | 1116.9702 | -283.9158 | 3326.4041 | 588.5795 | 1335.6982 | 181.7125 | -1065.4465 | -452.8054 | 10891.7246 | 210.1043 | -182.0707
2030-02-03 | 9 | -57.4775 | -566.0469 | -83.5417 | -691.4085 | -1482.7659 | -380.3238 | -5682.6851 | -629.8128 | -31.2083 | -142.0547 | 3809.7576 | -16.3505 | 1595.678 | -203.9198 | 1606.3195 | -1750.948 | -277.537 | 209.9989 | -402.2485 | 627.1536 | -1571.1007 | -5204.7529 | 50.0295 | -14.4336 | 2072.1533 | -2190.9407 | -2692.8691 | -471.2374 | -48.0431 | 579.3683 | 1184.25 | 3949.3394 | -856.395 | 1167.5961 | 0.75699 | 370.9853 | 7223.9556 | 612.8917 | 1024.5336 | 314.054 | -2697.5928 | -2.5735 | 3658.9854 | 1958.9807 | 4656.606 | 813.6613 | -281.9513 | 3143.1997 | 263.2231 | 1312.4403 | 473.7978 | -1247.9221 | -85.7722 | 13609.2422 | 210.1043 | -125.4939
2030-02-03 | 10 | -66.2482 | -656.2714 | -90.4082 | -724.2585 | -1665.5304 | -325.0141 | -5576.5664 | -866.9178 | -3.0574 | -157.7936 | 3839.9141 | 4.0388 | 1898.5811 | -144.4245 | 1788.3542 | -2013.1002 | -283.1793 | 209.9989 | -395.2117 | 674.5098 | -1547.9856 | -5002.3872 | 76.4731 | -8.3692 | 2183.9302 | -2329.6143 | -2675.1829 | -451.1259 | -43.6348 | 617.1409 | 1224.4592 | 4981.7407 | -887.923 | 1314.7579 | 0.78509 | 210.9911 | 7503.4678 | 278.8649 | 612.1899 | 449.7166 | -2723.1111 | 38.6817 | 4027.4988 | 1851.2506 | 4853.3203 | 532.4946 | -280.7481 | 2907.033 | -122.0324 | 1340.411 | 638.0007 | -920.1016 | -84.1154 | 14332.3701 | 210.1042 | -153.9635
2030-02-03 | 11 | -69.1314 | -657.8649 | -90.9892 | -721.3895 | -1707.3496 | -289.7263 | -5497.3501 | -1025.5687 | -3.0187 | -156.7815 | 3847.0168 | 13.6597 | 1809.8105 | -14.5235 | 1780.4476 | -2013.2297 | -314.2187 | 209.9989 | -349.0679 | 659.3584 | -1531.0195 | -4900.5146 | 54.5987 | -18.0757 | 1818.0389 | -2421.2415 | -2760.7974 | -438.4688 | -43.0036 | 564.736 | 1047.3718 | 5453.9141 | -892.255 | 1363.2284 | 0.80877 | 251.9495 | 7349.8447 | 169.7092 | 481.332 | 449.8544 | -2630.1951 | -58.3611 | 4177.3501 | 1799.1665 | 5008.3853 | 330.9896 | -279.6547 | 2759.5825 | -82.2973 | 1273.4395 | 73.7528 | -820.0767 | -405.8745 | 13842.4492 | 210.1043 | -157.9217
2030-02-03 | 12 | -67.2883 | -701.1367 | -84.507 | -703.4396 | -1774.5386 | -136.0818 | -4874.2935 | -1139.4384 | 1.0046 | -155.4772 | 3837.6907 | 17.621 | 1534.1311 | 66.4187 | 1716.8557 | -1936.1139 | -250.2929 | 209.9989 | -289.0797 | 574.626 | -1367.0549 | -5063.5708 | 21.0548 | -23.6184 | 1342.6627 | -2281.7573 | -2537.4792 | -395.2997 | -43.3298 | 511.8801 | 1048.9508 | 5739.0103 | -871.282 | 1412.4856 | 1.4807 | 234.0212 | 7369.9946 | 182.5725 | 465.6297 | 449.9921 | -2894.9412 | -165.177 | 4156.168 | 1770.7162 | 5016.583 | 266.2456 | -279.4862 | 2840.5325 | 29.7437 | 1262.2959 | -148.8855 | -1039.3441 | -944.8517 | 12423.2686 | 210.1043 | -95.5742
2030-02-03 | 13 | -53.5974 | -71.3026 | -77.534 | -687.1843 | -1564.5081 | -483.224 | -5946.2871 | -3.9137 | 1.0034 | -162.8565 | 3884.0227 | 13.0435 | 1327.9965 | -46.3969 | 1791.3265 | -1542.2643 | -252.0273 | 209.9989 | -339.4086 | 369.4979 | -1362.3044 | -5572.939 | -13.9815 | -4.8806 | 1740.0166 | -2322.2966 | -2021.8568 | -500.3755 | -66.8111 | 501.012 | 1297.1544 | 4535.1865 | -759.0353 | 1039.2507 | 1.8791 | 5.2923 | 5548.9946 | 347.3292 | 618.1871 | 449.8983 | -2791.1519 | -218.8784 | 4151.6089 | 1825.9124 | 5019.2651 | 401.6543 | -280.1518 | 2951.9817 | -24.366 | 1173.8632 | -238.4178 | -983.0724 | -393.5675 | 10116.123 | 210.1043 | -129.4057
2030-02-03 | 14 | -46.7441 | 176.6332 | -76.2054 | -695.3039 | -1238.0488 | -820.7927 | -6902.7437 | 546.314 | -2.9981 | -174.1348 | 3891.2476 | -9.0912 | 1285.9873 | -130.2079 | 1898.2866 | -940.0908 | -373.6757 | 209.9989 | -324.8507 | 420.267 | -1296.8002 | -5920.0537 | -5.2876 | -6.2063 | 1762.1482 | -2530.2185 | -2199.0874 | -605.959 | -81.9582 | 556.8683 | 1221.556 | 3679.8066 | -861.6901 | 759.6059 | 0.82229 | -226.5417 | 4015.0417 | 480.7523 | 830.472 | 449.7674 | -2805.4167 | -74.0873 | 4191.5132 | 1887.8998 | 5019.7896 | 569.9424 | -280.8846 | 2922.6936 | -47.0666 | 1129.8438 | 1.015 | -1104.2919 | -207.6779 | 9237.8047 | 210.1043 | -153.0193
2030-02-03 | 15 | -51.4893 | 403.228 | -67.3346 | -758.3519 | -863.7489 | -1018.3859 | -7848.0283 | 1408.8721 | -2.9925 | -174.7332 | 3866.2805 | -38.0342 | 1270.5034 | -183.0561 | 1806.998 | -764.4309 | -212.9729 | 209.9989 | -262.1394 | 240.1456 | -984.4025 | -5264.0342 | 0.99978 | -23.9693 | 1581.3477 | -2295.5386 | -2061.1287 | -676.4231 | -79.8981 | 674.4404 | 1317.5641 | 4598.0459 | -826.8383 | 844.5847 | 0.82872 | -34.8979 | 4236.2505 | 503.9783 | 851.7687 | 449.7173 | -2980.6062 | -99.142 | 4142.1499 | 1892.8083 | 5019.8105 | 547.0482 | -280.8088 | 2850.7815 | -80.0181 | 1057.0728 | 95.2781 | -1497.4236 | -158.5063 | 9454.5312 | 210.1043 | -126.8031
2030-02-03 | 16 | -55.2068 | 85.3507 | -68.9506 | -666.8876 | -1109.9781 | -548.0052 | -6541.7222 | 699.9312 | 1.0064 | -149.9129 | 3823.8562 | -27.0489 | 1315.0344 | -220.7643 | 1649.5486 | -774.3568 | -205.8428 | 209.9989 | -295.0139 | 317.545 | -987.808 | -5042.1265 | 19.8255 | -21.7786 | 1899.1311 | -2536.2856 | -2354.3848 | -516.9722 | -77.8092 | 679.463 | 944.9275 | 5002.0835 | -1051.249 | 1073.8883 | 0.82147 | -161.4089 | 4898.4272 | 464.7217 | 847.4282 | 449.7642 | -2985.7891 | -1.611 | 4230.0967 | 1879.3619 | 5022.7061 | 610.8733 | -281.2027 | 2624.7512 | -120.2687 | 1087.4167 | 517.1252 | -1737.8907 | -235.1493 | 8975.8818 | 210.1043 | -137.4686
2030-02-03 | 17 | -58.8282 | -309.951 | -67.7146 | -618.8158 | -1704.8042 | -84.488 | -4825.3105 | -280.6943 | 83.488 | -102.1047 | 3839.4089 | 86.2605 | 1682.5754 | -180.2098 | 1631.3829 | -1116.5128 | -112.7723 | 209.9989 | -280.3926 | 340.6366 | -1085.2704 | -4593.3003 | -32.3633 | -22.234 | 1703.8844 | -2155.314 | -1836.1713 | -370.8539 | -76.9782 | 560.8199 | 1093.322 | 5855.6206 | -793.9451 | 1280.9474 | 2.156 | 1.0055 | 5879.7993 | 215.3188 | 551.5342 | 449.9642 | -2908.9678 | -152.4114 | 4499.9766 | 1868.1368 | 5027.5737 | 494.6987 | -280.917 | 2611.6902 | -300.2687 | 951.2416 | 0.98766 | -1010.1505 | -226.9108 | 8021.9517 | 210.1043 | -162.0537
2030-02-03 | 18 | -53.6907 | -297.1467 | -66.9388 | -580.2703 | -1914.6232 | 1.4884 | -4078.3135 | -840.1876 | 339.2328 | -113.1122 | 3836.1414 | 97.7514 | 1903.6993 | -15.1872 | 1734.6106 | -1332.1173 | -82.5907 | 209.9989 | -292.5817 | 628.1948 | -1200.7399 | -3578.2039 | -49.0403 | -24.3902 | 1791.6268 | -2001.3085 | -1350.847 | -335.6044 | -82.6414 | 457.3887 | 1048.2281 | 5887.9067 | -544.4283 | 1218.276 | 4.4075 | 453.7457 | 5589.1626 | -236.8458 | -48.2227 | 449.5725 | -2916.8689 | -174.8483 | 4975.7402 | 1688.7799 | 5041.0142 | 305.4654 | -1120.2927 | 2458.1758 | -834.9127 | 905.7391 | 440.1268 | -766.0154 | 0.65699 | 6507.6836 | 210.1043 | -106.2659
2030-02-03 | 19 | -42.3115 | -272.2541 | -62.6376 | -507.0284 | -1895.8196 | 0.99848 | -4211.9082 | -874.2051 | 372.6181 | -82.6065 | 3859.1404 | 194.9998 | 1986.6736 | 277.1654 | 1687.6715 | -1018.1383 | -111.2726 | 209.9989 | -338.4832 | 817.621 | -1253.1257 | -3057.5547 | -1.6614 | -39.0904 | 2048.7983 | -1662.4076 | -1479.8876 | -309.6079 | -79.4025 | 489.0249 | 586.8359 | 5143.0215 | -718.2078 | 1056.8474 | 4.9058 | 945.9243 | 4609.855 | -230.5949 | -42.6945 | 449.6484 | -2670.3494 | -190.213 | 4993.269 | 1756.488 | 5044.9097 | 318.5892 | -1035.5403 | 2547.0801 | -993.9196 | 893.5118 | 82.4558 | -1086.6432 | -64.1945 | 4080.1436 | 0.10427 | -113.867
2030-02-03 | 20 | -34.6843 | -125.5891 | -64.1559 | -490.7272 | -1826.2789 | -221.6547 | -4586.0625 | -1040.3491 | 1.0042 | -106.1079 | 3795.134 | 172.2032 | 1962.4368 | 245.759 | 1700.5215 | -844.1595 | -121.7715 | 209.9989 | -444.7141 | 685.9654 | -1179.7374 | -2283.7014 | -27.3541 | -41.0891 | 2854.2776 | -1693.6364 | -1074.317 | -377.7331 | -82.8659 | 485.0171 | 585.495 | 4539.1074 | -574.7161 | 758.8762 | 6.1783 | 1041.5829 | 3797.7061 | -19.6003 | 321.5234 | 449.6311 | -2526.8582 | -297.4305 | 4913.29 | 1904.1157 | 5040.8003 | 614.9736 | -618.0847 | 2688.3506 | -588.6693 | 788.0363 | -854.0619 | -1041.9855 | 0.28343 | 4421.272 | 0.10427 | -155.7854
2030-02-03 | 21 | -40.9221 | -385.838 | -68.0056 | -507.1978 | -1834.1011 | -138.8099 | -4782.1006 | -1213.9808 | 184.0699 | -106.273 | 3799.1074 | 194.9994 | 1758.6949 | 273.8941 | 1744.8522 | -803.6613 | -67.7852 | 209.9989 | -460.4666 | 580.8051 | -1080.1333 | -2317.7527 | -24.5086 | -71.1539 | 3058.7268 | -1858.1737 | -945.4403 | -351.4629 | -69.3279 | 505.6906 | 626.9315 | 5016.6074 | -611.457 | 977.4481 | 5.7824 | 1389.3308 | 4352.8481 | 561.3362 | 789.8463 | 449.6936 | -2465.9563 | -279.6668 | 4996.603 | 2101.1843 | 5026.1074 | 1217.5377 | -525.8412 | 2950.4182 | -312.466 | 699.7327 | -1202.9629 | -866.4438 | -284.3135 | 5602.644 | 210.1043 | -215.8099
2030-02-03 | 22 | -40.0258 | -545.7545 | -66.938 | -477.4855 | -1828.1442 | -104.3113 | -4727.4756 | -1278.5356 | 1.0073 | -98.9648 | 3830.0562 | 195.0006 | 1929.8209 | 61.0549 | 1711.1094 | -1037.851 | -96.1104 | 209.9989 | -415.4876 | 788.5439 | -1056.0962 | -1675.7527 | 39.2477 | -72.4309 | 2627.8574 | -1742.4006 | -873.5813 | -330.2117 | -59.4177 | 558.357 | 216.5876 | 4737.79 | -796.1777 | 1021.4179 | 6.2468 | 1220.4934 | 4139.9165 | 273.6275 | 685.9718 | 449.807 | -2612.4807 | -90.1933 | 4603.2866 | 1969.8901 | 5026.667 | 791.9587 | -298.4976 | 2943.7812 | -417.8878 | 1056.4686 | -80.9485 | -1189.4062 | -426.8716 | 7588.0679 | 210.1043 | -163.0292
2030-02-03 | 23 | -32.3474 | -348.1559 | -62.8276 | -449.9713 | -1820.0002 | -158.4639 | -5190.8462 | -1074.6761 | 1.0035 | -107.0666 | 3842.6348 | 123.736 | 1742.3499 | -13.4037 | 1562.4509 | -1406.3298 | -244.2552 | 209.9989 | -389.9044 | 852.8135 | -1155.5457 | -1247.1039 | 11.4096 | -57.2601 | 2416.8872 | -1576.1221 | -792.7888 | -338.1552 | -68.6381 | 454.9981 | 129.2292 | 3718.6721 | -888.9288 | 915.4294 | 6.4219 | 801.3629 | 3014.2725 | 435.9126 | 851.6045 | 449.7169 | -2572.5203 | -115.6166 | 4216.1948 | 2004.1666 | 5018.1387 | 667.0225 | -281.5307 | 3093.1165 | -323.618 | 1007.637 | 206.2488 | -1210.5518 | -439.4454 | 7831.9785 | 210.1043 | -105.6741
2030-02-03 | 24 | -35.8445 | -332.0248 | -62.4237 | -446.0573 | -1861.1749 | -135.9969 | -4785.978 | -1201.7015 | 130.3721 | -98.4668 | 3831.2805 | 82.8705 | 1928.9148 | -199.4886 | 1498.5574 | -1632.9221 | -158.9782 | 209.9989 | -434.067 | 525.4174 | -1206.1395 | -1809.1663 | -1.7361 | -63.7152 | 2607.4993 | -1641.0215 | -887.3373 | -329.2112 | -69.3808 | 418.4226 | 100.5882 | 3814.6929 | -901.187 | 1003.351 | 6.0934 | 990.001 | 3143.4421 | 195.902 | 532.786 | 449.7497 | -2651.8708 | -102.2163 | 3947.6492 | 1840.8342 | 4977.998 | 220.9074 | -279.4563 | 3275.8789 | -248.804 | 1103.4344 | 71.0338 | -795.389 | -350.0417 | 9004.2139 | 210.1043 | -180.2489
2030-02-04 | 1 | -37.6283 | 0.99 | -63.9929 | -517.2583 | -1896.8477 | -484.1762 | -4800.0601 | -590.1553 | 1634.5109 | -153.1093 | 3710.2722 | -84.5995 | 798.4045 | -286.6711 | 1418.9418 | -1720.261 | -106.6743 | 209.9989 | -346.6215 | 702.925 | -892.6377 | -1930.1151 | -68.2269 | -88.319 | 1929.7118 | -2038.1028 | -1462.0181 | -466.1339 | -66.9818 | 345.5342 | 103.875 | 3735.8789 | -659.7458 | 812.4062 | 6.0622 | 2202.4658 | 3541.3279 | 643.4423 | 1269.6901 | 26.5138 | -2585.6235 | -479.6096 | 3231.7158 | 1982.1071 | 4654.5957 | 858.8956 | -282.2234 | 3577.7634 | 561.9618 | 882.4999 | -760.4008 | -625.9526 | -0.24583 | 10822.3379 | 210.1042 | -136.4021
2030-02-04 | 2 | -39.511 | 147.4954 | -66.2062 | -576.6639 | -1178.8031 | -606.9128 | -5493.3613 | 476.2656 | 1680.2667 | -116.3832 | 3702.26 | -93.0923 | 647.1662 | -340.3569 | 1116.5314 | -1859.809 | -250.8297 | 209.9989 | -300.3408 | 640.314 | -723.6578 | -2903.4163 | -25.5392 | -69.7718 | 1634.6526 | -2077.636 | -2037.9557 | -486.8108 | -74.7258 | 506.3582 | -67.375 | 3825.3811 | -934.2598 | 861.0317 | 3.0883 | 1604.104 | 3800.3416 | 757.2941 | 1281.7625 | 132.9772 | -2898.7502 | -292.4462 | 2977.5125 | 1988.6316 | 4282.1592 | 1020.4091 | -283.6584 | 3492.1357 | 288.382 | 1031.5074 | -402.8911 | -1596.2112 | -11.1289 | 9541.6455 | 210.1043 | -147.7117
2030-02-04 | 3 | -49.4305 | 92.159 | -68.8773 | -615.6092 | -1163.8669 | -528.8456 | -5378.4097 | 401.8103 | 1632.2269 | -100.4384 | 3697.7715 | -104.6692 | 870.2604 | -399.623 | 906.1395 | -2130.4194 | -183.7266 | 209.9989 | -303.71 | 517.7612 | -701.6067 | -3542.3193 | -26.3704 | -79.1509 | 1662.9672 | -2254.1697 | -1722.2972 | -470.6646 | -74.0439 | 528.1309 | -39.0296 | 5073.3799 | -824.7191 | 1065.0009 | 3.072 | 1810.7938 | 4710.5205 | 717.4892 | 1098.5292 | 449.6606 | -2918.2881 | -313.5882 | 2884.166 | 2060.9502 | 3821.7239 | 1282.7074 | -284.8971 | 3406.8367 | 152.099 | 1031.5085 | -509.9647 | -1663.3203 | 1.0445 | 7848.2422 | 210.1042 | -156.3482
2030-02-04 | 4 | -56.7935 | 178.4216 | -71.6604 | -593.9332 | -1727.8544 | -477.419 | -3764.4155 | -520.535 | 1542.3932 | -116.6863 | 3687.7366 | -125.2747 | 584.7173 | -376.5298 | 952.9177 | -2689.5552 | 9.8432 | 209.9989 | -353.5721 | 522.4185 | -971.5734 | -4056.7454 | -113.273 | -109.9119 | 1881.4573 | -2445.1204 | -1067.4471 | -456.7372 | -78.7935 | 293.6701 | 94.3245 | 5957.4053 | -407.4049 | 1279.7805 | 5.3278 | 2655.6292 | 5279.752 | 730.8846 | 1273.4028 | 58.7192 | -2575.136 | -566.0961 | 2756.0632 | 1908.3523 | 4156.5732 | 979.7963 | -283.3263 | 3853.9321 | 518.2065 | 911.7401 | -1411.9923 | -591.4355 | -0.21414 | 7937.4141 | 210.1043 | -195.6131
2030-02-04 | 5 | -50.6836 | 290.5246 | -67.8361 | -555.6065 | -1912.1255 | -476.2593 | -3036.8628 | -978.9632 | 1399.9314 | -134.2702 | 3683.365 | -129.5894 | 731.4207 | -331.7484 | 1122.9534 | -2675.2268 | 38.4568 | 209.9989 | -304.4877 | 443.3753 | -1075.5272 | -3960.5212 | -184.6144 | -112.9704 | 1415.2429 | -2343.8635 | -1052.7917 | -456.4264 | -88.7959 | 169.9136 | 224.7507 | 5534.3892 | -338.6323 | 1160.6411 | 5.5085 | 2653.8508 | 4853.4321 | 573.2097 | 1134.8163 | 0.99943 | -2499.103 | -738.4343 | 2906.6401 | 1844.6309 | 4274.189 | 837.4213 | -282.4707 | 3905.8601 | 384.002 | 807.0003 | -1968.5745 | -413.1284 | -0.54005 | 7468.6875 | 210.1042 | -187.8073
2030-02-04 | 6 | -38.3816 | 363.5781 | -63.095 | -535.9581 | -1344.0298 | -579.8141 | -4868.2188 | -2.4145 | 277.9503 | -62.5438 | 3690.292 | 70.4428 | 713.658 | -278.4149 | 1280.8539 | -1824.4924 | -81.1618 | 209.9989 | -270.8145 | 555.8663 | -1152.6683 | -3691.6831 | -126.2061 | -116.9146 | 1460.9243 | -2067.4143 | -1273.5988 | -474.9302 | -91.9282 | 328.391 | -40.0618 | 4035.8206 | -549.2924 | 919.941 | 4.7776 | 2579.8022 | 3490.248 | 50.418 | 482.7545 | 0.99962 | -2523.4358 | -553.7769 | 3118.47 | 1580.9601 | 4452.959 | 197.5598 | -279.4957 | 3476.8843 | -881.3386 | 817.8829 | -1161.3464 | -1832.6499 | 1.126 | 6812.3057 | 210.1043 | -129.4735
2030-02-04 | 7 | -28.1017 | 259.1684 | -64.8543 | -544.903 | -1035.6207 | -678.8199 | -5608.8774 | 29.0361 | -1082.9315 | -52.343 | 3640.8154 | 143.5354 | 1933.485 | -16.6824 | 1430.8511 | -1660.9725 | -243.7059 | 209.9989 | -362.128 | 492.1313 | -1426.1514 | -3848.2019 | -122.8258 | -100.5152 | 2367.387 | -1876.3287 | -1248.4906 | -506.9362 | -93.8529 | 381.7057 | -257.384 | 3087.5056 | -668.6147 | 618.6766 | 4.4865 | 2886.9463 | 2371.0576 | -577.8627 | -220.2845 | 0.99951 | -2342.7441 | -597.3337 | 3360.7119 | 1261.2073 | 4317.728 | -283.6247 | -915.174 | 2667.1567 | -1695.0125 | 634.4923 | -785.365 | -3024.4241 | -59.8589 | 6913.1895 | 210.1043 | 25.1103
2030-02-04 | 8 | -34.9414 | 83.4918 | -69.9613 | -581.7593 | -1536.8832 | -587.5796 | -5281.7222 | -293.8627 | -481.0115 | -114.4347 | 3643.0652 | 162.743 | 1870.2106 | 377.5706 | 1971.9905 | -471.4081 | 218.7854 | 209.9989 | -475.0486 | 644.3197 | -1382.3153 | -4095.8298 | -16.2625 | -90.8496 | 2996.3948 | -1914.4261 | -1635.8011 | -472.9006 | -82.8702 | 536.0759 | 113.7498 | 3774.4924 | -758.9153 | 831.4918 | 4.5825 | 3029.1782 | 3620.0798 | -333.1579 | -1.4603 | 185.9853 | -2441.968 | -372.2196 | 3821.2102 | 1244.5311 | 4845.687 | -272.3669 | -277.4251 | 2723.5115 | -1301.4352 | 1036.0217 | -86.0685 | -2223.9373 | -98.5701 | 8372.9014 | 210.1043 | -67.0301
2030-02-04 | 9 | -25.8046 | 69.6775 | -65.3509 | -550.9634 | -1799.3418 | -707.8143 | -5715.7344 | -678.7208 | -2.9076 | -142.7453 | 3641.9907 | 145.5148 | 1667.2839 | 554.888 | 2268.7571 | -601.3613 | 19.0422 | 209.9989 | -436.2938 | 347.17 | -1288.7614 | -3697.6707 | -53.2137 | -72.7979 | 2813.072 | -1864.4585 | -1333.4684 | -501.7548 | -71.7207 | 516.8733 | 225.8491 | 3407.5117 | -653.058 | 537.6272 | 4.4192 | 2559.6633 | 2799.5491 | -98.7191 | -165.0356 | 450.4548 | -1942.6483 | -517.3036 | 4502.8311 | 1218.5205 | 5044.4609 | -3.4456 | -339.9133 | 2779.1345 | -1078.6503 | 819.707 | -701.1556 | -1607.8707 | -195.3324 | 8950.6699 | 210.1043 | -248.62
2030-02-04 | 10 | -24.0384 | 231.9373 | -59.5222 | -534.402 | -1845.0685 | -708.1304 | -5633.7534 | -853.3834 | 139.4461 | -141.1868 | 3648.6975 | 159.7383 | 1954.7684 | 553.7968 | 2273.2034 | -903.239 | 75.925 | 209.9989 | -421.5415 | 350.3161 | -1189.8992 | -3684.8589 | -87.4561 | -75.9029 | 2739.635 | -1915.875 | -1069.5647 | -510.3993 | -75.4028 | 424.7528 | 481.1057 | 3493.1008 | -438.8701 | 511.4208 | 5.5288 | 2772.418 | 2692.0081 | -412.718 | -79.1087 | -3.1527 | -2191.4089 | -568.808 | 3708.8965 | 1110.6458 | 4623.2144 | -261.2466 | -607.5829 | 2483.4041 | -353.3073 | 717.8812 | -742.3637 | -1533.571 | 287.0416 | 7856.1152 | 210.1043 | -165.6179
2030-02-04 | 11 | -23.8222 | 54.9273 | -54.2524 | -517.1727 | -1861.864 | -517.5662 | -5382.8086 | -827.3675 | 333.2987 | -143.7526 | 3648.4124 | 155.1862 | 2021.8978 | 559.8026 | 2276.0044 | -839.075 | 91.48 | 209.9989 | -407.6648 | 447.4743 | -1047.9059 | -3405.0898 | -48.0517 | -69.0925 | 2756.6716 | -1791.5691 | -1290.303 | -452.5058 | -70.9366 | 485.1394 | 267.5994 | 3779.1414 | -521.4965 | 577.3508 | 5.0785 | 2677.3032 | 2892.45 | -540.2679 | -15.2926 | -3.2 | -2199.9971 | -445.8354 | 3648.3953 | 1101.6989 | 4618.2456 | -259.735 | -794.3128 | 2337.9133 | -377.2393 | 736.9107 | -414.7904 | -1138.2515 | 286.3443 | 7176.0205 | 210.1043 | -142.7064
2030-02-04 | 12 | -30.8348 | 94.11 | -55.2854 | -554.2596 | -1873.5302 | -375.0686 | -5159.7886 | -955.0571 | 781.1469 | -137.9923 | 3654.0481 | 173.9129 | 1974.8079 | 539.1912 | 2270.3438 | -1490.5428 | -87.9867 | 209.9989 | -383.502 | 490.2746 | -1239.7383 | -3213.2837 | -84.0567 | -75.4531 | 2531.9087 | -1926.3229 | -1477.27 | -436.0635 | -76.7395 | 402.5656 | 212.1572 | 4563.4414 | -566.4304 | 774.7535 | 5.0993 | 2680.5791 | 3424.4036 | -543.6166 | 1.0013 | 53.9306 | -2151.5039 | -430.8346 | 3698.8003 | 1096.6759 | 4788.3281 | -260.3447 | -597.8601 | 2340.8503 | -432.1475 | 685.0272 | -399.4384 | -615.2736 | 246.7179 | 6322.7417 | 210.1042 | -137.8179
2030-02-04 | 13 | -34.1752 | -189.6745 | -52.7429 | -546.6997 | -1856.0483 | -162.3683 | -4967.1763 | -941.9297 | 964.6754 | -94.3908 | 3678.7983 | 195.0215 | 1950.0658 | 385.6605 | 1886.2667 | -1945.4224 | -282.5207 | 209.9989 | -236.6228 | 799.5862 | -1239.0443 | -2461.2998 | 12.4476 | -76.149 | 1569.6909 | -1676.767 | -1670.9855 | -357.2253 | -65.3371 | 462.4496 | 73.8456 | 4710.4326 | -871.1014 | 971.3771 | 4.8282 | 1944.5178 | 4064.7498 | -268.8628 | 0.99976 | 449.5898 | -2355.2405 | -109.397 | 4187.4365 | 1144.5942 | 5083.9844 | -163.9687 | -738.887 | 2064.6355 | -1345.1979 | 860.1746 | 166.6391 | -867.7451 | 3.7779 | 7457.4121 | 210.1043 | -107.7315
2030-02-04 | 14 | -23.4351 | -42.079 | -46.637 | -480.477 | -1879.9933 | -279.5865 | -5494.6333 | -603.501 | 1070.4321 | -79.8423 | 3694.0688 | 195.0244 | 1972.1382 | 254.1269 | 1683.6385 | -1792.6576 | -322.8414 | 209.9989 | -140.1778 | 822.864 | -1215.1547 | -1675.4214 | 27.9004 | -82.1873 | 869.6506 | -1414.7117 | -1433.6173 | -374.9223 | -69.0225 | 476.4394 | 130.1678 | 3439.8428 | -943.7527 | 717.2537 | 5.1811 | 1332.7823 | 2967.9277 | -525.2889 | 0.99927 | 449.5619 | -2271.0339 | 0.99479 | 4043.1746 | 1154.8209 | 5029.002 | -263.114 | -776.2131 | 2046.7358 | -1510.2543 | 890.272 | 496.3246 | -782.7247 | 1.0142 | 7397.9487 | 210.1043 | -116.4964
2030-02-04 | 15 | -16.5911 | 310.6042 | -43.921 | -452.8036 | -1873.421 | -520.5826 | -5712.1216 | -533.702 | 1211.4602 | -90.5351 | 3732.6055 | 187.516 | 1981.5081 | 294.4498 | 1709.584 | -1587.8514 | -289.5298 | 209.9989 | -196.8291 | 712.5532 | -1231.2031 | -1254.3018 | -12.9134 | -83.3421 | 1253.2803 | -1546.1403 | -969.6285 | -446.5927 | -78.9917 | 403.2946 | 59.2031 | 2903.5916 | -815.422 | 605.7652 | 6.6068 | 1761.2913 | 2009.4532 | -569.3193 | 1.001 | 449.5356 | -2020.1458 | -46.1546 | 4082.9661 | 1169.6119 | 5062.8481 | -263.1472 | -766.6439 | 2164.7825 | -1304.4037 | 852.5797 | 190.2594 | -631.7328 | -0.28791 | 7244.1045 | 210.1043 | -152.3454
2030-02-04 | 16 | -21.5387 | 86.3087 | -46.2646 | -443.1268 | -1905.723 | -420.7975 | -4507.6982 | -1055.0712 | 1314.1012 | -104.6082 | 3735.4236 | 167.2663 | 1866.5797 | 302.7746 | 1702.8389 | -1114.2158 | -144.0593 | 209.9989 | -278.0476 | 731.6401 | -989.1198 | -389.0837 | 42.9169 | -98.2877 | 2091.6863 | -1636.5084 | -1004.6645 | -411.4809 | -67.6581 | 508.2144 | -261.4129 | 3749.9653 | -949.2191 | 683.7874 | 6.4197 | 2303.1614 | 2680.3127 | -821.978 | 0.99937 | 59.3958 | -1934.9299 | 135.753 | 3878.6145 | 1152.2343 | 4852.6094 | -263.1219 | -1310.5194 | 2337.4915 | -1032.3058 | 673.1099 | -62.8359 | -687.9589 | -2.8531 | 7599.5347 | 210.1043 | -158.9176
2030-02-04 | 17 | -34.765 | -220.2418 | -51.3905 | -445.0561 | -1872.4309 | -246.6817 | -2182.6194 | -821.7464 | 1243.5818 | -135.2652 | 3755.96 | 70.3823 | 1730.792 | 204.3818 | 1687.3413 | -1224.6257 | 102.0388 | 209.9989 | -221.8964 | 476.1868 | -780.376 | -498.1352 | 44.2748 | -111.0818 | 1180.7522 | -1664.1483 | -1571.0342 | -348.6435 | -60.7685 | 584.3026 | 170.0389 | 4994.8613 | -942.9402 | 1012.4646 | 6.9073 | 1958.9587 | 4263.8076 | -800.9009 | -2.7024 | 1.0002 | -1944.3375 | 49.3596 | 3787.5093 | 1217.5751 | 4719.8208 | -262.042 | -1301.4121 | 2453.824 | -1263.3472 | 691.5257 | -79.8515 | -852.6905 | 1.0231 | 8500.0605 | 210.1042 | -125.055
2030-02-04 | 18 | -25.2887 | -11.4678 | -48.3625 | -399.9185 | -1920.066 | -243.2342 | -945.4764 | -319.8157 | 1218.2128 | -140.0084 | 3724.6704 | 98.5984 | 1966.428 | 296.2404 | 1791.2355 | -1079.7808 | 72.9765 | 209.9989 | -264.6866 | 309.756 | -875.9099 | -318.6902 | -26.2003 | -116.5894 | 1515.2366 | -1394.7742 | -1470.0675 | -327.3129 | -79.8406 | 470.7476 | -70.0915 | 4356.2817 | -1099.1189 | 863.5984 | 7.431 | 2214.0027 | 3568.4221 | -861.6837 | -3.4848 | 0.999 | -1677.6129 | -108.4874 | 3998.9807 | 1245.3759 | 4806.0239 | -251.2322 | -1602.6964 | 2292.6182 | -1969.7191 | 252.9634 | -809.6277 | -546.5309 | 993.3027 | 5566.7764 | 210.1043 | -40.5492
2030-02-04 | 19 | -13.5244 | 133.7626 | -49.1751 | -355.1884 | -1860.3582 | -282.1028 | 48.0143 | -116.778 | 442.5878 | -171.8819 | 3693.3701 | 122.0118 | 1879.9244 | 225.0503 | 2181.5408 | -80.4064 | 333.3177 | 209.9989 | -391.4213 | 259.5339 | -979.9106 | -801.3118 | -106.9608 | -100.9772 | 2430.9026 | -1060.8875 | -1607.2941 | -321.7707 | -97.5665 | 345.9575 | -264.1445 | 3350.9189 | -1476.4955 | 563.4635 | 5.2509 | 1940.686 | 2540.9954 | -769.5353 | -362.7945 | 145.6793 | -1970.9037 | -427.2676 | 4926.1836 | 1310.6023 | 5068.959 | -2.8299 | -1874.5109 | 2188.6321 | -2046.1146 | 0.99633 | -1548.4133 | -950.2554 | 709.5222 | 2868.1621 | 210.1043 | -145.4292
2030-02-04 | 20 | -10.3737 | -11.4656 | -55.3855 | -353.3169 | -1841.3701 | -331.83 | -510.7326 | -60.3831 | -97.1583 | -180.8025 | 3729.0601 | 172.2488 | 1090.702 | 462.2195 | 2201.0085 | 97.5189 | 311.2299 | 209.9989 | -468.9415 | 351.3736 | -1203.8254 | -1526.809 | -81.442 | -92.6957 | 2738.0332 | -1019.9899 | -1931.9075 | -320.9734 | -92.7526 | 386.9319 | -436.9583 | 3128.8811 | -1559.5979 | 466.6375 | 5.421 | 1928.1497 | 2142.9688 | -550.9305 | -572.7108 | 450.6667 | -1787.6018 | -452.6814 | 5046.4678 | 1371.6989 | 5066.1772 | 0.99367 | -1648.6284 | 2636.5215 | -1683.5612 | 446.8918 | -884.6411 | -936.7755 | 144.1081 | 2930.6228 | 0.10427 | -203.8676
2030-02-04 | 21 | -16.773 | -51.3609 | -60.4856 | -366.0808 | -1821.2471 | -352.0168 | -465.3962 | -579.7883 | 556.345 | -162.1837 | 3757.2229 | 173.8338 | 916.3509 | 492.0782 | 2233.7026 | -173.2086 | 311.6006 | 209.9989 | -505.7111 | 478.4972 | -1210.934 | -1372.812 | -60.5 | -96.6648 | 2884.7236 | -1123.931 | -2417.3821 | -322.4426 | -81.8137 | 359.1543 | -231.3555 | 3297.2334 | -1674.125 | 532.6813 | 5.2405 | 2149.7561 | 2247.0615 | -219.641 | -136.0753 | 450.3545 | -1921.5094 | -404.793 | 4806.3481 | 1471.7982 | 5066.9458 | 275.1885 | -1313.3075 | 2771.1094 | -1201.832 | 439.154 | -1444.5101 | -439.3223 | 1.8796 | 2905.2297 | 210.1043 | -260.1398
2030-02-04 | 22 | -22.2212 | -12.3051 | -65.4316 | -397.7979 | -1803.1714 | -426.2527 | -408.7556 | -612.0773 | 897.5801 | -160.7726 | 3774.6306 | 167.2007 | 894.3743 | 287.3365 | 2204.8093 | 53.44 | 430.7584 | 209.9989 | -576.2224 | 223.9783 | -1289.13 | -1062.45 | -53.0641 | -77.9924 | 3385.8394 | -1238.7218 | -2901.8118 | -338.8624 | -82.8074 | 353.4948 | -348.7196 | 3926.9939 | -1675.1925 | 663.3705 | 5.2033 | 2157.0671 | 3012.2485 | -378.6367 | -48.265 | 450.3681 | -2120.564 | -208.8352 | 4311.6802 | 1450.9088 | 5049.8247 | 0.99863 | -954.3739 | 2720.6626 | -1012.5561 | 366.0913 | -1128.6982 | -273.963 | 850.6506 | 3486.4409 | 210.1042 | -86.1846
2030-02-04 | 23 | -25.452 | -149.9175 | -64.9116 | -386.3831 | -1831.3373 | -339.9056 | -843.2924 | -1249.6095 | 438.9507 | -143.9391 | 3708.5762 | 180.1627 | 758.7812 | 243.1316 | 1971.8826 | -211.6601 | 222.3876 | 209.9989 | -617.7133 | 668.8383 | -1343.9647 | -286.9381 | -76.7122 | -62.5905 | 4301.2764 | -1337.6403 | -2453.0715 | -321.3013 | -76.2527 | 237.4844 | -286.7938 | 4023.6951 | -1752.1641 | 828.2807 | 6.168 | 1956.0173 | 3263.5664 | 228.6098 | 765.5746 | 449.7278 | -2096.5068 | -143.5474 | 4336.2754 | 1841.3821 | 5030.4634 | 969.0928 | -531.0899 | 3006.7998 | -37.7135 | 612.789 | -541.0662 | -487.5823 | 0.98686 | 3931.0083 | 210.1043 | -39.2208
2030-02-04 | 24 | -29.2438 | -147.8437 | -65.1838 | -419.5612 | -1871.0951 | -295.0293 | -1443.551 | -1272.433 | 1613.6647 | -131.6531 | 3758.2847 | 195.0005 | 1344.5928 | -120.4938 | 1937.0138 | -35.8176 | 190.6222 | 209.9989 | -608.9774 | 730.8464 | -1433.9692 | 1.0038 | -68.2957 | -50.6493 | 4165.1108 | -1398.4409 | -2406.4875 | -334.2844 | -67.4835 | 195.1171 | -31.8536 | 4382.147 | -1709.4037 | 814.7786 | 5.3013 | 673.3195 | 4131.3853 | -150.4477 | 288.4186 | 450.1238 | -2022.5985 | -48.191 | 3696.3184 | 1644.5844 | 5018.0781 | 24.365 | -278.7384 | 3098.813 | 27.999 | 631.5474 | -781.7657 | -643.8232 | 179.0901 | 3190.1809 | 210.1042 | -67.5379
2030-02-05 | 1 | -31.4807 | -78.9653 | -65.7074 | -424.338 | -1940.3666 | -467.5957 | -3585.4045 | -689.8304 | 2067.7104 | -96.0365 | 3741.8022 | 144.6623 | 1687.3384 | -283.161 | 1576.8265 | 479.0237 | 322.8232 | 209.9989 | -575.9733 | 499.3725 | -1102.8287 | -773.5278 | 26.086 | -68.9933 | 4092.2437 | -1563.7058 | -2250.3245 | -387.8728 | -64.5092 | 511.5999 | 80.1221 | 3481.147 | -1666.5588 | 832.7051 | 5.8355 | 692.3692 | 3925.0298 | -250.5105 | 615.2907 | 251.902 | -2051.9841 | 111.6813 | 3489.73 | 1759.0562 | 4962.7168 | 199.2818 | -279.4726 | 3237.8804 | 261.2632 | 810.4174 | -80.1845 | -588.0363 | 876.0543 | 4385.6592 | 210.1042 | 1.4033
2030-02-05 | 2 | -28.3043 | -298.5576 | -62.9625 | -418.5342 | -1615.4972 | -369.8444 | -5027.7998 | 9.8674 | 2128.2576 | -48.1123 | 3017.9419 | 86.9655 | 1963.8589 | -438.7559 | 996.6043 | 727.0078 | 232.2892 | 209.9989 | -531.0052 | 437.6026 | -686.9717 | -608.4149 | 63.8576 | -61.7643 | 4073.6287 | -1392.0669 | -2188.5356 | -363.0265 | -60.368 | 666.6301 | -397.0931 | 2240.9502 | -1928.2991 | 666.1846 | 4.5349 | 68.9035 | 3172.3501 | -5.4251 | 838.4182 | 0.99924 | -2412.5344 | 86.67 | 2817.3079 | 1588.5105 | 4830.6538 | 1.0217 | -278.385 | 2732.7966 | -188.4371 | 805.9576 | -346.0413 | -822.0002 | 1150.1407 | 5528.9707 | 210.1042 | 14.1038
2030-02-05 | 3 | -38.2697 | -67.3726 | -71.2012 | -478.8462 | -1029.9919 | -615.0935 | -7326.894 | 1490.2889 | 2193.4399 | -45.4394 | 2121.4607 | 10.1911 | 1966.1442 | -555.0099 | 638.3958 | 908.5114 | 226.3352 | 209.9989 | -534.1969 | 587.8 | -625.4329 | -180.6408 | 119.9445 | -80.6999 | 4250.6113 | -1720.4828 | -2272.6973 | -444.3581 | -74.1202 | 729.8813 | -590.3085 | 2149.708 | -1893.3214 | 806.695 | 5.2453 | 327.7882 | 3064.5471 | 1.001 | 522.5798 | 1.0004 | -2594.4521 | 281.0179 | 2832.5063 | 1555.5814 | 4543.4346 | -3.3704 | -278.0705 | 2449.3511 | -861.6985 | 964.2177 | 53.4312 | -1896.1625 | 905.4049 | 4442.436 | 210.1042 | 37.4528
2030-02-05 | 4 | -8.462 | 687.2133 | -59.7122 | -446.4323 | -192.0161 | -1299.7384 | -10612.3447 | 3480.7803 | 2077.9648 | -79.7234 | 1871.7454 | -77.774 | 1967.1 | -557.8707 | 661.4796 | 1423.2767 | -59.0571 | 209.9989 | -492.442 | 606.0872 | -566.7146 | -216.4643 | 157.5357 | -74.0071 | 4112.1826 | -1213.785 | -2466.4788 | -638.653 | -95.5946 | 897.4352 | -602.8812 | -1175.6199 | -1952.0819 | 16.4322 | 3.8679 | 295.5289 | -870.9774 | -10.6948 | 547.1344 | 0.99852 | -2624.2327 | 440.7124 | 2977.5203 | 1327.079 | 4691.4839 | -2.9803 | -272.6529 | 2209.2458 | -1226.4056 | 945.9774 | 782.532 | -3176.0437 | 1076.3741 | 3460.3706 | 210.1043 | 118.7424
2030-02-05 | 5 | -0.26062 | 854.5535 | -58.155 | -442.1053 | 243.0579 | -1504.2709 | -12285.6182 | 4466.4585 | 1902.161 | -70.744 | 1930.7252 | -40.977 | 1977.2478 | -533.6708 | 747.4562 | 1738.6461 | -154.0885 | 209.9989 | -477.3871 | 636.2802 | -724.4736 | -618.0905 | 214.4076 | -64.907 | 3991.4863 | -1232.2349 | -2794.8015 | -702.2688 | -100.1506 | 1055.3477 | -523.5057 | -2048.7417 | -1904.6385 | -236.1083 | 3.3424 | 224.7605 | -1952.9733 | -82.2719 | 455.5597 | 1.0026 | -2722.8999 | 630.5932 | 3086.1377 | 1211.7231 | 4700.2485 | -3.0607 | -272.8467 | 1601.4764 | -2116.4299 | 1349.4299 | 2210.6755 | -3440.6299 | 369.2668 | 3142.7739 | 210.1042 | 140.9692
2030-02-05 | 6 | 0.055336 | 941.6527 | -61.0704 | -461.2603 | 108.398 | -1572.365 | -11975.7422 | 4093.0344 | 550.9066 | -24.2691 | 2237.7585 | 83.1546 | 1971.5179 | -468.9694 | 882.8089 | 1648.4874 | -199.1258 | 209.9989 | -464.5228 | 484.0519 | -919.3774 | -1126.2192 | 107.0575 | -71.1887 | 3914.6968 | -1316.1608 | -2776.9417 | -731.5693 | -101.4776 | 928.4551 | -277.2456 | -2354.8782 | -1797.505 | -310.8885 | 3.2982 | 287.4278 | -1929.3507 | -385.5478 | 65.446 | 98.3194 | -2671.8755 | 207.5773 | 3891.3489 | 1556.9508 | 4974.2607 | 1.0093 | -277.9677 | 2320.8064 | -1294.9231 | 999.1941 | 1532.1459 | -3534.2373 | 2.0425 | 3550.8372 | 210.1042 | 137.4061
2030-02-05 | 7 | 0.30547 | 635.3224 | -68.3033 | -437.3849 | -36.822 | -1434.6278 | -12005.1436 | 3823.6035 | -3.0082 | -88.4956 | 2436.8481 | 36.3704 | 1959.522 | -365.6659 | 1359.868 | 1584.7651 | -279.807 | 209.9989 | -465.4568 | 67.7466 | -1075.6796 | -1605.5405 | 50.1498 | -96.4379 | 3884.9946 | -1505.9336 | -1955.2854 | -704.6245 | -105.2185 | 972.7162 | 675.1488 | -2548.2122 | -1290.7562 | -338.198 | 4.8693 | 687.7194 | -957.2549 | -354.3881 | -105.7631 | 449.7308 | -2374.979 | -88.3344 | 4594.9727 | 1604.0273 | 5018.4844 | 377.7391 | -589.0814 | 2201.2744 | -2332.5591 | 784.4083 | 96.7913 | -1984.2318 | 277.5366 | 4935.8945 | 210.1042 | 17.7091
2030-02-05 | 8 | -3.4178 | 599.2796 | -76.3326 | -466.7602 | -479.42 | -1391.0553 | -11558.6338 | 2746.9302 | -248.5642 | -145.1558 | 2820.4922 | 34.1285 | 1740.8469 | -138.2305 | 1845.6882 | 1449.389 | -304.6986 | 209.9989 | -546.1995 | 301.5861 | -1550.8311 | -2628.053 | 58.9926 | -83.9124 | 4069.4744 | -1546.9009 | -2496.5837 | -689.4144 | -107.777 | 862.1858 | 188.9985 | -2211.9473 | -1349.7588 | -260.1528 | 5.6208 | 1320.8358 | -658.0324 | -561.9364 | -329.9615 | 449.8347 | -2242.5061 | 0.99727 | 4710.8359 | 1472.1322 | 5045.4678 | 132.2995 | -1079.1785 | 2194.7412 | -2098.0979 | 1016.8303 | 15.9003 | -1146.5719 | 1.0173 | 5325.5806 | 210.1043 | -97.4693
2030-02-05 | 9 | -3.054 | 654.9814 | -75.5039 | -501.5147 | -1093.0948 | -1387.5632 | -11118.4229 | 1718.2264 | 138.1483 | -136.837 | 3187.0044 | 50.5504 | 1581.7927 | -178.6034 | 1802.601 | 2198.8469 | -24.4252 | 209.9989 | -574.5996 | 557.4726 | -1706.4254 | -3267.7644 | 37.8178 | -62.5503 | 4061.866 | -1546.9604 | -2894.7263 | -699.6649 | -100.6285 | 656.9641 | 171.3094 | -2529.0991 | -1419.4143 | -321.8862 | 5.3262 | 1020.6265 | -39.8583 | -518.9199 | -185.9338 | 449.7401 | -2059.3003 | -2.6798 | 4896.3276 | 1479.5519 | 5059.8252 | 78.1757 | -1350.517 | 1942.9929 | -1745.7313 | 1004.5135 | -87.6429 | -443.1278 | 140.0244 | 5999.2021 | 210.1042 | -91.099
2030-02-05 | 10 | 2.8973 | 789.3904 | -68.672 | -490.8555 | -918.7207 | -1481.0627 | -11646.6768 | 1871.9279 | 290.5623 | -152.8915 | 3033.5078 | 9.7036 | 1297.8203 | -194.2804 | 1829.6198 | 1244.0775 | -415.1227 | 209.9989 | -518.0609 | 471.3311 | -1535.3048 | -2579.271 | -9.3813 | -56.7967 | 3786.5747 | -1544.8772 | -2757.0044 | -737.9727 | -102.8165 | 611.3658 | 348.2708 | -2818.4111 | -1322.1018 | -431.5701 | 5.3332 | 890.2018 | -314.0571 | -517.3464 | -230.9388 | 449.7465 | -2022.6168 | -98.6953 | 5004.7207 | 1548.7692 | 5064.2593 | 137.8236 | -1549.6362 | 1972.488 | -1847.8658 | 868.5923 | -290.4626 | -924.1168 | 157.8395 | 6014.0186 | 210.1043 | -67.6093
2030-02-05 | 11 | 7.1485 | 791.3516 | -63.6298 | -478.2269 | -495.5058 | -1542.0017 | -12393.1055 | 2469.9414 | 135.5405 | -210.1748 | 2919.127 | -110.4076 | 1508.0485 | -245.6229 | 1757.7064 | 1146.2784 | -437.7044 | 209.9989 | -476.8349 | 493.0624 | -1375.7277 | -2205.9165 | 17.8729 | -54.3555 | 3659.147 | -1466.8656 | -2544.3774 | -752.3587 | -98.1379 | 660.8659 | 370.0498 | -3154.3088 | -1331.541 | -525.6978 | 4.8405 | 534.6674 | -712.0981 | -624.244 | -376.3105 | 449.9809 | -1905.4998 | -64.6943 | 5135.6548 | 1523.2823 | 5069.5142 | 137.2697 | -1514.6556 | 1154.7716 | -2326.6426 | 768.7852 | 10.7647 | -1603.2526 | 1.5976 | 5711.0483 | 210.1042 | -6.8856
2030-02-05 | 12 | 13.4545 | 883.1727 | -58.0965 | -458.0042 | -345.4154 | -1567.5479 | -13010.8037 | 3073.8052 | 310.8423 | -174.9217 | 2830.552 | -18.7543 | 1830.299 | -213.3941 | 1799.6724 | 1005.7117 | -483.0768 | 209.9989 | -468.9294 | 487.3199 | -1075.8036 | -2264.9583 | 53.4049 | -55.4614 | 3691.7302 | -1366.7167 | -2695.3623 | -761.8643 | -100.8855 | 764.2748 | 209.3146 | -3791.5591 | -1452.5392 | -648.3739 | 4.1236 | 523.6046 | -1354.2452 | -762.3234 | -406.3632 | 449.9097 | -2155.615 | 0.99971 | 5167.6504 | 1515.7083 | 5065.5635 | 135.4304 | -1672.4302 | 816.5937 | -2306.3767 | 790.6158 | 541.4493 | -1628.7135 | -115.4298 | 5081.3374 | 210.1042 | 84.5384
2030-02-05 | 13 | 15.963 | 1043.8499 | -54.1615 | -427.9357 | -686.9757 | -1531.1289 | -12025.5625 | 2386.0493 | 1.0046 | -213.0371 | 2959.7664 | -101.4731 | 1722.8424 | -48.7458 | 1806.5291 | 1197.7778 | -459.0603 | 209.9989 | -497.4241 | 822.572 | -1414.9526 | -2384.4221 | 31.7728 | -39.8852 | 3769.5447 | -1185.8418 | -3574.8494 | -746.612 | -104.255 | 556.3315 | -48.0217 | -3830.8135 | -1806.9468 | -626.6222 | 3.676 | 248.8682 | -1880.304 | -706.5179 | -399.839 | 450.0674 | -2061.4685 | 230.7367 | 5166.1909 | 1568.7202 | 5074.3882 | 133.9983 | -1398.2483 | 1012.4562 | -1828.0011 | 955.183 | 827.8308 | -1303.5138 | -191.2399 | 3719.4089 | 210.1042 | -8.0647
2030-02-05 | 14 | 18.3604 | 1442.624 | -53.3557 | -429.8432 | -494.97 | -1707.2729 | -11917.2305 | 2650.7859 | 1.0051 | -191.4722 | 2856.8872 | -51.2539 | 1590.6179 | -135.9337 | 1890.1837 | 1249.5626 | -482.2139 | 209.9989 | -505.9076 | 816.9623 | -1301.5315 | -2526.3364 | 3.54 | -42.0242 | 3834.3794 | -1234.2206 | -3666.3992 | -799.8289 | -117.3399 | 495.466 | -110.5721 | -4060.1904 | -1866.9862 | -722.1103 | 3.5597 | 249.5837 | -2646.5811 | -662.8596 | -365.3601 | 450.1633 | -2209.5344 | 190.1329 | 5133.8662 | 1560.7643 | 5075.0928 | 133.2415 | -1350.9847 | 957.2521 | -1839.9165 | 1011.3959 | 575.8724 | -1262.8347 | 1.0099 | 2667.9006 | 210.1042 | -75.5395
2030-02-05 | 15 | 22.5555 | 1465.2598 | -50.0291 | -403.744 | -78.8211 | -1755.3899 | -12529.2529 | 3331.1287 | -2.9834 | -167.1828 | 2618.2329 | 10.0562 | 1413.6583 | -107.1601 | 1922.0765 | 1496.5509 | -487.4542 | 209.9989 | -495.6802 | 723.6901 | -1121.8224 | -1956.0272 | 11.0179 | -42.3822 | 3742.0249 | -1173.548 | -3492.0005 | -783.7318 | -119.1027 | 593.1481 | -210.6402 | -4257.1738 | -1897.4834 | -827.1362 | 3.9665 | 183.6378 | -3308.2937 | -621.865 | -300.8211 | 450.1309 | -2429.2427 | 141.9299 | 5056.417 | 1533.801 | 5073.9893 | 132.0005 | -1351.9072 | 1301.496 | -1437.3285 | 1067.4153 | 670.1683 | -2262.8469 | -419.2249 | 1594.879 | 210.1042 | -62.3029
2030-02-05 | 16 | 18.3026 | 1402.7166 | -49.9612 | -379.4592 | -367.6138 | -1593.6035 | -11200.6963 | 2560.3354 | 1.006 | -132.3535 | 2575.6362 | 84.2224 | 1395.1667 | -101.4454 | 1860.7681 | 1124.1619 | -405.0964 | 209.9989 | -537.406 | 800.8262 | -1144.9214 | -1500.3485 | -25.4182 | -40.31 | 4041.4033 | -1156.514 | -3859.7346 | -718.0636 | -120.2973 | 441.5603 | -211.187 | -3359.3245 | -1974.0182 | -640.237 | 4.9977 | 260.4773 | -3086.8245 | -615.4338 | -253.3387 | 449.98 | -2478.1101 | 38.0453 | 4982.4336 | 1524.8638 | 5067.0249 | 131.8181 | -1540.1538 | 1473.4108 | -1722.7552 | 1119.3544 | 82.5364 | -1519.8525 | -425.6758 | 335.6083 | 210.1042 | -154.5003
2030-02-05 | 17 | 11.2454 | 1397.6306 | -51.0708 | -384.2787 | -660.939 | -1490.2384 | -10166.7051 | 1962.8669 | 1.0016 | -137.4395 | 2708.7166 | 81.2116 | 1566.1077 | -75.258 | 1917.1538 | 1630.787 | -13.0962 | 209.9989 | -562.6552 | 722.2704 | -1343.3019 | -1873.1925 | -65.2729 | -44.823 | 4152.6626 | -1224.4781 | -3909.8101 | -684.9246 | -122.7806 | 319.9709 | -242.3217 | -2493.6543 | -1909.2795 | -468.6621 | 5.6138 | 721.7239 | -2311.2803 | -755.3071 | -342.4178 | 449.8256 | -2217.9272 | 9.0304 | 4975.1436 | 1514.1929 | 5066.9014 | 22.0329 | -1674.072 | 1486.7148 | -2059.5461 | 1008.4084 | 0.9784 | -1063.4078 | -147.652 | -313.2159 | 210.1043 | -143.8813
2030-02-05 | 18 | 15.6466 | 1514.5023 | -50.6355 | -375.3812 | -600.8653 | -1552.006 | -10005.5713 | 2203.2744 | 1.0057 | -141.7682 | 2669.479 | 55.9569 | 1318.4312 | 1.0009 | 1859.5583 | 1815.6917 | 8.6052 | 209.9989 | -531.5103 | 549.0327 | -1306.6422 | -1515.8303 | -79.6614 | -32.866 | 4111.8252 | -1145.4208 | -3748.2939 | -703.1952 | -126.8588 | 367.0645 | -114.7949 | -3116.6885 | -1886.0181 | -639.3889 | 5.1788 | 483.075 | -3018.2908 | -937.6155 | -429.3554 | 449.8662 | -2207.9644 | -83.9271 | 4829.1045 | 1499.8346 | 5067.2778 | 28.671 | -1891.0924 | 1119.1799 | -3147.6204 | 785.313 | -0.93213 | -1376.5936 | 1.0153 | -525.4098 | 210.1043 | -50.9409
2030-02-05 | 19 | 12.0943 | 1342.4808 | -57.3785 | -393.3266 | -116.6817 | -1608.261 | -11407.2764 | 2949.1201 | -172.0865 | -153.2306 | 2959.8218 | 190.7056 | 1669.5428 | 325.6734 | 2145.0654 | 1800.3683 | 28.9613 | 209.9989 | -540.696 | 714.9481 | -1337.0577 | -968.4651 | 24.9417 | -33.3125 | 4153.1318 | -1233.1655 | -3442.9292 | -715.8186 | -115.4902 | 575.1741 | -10.0017 | -2801.6545 | -1934.3864 | -586.396 | 5.6044 | 401.4099 | -3340.7725 | -12.363 | -290.8127 | 449.5872 | -2135.2063 | 31.8077 | 4989.4019 | 1516.6732 | 5068.4424 | 211.9573 | -1804.8655 | 2873.678 | -1352.5557 | 933.0543 | 809.6505 | -2154.3901 | 0.99992 | 414.0603 | 210.1043 | -5.7063
2030-02-05 | 20 | 3.9525 | 1168.3649 | -64.1834 | -432.3348 | -242.0832 | -1526.8978 | -11706.6738 | 2664.8752 | -2.9403 | -204.5826 | 2853.917 | 155.3315 | 1472.3713 | 276.6445 | 2178.9778 | 1479.8054 | 84.3904 | 209.9989 | -554.4821 | 530.3861 | -1614.2112 | -432.8229 | 7.143 | -45.6637 | 4240.4233 | -1434.0847 | -2696.1541 | -703.9345 | -112.048 | 590.0253 | 216.2301 | -1681.3784 | -1484.855 | -475.1121 | 7.7182 | 1159.382 | -2790.6743 | -876.9914 | -325.567 | 449.635 | -1553.6066 | 53.94 | 4784.9536 | 1495.7338 | 5059.4033 | 1.0076 | -1762.0902 | 1629.7755 | -2347.1365 | 942.1799 | 235.5531 | -2076.4255 | 1.6276 | 1483.0499 | 210.1042 | -96.4875
2030-02-05 | 21 | -4.7502 | 910.5248 | -68.2552 | -446.8633 | -535.1589 | -1416.8209 | -11805.2754 | 2173.4326 | -2.9565 | -189.1454 | 2766.884 | 18.4133 | 769.515 | 257.0351 | 2114.8904 | 1468.9496 | 160.0625 | 209.9989 | -569.619 | 521.6441 | -1566.5811 | -583.8916 | 38.4241 | -75.8918 | 4274.2451 | -1605.7054 | -2925.2461 | -681.2614 | -98.5626 | 629.4323 | 65.0396 | -1013.1667 | -1522.6228 | -200.9275 | 7.437 | 1410.8053 | -2311.6851 | -738.0529 | -302.4322 | 449.9592 | -1574.2267 | 117.0055 | 4855.3057 | 1549.8121 | 5062.3979 | 143.241 | -1469.0911 | 1951.5823 | -1923.8629 | 1031.1279 | 366.8972 | -1829.8647 | 0.89093 | 3224.5334 | 210.1042 | -103.912
2030-02-05 | 22 | -6.1962 | 839.577 | -68.1972 | -445.7662 | -603.9278 | -1366.2499 | -11782.6396 | 1992.9508 | 1.0036 | -159.5184 | 2754.6328 | 56.2985 | 1230.347 | 205.9325 | 1912.6373 | 1166.6161 | 121.761 | 209.9989 | -571.1626 | 592.7849 | -1579.2501 | -877.4481 | 43.7992 | -85.6969 | 4262.7114 | -1641.791 | -3073.1316 | -675.3491 | -94.5763 | 616.3243 | -115.2159 | -864.6063 | -1491.9379 | -148.0775 | 7.6579 | 1841.7367 | -2197.3557 | -457.7768 | 54.0371 | 449.6725 | -1475.5828 | 138.1184 | 4754.4648 | 1679.0195 | 5054.6797 | 491.2786 | -1352.7271 | 2162.2986 | -1394.9343 | 1032.8473 | 1.0044 | -1646.639 | 0.98773 | 3562.0122 | 210.1042 | -142.0092
2030-02-05 | 23 | -0.54572 | 912.0625 | -64.4725 | -409.546 | -648.4774 | -1395.97 | -11709.9707 | 2060.8108 | 533.8804 | -104.1201 | 2722.3994 | 154.7756 | 914.7746 | 0.99958 | 1689.616 | 1063.376 | 54.2275 | 209.9989 | -606.6446 | 791.1526 | -1336.2837 | -1293.4731 | 68.1153 | -70.3979 | 4357.3721 | -1465.7501 | -3529.6453 | -672.0522 | -93.7219 | 597.064 | -353.1448 | -1306.0862 | -1717.3423 | -206.1393 | 7.17 | 1378.5911 | -2626.231 | 196.7999 | 745.9741 | 449.8242 | -1923.736 | 90.0371 | 4157.1411 | 1900.2887 | 5038.4761 | 733.6542 | -622.631 | 2330.1204 | -530.52 | 1168.6053 | 425.5505 | -1678.1686 | 1.0149 | 2457.533 | 210.1043 | -142.1873
2030-02-05 | 24 | 1.2872 | 923.5594 | -61.2716 | -389.2679 | -550.5416 | -1442.8605 | -12188.4961 | 2347.4941 | 1028.4767 | -90.6859 | 2532.96 | 140.9656 | 1983.8931 | -131.2886 | 1581.6938 | 1155.8944 | 58.7521 | 209.9989 | -575.0448 | 893.0934 | -1284.5348 | -1677.28 | 60.6011 | -72.4794 | 4178.9707 | -1435.7076 | -3591.3904 | -679.6315 | -97.9371 | 582.46 | -475.6047 | -1605.3684 | -1761.0409 | -235.3451 | 6.2715 | 1179.8317 | -2898.5105 | -500.4303 | -42.4487 | 289.1919 | -1831.9832 | 196.8859 | 4212.2168 | 1694.4174 | 5014.4883 | 0.99657 | -278.692 | 2367.2229 | -426.8457 | 1136.6035 | 715.9935 | -1584.7904 | -149.6722 | 2311.9683 | 210.1042 | -104.1313
2030-02-06 | 1 | -1.2424 | 1272.7252 | -61.7914 | -396.2209 | -245.1807 | -1641.7054 | -12543.7539 | 3058.5061 | 1372.2421 | -50.827 | 2580.9045 | 115.6708 | 1920.9148 | -215.7417 | 1297.4171 | -503.1266 | -367.0531 | 209.9989 | -613.5901 | 715.6133 | -847.0491 | -1636.511 | 44.8578 | -76.8539 | 4366.7407 | -1733.0187 | -3093.9824 | -768.7391 | -112.3796 | 670.9139 | -238.7473 | -956.1868 | -1418.9177 | -213.5989 | 6.8675 | 1112.2815 | -2945.6694 | -230.104 | 160.0723 | 413.6461 | -2290.7397 | 128.6385 | 3856.4963 | 1691.2401 | 4963.647 | 0.99003 | -277.7976 | 2794.3967 | -27.4409 | 1284.5631 | 841.4384 | -1968.7539 | -202.4354 | 899.4385 | 210.1042 | -160.2907
2030-02-06 | 2 | -3.7533 | 1199.3843 | -61.698 | -394.0706 | -45.4693 | -1574.4563 | -12109.1895 | 3273.4272 | 1423.7305 | -14.2959 | 2437.72 | 120.6515 | 1346.499 | -363.8098 | 930.0701 | -811.0118 | -385.9221 | 209.9989 | -567.8425 | 526.1629 | -550.5196 | -1920.2681 | 14.4872 | -92.2144 | 4249.3096 | -1788.0453 | -2763.3296 | -749.1908 | -115.1806 | 732.0503 | -472.2428 | -587.1908 | -1434.6156 | -183.2235 | 5.8161 | 1263.1198 | -2993.4231 | -31.6175 | 439.8449 | 224.6504 | -2521.2556 | 23.1416 | 3635.5854 | 1727.5374 | 4953.2842 | 38.7534 | -278.4288 | 2535.6243 | -150.7735 | 998.1315 | 19.8109 | -2359.6274 | 1.3624 | 545.1594 | 210.1042 | -84.9221
2030-02-06 | 3 | -16.9319 | 631.4844 | -66.0044 | -416.3445 | -400.6394 | -1237.0724 | -10290.2734 | 2207.8989 | 1354.4979 | -25.4551 | 2521.9812 | 72.6703 | 1035.9352 | -420.4601 | 811.3845 | -968.6369 | -262.2383 | 209.9989 | -580.1566 | 570.9061 | -627.0764 | -2029.4885 | 57.8571 | -94.9875 | 4260.9907 | -1859.7296 | -2997.0027 | -638.6118 | -93.3399 | 746.2872 | -586.7079 | 758.1797 | -1516.4045 | 168.2088 | 6.5764 | 1360.5439 | -1695.1804 | 1.0002 | 465.9558 | 248.2393 | -2663.9841 | 97.7419 | 3576.8901 | 1743.5009 | 4902.5303 | 73.1403 | -278.5876 | 2726.8684 | 73.4787 | 1218.4231 | 938.0836 | -2103.0947 | 0.99644 | 4412.5728 | 210.1043 | -78.325
2030-02-06 | 4 | -24.1833 | 141.3579 | -66.2536 | -410.159 | -1157.293 | -776.3464 | -7352.1494 | 196.224 | 1071.0576 | -36.4948 | 2562.8459 | 66.4381 | 1025.4619 | -387.9144 | 871.3101 | -956.2153 | -84.8517 | 209.9989 | -610.7808 | 761.0735 | -733.3122 | -1830.9312 | 34.4282 | -81.2835 | 4384.7954 | -1629.4592 | -3364.1086 | -475.2633 | -75.4114 | 545.3912 | -695.2687 | 1487.0762 | -1887.5466 | 595.1706 | 6.6365 | 1150.5471 | -296.489 | 1.0121 | 451.4119 | 272.5634 | -2649.02 | 0.99585 | 3525.7749 | 1746.4827 | 4843.6553 | 59.3543 | -278.5904 | 2903.0942 | 216.657 | 1273.4386 | 296.036 | -1212.1711 | -238.7219 | 5334.9351 | 210.1043 | -160.2837
2030-02-06 | 5 | -29.1816 | 0.99307 | -68.7897 | -422.7146 | -1439.8671 | -750.347 | -6605.3262 | -111.8737 | 540.1768 | -40.0765 | 2649.083 | 72.1334 | 1623.653 | -378.913 | 921.6042 | -836.3378 | 61.6529 | 209.9989 | -589.9793 | 719.8731 | -708.8931 | -1290.0112 | 40.8719 | -103.5995 | 4285.8848 | -1785.5327 | -2981.5476 | -481.1885 | -70.1483 | 578.6846 | -633.5092 | 2246.4006 | -1706.7316 | 629.9667 | 7.031 | 1671.4142 | 578.8621 | -138.9496 | 485.4922 | 1 | -2464.9956 | 52.0262 | 3698.9004 | 1798.3495 | 4931.2236 | 168.4135 | -279.0812 | 2996.7395 | 290.0674 | 1218.39 | 1.0927 | -853.1418 | -0.77447 | 7290.2271 | 210.1042 | -236.8812
2030-02-06 | 6 | -40.6873 | 84.0383 | -69.828 | -451.288 | -1350.293 | -652.0568 | -6575.6177 | -2.0857 | 1.0035 | -59.6494 | 2746.7197 | 42.1648 | 2004.863 | -358.6075 | 1040.6974 | -748.3187 | 257.5532 | 209.9989 | -562.8052 | 652.7106 | -1072.9625 | -1324.7399 | 67.1772 | -118.4818 | 4123.0942 | -1928.0037 | -2712.3103 | -441.4045 | -72.9554 | 652.6042 | -359.5518 | 3881.4133 | -1462.3419 | 925.6329 | 7.5311 | 1888.647 | 2485.8635 | -484.4959 | 14.5105 | 1.0014 | -1998.9948 | 212.8868 | 3813.855 | 1715.6403 | 4754.8291 | -4.0603 | -278.6478 | 2614.9722 | -722.6503 | 1140.8168 | 352.1 | -1810.0342 | -0.34731 | 6620.8857 | 210.1042 | -152.9589
2030-02-06 | 7 | -39.04 | 144.4332 | -68.9903 | -441.5052 | -678.6201 | -396.3909 | -3586.6313 | -1.8877 | -1511.3776 | -91.3012 | 2969.1763 | 35.0859 | 2077.3777 | -235.8856 | 1369.4032 | -516.8542 | 222.0385 | 209.9989 | -579.9033 | 986.4861 | -1524.6018 | -1931.9437 | 64.3352 | -103.5546 | 4135.2163 | -1578.3959 | -3364.2886 | -323.3271 | -75.838 | 539.8317 | -808.6559 | 3913.8237 | -1910.7557 | 1072.5625 | 6.8354 | 1877.9854 | 2987.2605 | -827.7919 | -195.3284 | 349.5215 | -2009.1182 | 192.53 | 4292.7612 | 1631.9827 | 5020.627 | -3.6635 | -750.8657 | 2248.4775 | -2075.3916 | 1120.3441 | -30.5278 | -2503.6157 | 18.3837 | 2328.4436 | 210.1043 | -14.0344
2030-02-06 | 8 | -36.5627 | 107.1112 | -75.0198 | -467.1316 | -1453.1593 | -573.0436 | -2949.9016 | -469.5367 | -277.8044 | -99.729 | 2757.1902 | 162.1162 | 1665.8315 | -18.7949 | 1609.8992 | 1048.4717 | 595.0566 | 209.9989 | -667.6344 | 1010.7403 | -1454.05 | -2266.9924 | 114.2782 | -118.3459 | 4498.5547 | -1663.4635 | -3456.4905 | -403.8614 | -70.3028 | 635.7562 | -488.4437 | 4008.6187 | -1765.8965 | 778.188 | 5.217 | 2553.0891 | 3684.7407 | -1108.1315 | -468.9458 | -3.7776 | -2053.9902 | 101.7306 | 3870.095 | 1518.6395 | 4511.2778 | -266.9434 | -1865.4027 | 3159.6079 | -1053.1918 | 1309.9934 | -846.7515 | -866.5406 | -234.2926 | 4320.2305 | 210.1043 | -264.1
2030-02-06 | 9 | -36.5023 | 351.6118 | -69.8385 | -463.0773 | -1636.7286 | -704.5637 | -3872.3997 | -425.7742 | 0.99945 | -158.7446 | 2646.3333 | 85.1709 | 1425.9124 | 45.073 | 1941.8135 | 1328.0396 | 403.1322 | 209.9989 | -670.113 | 696.8237 | -1457.5728 | -2969.7415 | -3.9954 | -119.1722 | 4498.0991 | -1653.5453 | -2891.1792 | -472.9956 | -82.1065 | 520.3812 | -14.5224 | 2649.8184 | -1315.9137 | 338.878 | 5.3804 | 2595.9438 | 2669.0166 | -877.7287 | -210.5031 | 450.3541 | -1571.9048 | -193.2753 | 4179.5513 | 1577.8141 | 5047.3325 | -260.0898 | -1046.5854 | 1854.5697 | -1267.8077 | 810.1628 | -2717.4707 | -49.9362 | 1.0013 | 3704.1326 | 210.1042 | -311.5348
2030-02-06 | 10 | -20.9759 | 620.4814 | -67.0411 | -446.3723 | -1715.4542 | -805.671 | -3244.6035 | -962.2332 | -172.8199 | -158.3016 | 2629.3093 | 88.3678 | 1241.6915 | 128.8854 | 1904.0852 | 620.5947 | 382.713 | 209.9989 | -672.2895 | 703.8694 | -1365.7006 | -3159.7048 | -100.219 | -121.8709 | 4490.7578 | -1766.9445 | -2886.9058 | -485.3314 | -92.0585 | 289.641 | 68.479 | 2075.7542 | -1238.9722 | 331.8087 | 6.5459 | 2702.0735 | 1804.6724 | -415.2892 | 151.0688 | 450.3497 | -1612.0194 | -541.2981 | 4629.8979 | 1767.7167 | 5071.9834 | 498.9048 | -1106.2715 | 2056.8264 | -653.8512 | 589.2161 | -2890.8413 | -49.6433 | 105.035 | 4138.5405 | 210.1043 | -184.4423
2030-02-06 | 11 | -22.0745 | 798.0978 | -67.1121 | -443.371 | -1779.6635 | -778.9798 | -2253.5452 | -1381.1595 | 67.429 | -149.781 | 2738.105 | 104.3853 | 1135.6644 | 182.5094 | 1844.4418 | 494.3379 | 370.178 | 209.9989 | -669.6891 | 806.4219 | -1446.1776 | -3026.5383 | -140.2886 | -121.1718 | 4456.4663 | -1748.5266 | -2955.689 | -473.5367 | -99.8696 | 99.6586 | 18.3377 | 1961.4207 | -1271.6832 | 340.3373 | 7.2191 | 2724.864 | 1671.9053 | -373.0604 | 202.1071 | 450.3243 | -1425.1416 | -622.6669 | 4596.7202 | 1750.0757 | 5075.2974 | 502.3409 | -1208.7664 | 2157.0601 | -502.2219 | 460.4147 | -3202.5151 | 217.638 | 1.0152 | 3941.0054 | 210.1042 | -176.5908
2030-02-06 | 12 | -20.4897 | 1078.8969 | -65.622 | -446.189 | -1805.8987 | -789.0598 | -1886.3751 | -1509.338 | 1.0034 | -153.4044 | 2860.353 | 84.7929 | 1075.615 | 277.8539 | 1838.0304 | 659.5193 | 351.7195 | 209.9989 | -673.8552 | 783.3064 | -1500.4314 | -2739.4824 | -211.2406 | -104.2592 | 4448.3174 | -1698.0979 | -2766.0588 | -472.2156 | -114.2215 | -72.0219 | -243.0083 | 1458.3549 | -1244.2072 | 260.6353 | 7.8105 | 2451.8455 | 1229.4244 | -299.9878 | 300.2596 | 450.2632 | -1146.9661 | -734.0079 | 4587.0825 | 1765.7153 | 5077.1006 | 577.0901 | -1333.3473 | 2341.5815 | -456.7332 | 289.8189 | -2693.7527 | 213.5748 | -4.0292 | 2904.3918 | 210.1042 | -66.1952
2030-02-06 | 13 | -17.0439 | 1081.3621 | -65.4916 | -457.5136 | -1918.9879 | -1008.5316 | -6248.896 | -537.6028 | 835.4364 | -154.8225 | 2681.3745 | 28.4988 | 1238.6172 | 54.3357 | 1634.0078 | 1197.8232 | 339.9386 | 209.9989 | -628.2051 | 615.549 | -1142.2246 | -2577.6147 | -56.943 | -136.1843 | 4333.4775 | -1788.5457 | -2458.6753 | -525.3169 | -109.458 | 396.5905 | -130.6714 | 785.7618 | -1240.8168 | 123.8168 | 6.1868 | 2802.572 | 800.2975 | -843.4604 | -133.6656 | 295.0158 | -1292.4919 | -172.9952 | 4283.0737 | 1517.1261 | 5064.4497 | -262.2766 | -1610.6145 | 1767.0017 | -756.6817 | 337.2539 | -1317.6876 | -479.1882 | -460.748 | 2104.0396 | 210.1043 | -109.5919
2030-02-06 | 14 | -25.3636 | 1071.8091 | -67.4526 | -485.7287 | -1947.2897 | -947.717 | -5493.6826 | -674.5957 | 977.7617 | -163.0443 | 2823.7288 | 49.3542 | 1265.6366 | -143.6265 | 1842.1771 | 1116.2379 | 443.2791 | 209.9989 | -609.577 | 859.8646 | -1138.9723 | -2150.075 | 1.0035 | -126.7574 | 4213.4209 | -1887.0397 | -2814.6445 | -518.1232 | -103.3382 | 383.3125 | 7.6425 | 1386.496 | -1414.7275 | 368.5659 | 6.2215 | 2489.9001 | 1637.6968 | -860.2515 | -201.7142 | 446.6251 | -1434.7037 | 23.2106 | 4344.9824 | 1513.5958 | 5066.209 | -264.3176 | -1756.0165 | 1931.0038 | -779.4758 | 604.7462 | -327.193 | -544.0109 | -4.9124 | 3088.6011 | 210.1043 | -50.4775
2030-02-06 | 15 | -25.2949 | 1043.351 | -66.9515 | -497.1999 | -1913.1176 | -963.8671 | -5415.8452 | -409.1474 | 1079.0322 | -175.1101 | 2682.1929 | 22.3914 | 1147.8346 | -125.4158 | 1874.9531 | 1320.6353 | 508.8354 | 209.9989 | -616.83 | 958.7231 | -1096.436 | -1559.4203 | 4.7991 | -91.0765 | 4272.9824 | -1869.6924 | -3174.3062 | -526.3971 | -99.4677 | 375.9263 | 112.1908 | 1408.769 | -1440.5245 | 388.4967 | 6.658 | 1742.4917 | 1934.7164 | -748.7233 | -72.1779 | 449.5423 | -1623.7396 | 27.8786 | 4443.4473 | 1541.9875 | 5056.7529 | -29.1379 | -1984.3434 | 1935.2167 | -1001.2618 | 831.9562 | 1.1599 | -681.5145 | 1.0209 | 3839.2617 | 210.1042 | -32.7958
2030-02-06 | 16 | -29.9911 | 989.0433 | -68.0015 | -502.0376 | -1960.8724 | -921.2902 | -4818.7021 | -490.4618 | 1106.0034 | -179.6064 | 2432.5698 | 23.6774 | 1199.056 | -151.8302 | 1912.8042 | 1208.4552 | 571.7353 | 209.9989 | -613.2511 | 887.8533 | -1104.1434 | -1145.3344 | 16.3133 | -111.2036 | 4333.7227 | -1933.3354 | -3290.5652 | -517.5795 | -98.1779 | 412.4537 | 199.2173 | 1750.9171 | -1454.7634 | 524.8246 | 6.8872 | 2320.2305 | 2557.1174 | -779.2012 | -121.747 | 449.5845 | -1529.1617 | 45.532 | 4436.6699 | 1550.3431 | 5061.7349 | -96.4021 | -1808.2078 | 2135.2646 | -1162.8947 | 679.6429 | -279.9623 | -462.4079 | -68.1236 | 5213.9409 | 210.1043 | -91.6377
2030-02-06 | 17 | -21.7875 | 1145.8892 | -65.7893 | -486.9782 | -1967.6263 | -1013.1842 | -5079.5952 | -559.9762 | 1087.3181 | -172.7218 | 2322.2102 | 28.4557 | 1258.8275 | -86.4067 | 1874.7986 | 1120.7202 | 424.1743 | 209.9989 | -601.2858 | 841.0173 | -1082.7777 | -1465.3933 | -20.8403 | -118.2069 | 4307.4053 | -1786.3322 | -3241.3315 | -535.7991 | -106.3812 | 393.5628 | 118.7861 | 723.9241 | -1484.0963 | 314.2016 | 5.9785 | 2412.147 | 1598.0848 | -880.0444 | -198.0458 | 240.078 | -1521.1698 | -82.283 | 4403.5742 | 1520.8975 | 5065.8354 | -260.8785 | -1909.5776 | 2067.9441 | -1465.3085 | 378.0763 | -717.3723 | -435.2 | -24.5231 | 5244.6953 | 210.1042 | -87.3104
2030-02-06 | 18 | -15.3209 | 1210.813 | -65.1468 | -487.2706 | -1959.2272 | -1084.5255 | -5048.8818 | -550.9294 | 899.5082 | -167.297 | 2564.2219 | 10.2876 | 1367.679 | 131.9983 | 1739.7605 | 1122.2344 | 320.7811 | 209.9989 | -577.4578 | 840.2827 | -1323.092 | -1621.5886 | -116.5793 | -94.4692 | 4216.1938 | -1670.6996 | -3126.573 | -550.6399 | -107.4512 | 213.4656 | -99.9213 | 19.6107 | -1437.0549 | 123.9405 | 6.3002 | 1960.5043 | 1338.5891 | -967.3269 | -260.8732 | 449.5491 | -1060.6952 | -264.2428 | 4322.3096 | 1511.097 | 5070.5054 | -250.6861 | -1996.2874 | 1769.5298 | -2120.3428 | 259.357 | -709.369 | -942.2021 | -57.8335 | 5885.2876 | 210.1043 | -12.7634
2030-02-06 | 19 | -15.5062 | 1191.2386 | -69.3817 | -516.948 | -1869.5066 | -1171.3427 | -5368.3613 | -476.5475 | 1.0074 | -205.7623 | 2681.6733 | -13.7261 | 1518.5823 | 408.8292 | 2174.2229 | 1265.8687 | 319.7587 | 209.9989 | -617.9574 | 671.4788 | -1356.8486 | -2045.8085 | -121.5579 | -97.8982 | 4356.7812 | -1721.3729 | -3002.781 | -577.3753 | -113.327 | 314.5239 | 102.5001 | 2.7953 | -1255.8915 | 19.4247 | 7.0986 | 2163.0422 | 1793.1633 | -1058.1497 | -205.6845 | 286.3348 | -1271.6906 | -415.0254 | 4223.7354 | 1473.8756 | 5048.4434 | -246.0235 | -1808.6049 | 1658.4198 | -1954.4497 | 503.114 | -1725.3335 | -512.8879 | 95.3042 | 6673.7461 | 210.1042 | -147.3013
2030-02-06 | 20 | -22.5219 | 1076.5941 | -77.1671 | -548.0055 | -1810.3339 | -1166.8525 | -6518.978 | -2.1976 | 124.007 | -183.3414 | 2680.0134 | -6.7346 | 1432.1566 | 432.1206 | 2199.7942 | 993.8323 | 364.4706 | 209.9989 | -651.8533 | 776.8043 | -1400.1687 | -2051.9365 | -50.1082 | -101.8246 | 4471.585 | -1803.0471 | -3268.0564 | -575.3627 | -110.4218 | 443.487 | 216.5679 | 487.8142 | -1321.1976 | 210.7413 | 7.1286 | 2205.5969 | 1868.725 | -793.3845 | -265.4306 | 450.4175 | -1643.5585 | -252.581 | 4749.2549 | 1592.7249 | 5081.0474 | 1.0015 | -1353.7681 | 1790.9934 | -1659.958 | 898.7793 | -674.2366 | -735.3176 | 90.0999 | 6117.1099 | 210.1043 | -162.9312
2030-02-06 | 21 | -21.7372 | 1042.2147 | -74.846 | -537.7606 | -1823.947 | -1130.5848 | -7085.9312 | -375.3648 | 1.0072 | -194.768 | 2708.9753 | 0.99994 | 958.7247 | 300.7884 | 2111.0989 | 1125.3351 | 359.8593 | 209.9989 | -650.073 | 859.5618 | -1421.5714 | -1908.1263 | -55.9352 | -106.3703 | 4428.897 | -1736.3839 | -3361.2627 | -563.5258 | -104.27 | 371.7474 | 22.8163 | 102.9344 | -1423.4924 | 217.763 | 7.1591 | 2242.9216 | 1765.1262 | -621.852 | -224.2176 | 450.5731 | -1635.361 | -268.716 | 4803.3208 | 1666.6687 | 5070.7012 | 144.1611 | -1104.9659 | 2002.4197 | -1342.5662 | 829.6358 | -711.5955 | -435.0728 | 401.5974 | 5660.0996 | 210.1042 | -163.1299
2030-02-06 | 22 | -24.0947 | 938.8425 | -76.4426 | -533.6804 | -1798.6377 | -1073.9347 | -6923.3398 | -633.8817 | -2.9199 | -170.7527 | 2736.3367 | 23.9244 | 1534.6974 | 187.633 | 1879.1785 | 838.4055 | 334.2168 | 209.9989 | -659.1173 | 969.0129 | -1459.667 | -2073.1384 | -42.6394 | -104.9553 | 4406.1206 | -1783.8309 | -3313.7441 | -555.3099 | -97.7167 | 328.8959 | -168.2314 | 219.7283 | -1451.1112 | 319.9793 | 6.8601 | 2310.5935 | 1909.8115 | -835.0649 | -285.8685 | 449.5219 | -1579.3243 | -207.1803 | 4347.0977 | 1554.4229 | 5046.2432 | -227.7651 | -1560.4583 | 2062.2332 | -1385.9833 | 877.1071 | -759.6251 | -357.3802 | 342.1048 | 6409.9639 | 210.1042 | -181.7268
2030-02-06 | 23 | -25.0316 | 899.7439 | -75.8005 | -526.7723 | -1832.1827 | -1059.1122 | -6672.7563 | -796.6086 | 1.0046 | -142.1779 | 3129.2356 | 64.6485 | 2077.9424 | 28.7663 | 1705.796 | 616.299 | 351.4026 | 209.9989 | -677.8903 | 1046.6179 | -1458.7544 | -1926.3856 | -32.7683 | -98.8884 | 4390.9526 | -1811.2197 | -3319.4531 | -553.0804 | -90.9199 | 288.8961 | -96.7061 | 521.1815 | -1388.2842 | 352.1685 | 7.2687 | 2237.7756 | 2008.0709 | -748.5635 | -183.9783 | 449.8282 | -1480.2115 | -110.3225 | 4335.9731 | 1626.0931 | 5044.2422 | 0.98933 | -1063.8021 | 2428.9739 | -812.9125 | 849.6071 | -346.0181 | -303.1221 | -2.2056 | 6368.6514 | 210.1042 | -138.5047
2030-02-06 | 24 | -25.5316 | 995.4161 | -74.1136 | -504.5395 | -1877.6458 | -1095.3936 | -5870.9258 | -828.4588 | 1.0045 | -145.175 | 3225.887 | 81.5961 | 1986.33 | -132.019 | 1830.3702 | 394.8757 | 337.7615 | 209.9989 | -673.6526 | 966.5912 | -1302.0504 | -1829.9771 | 17.1415 | -117.147 | 4333.8877 | -1866.7133 | -3212.3247 | -565.3917 | -93.243 | 399.6683 | -45.329 | 1295.1494 | -1409.8777 | 326.4336 | 5.5647 | 2742.8918 | 2154.3481 | -490.066 | -97.0349 | 404.3425 | -1823.9254 | 6.1546 | 4264.0615 | 1735.9036 | 5006.2363 | 1.0112 | -278.526 | 2609.437 | -95.597 | 794.8219 | -548.0339 | -48.7086 | 1.005 | 5033.7002 | 210.1042 | -216.5818
2030-02-07 | 1 | -30.3471 | 500.3086 | -70.5623 | -448.7751 | -1852.3939 | -717.713 | -3884.5225 | -1038.2363 | 771.4438 | -97.3252 | 3381.2698 | 86.6513 | 1557.14 | -209.7949 | 1533.8359 | -240.7299 | 355.796 | 209.9989 | -657.3506 | 1002.6116 | -938.6953 | -1873.3572 | 47.1406 | -106.8487 | 4162.1899 | -1698.806 | -2604.5295 | -427.8492 | -77.7649 | 442.3495 | -253.6924 | 2340.6465 | -1525.8976 | 645.3411 | 5.6912 | 2310.3755 | 2795.71 | -60.5884 | 304.2734 | 449.9402 | -2571.7402 | 54.4614 | 3837.0859 | 1780.8866 | 4991.5176 | 65.2577 | -278.6791 | 3025.9448 | 501.4876 | 1058.1135 | -82.2599 | -209.2123 | -5.6994 | 4096.6577 | 210.1042 | -262.3358
2030-02-07 | 2 | -33.4587 | 5.0986 | -65.5514 | -383.8279 | -1850.5128 | -243.1227 | 0.99116 | -1360.4771 | 1168.2297 | -23.5059 | 3596.3845 | 189.803 | 1207.1793 | -284.1598 | 1224.2634 | -792.1603 | 355.6441 | 209.9989 | -710.4861 | 1167.9594 | -983.236 | -1695.1862 | 35.3466 | -87.2096 | 4391.2085 | -1335.526 | -2913.9924 | -252.5812 | -70.3741 | 314.9658 | -738.1348 | 3228.9084 | -1847.4364 | 845.366 | 6.5584 | 2061.6211 | 3454.4141 | 99.5184 | 477.7834 | 449.8766 | -2780.2986 | 0.99842 | 3638.95 | 1874.5444 | 4730.0942 | 345.8303 | -280.0709 | 3136.7192 | 706.6075 | 1187.8756 | -81.4325 | 1.001 | 1.0201 | 3544.7183 | 210.1043 | -311.364
2030-02-07 | 3 | -31.1507 | -58.3861 | -64.4685 | -346.7111 | -1848.7213 | -174.103 | 788.5989 | -1253.6984 | 1000.1385 | -13.4852 | 3596.6145 | 181.1595 | 1116.0747 | -269.0067 | 1160.8861 | -1225.0178 | 307.173 | 209.9989 | -701.1411 | 1077.3811 | -977.855 | -2187.2014 | 17.0245 | -83.7066 | 4390.8745 | -1270.5256 | -2816.074 | -230.7479 | -76.2727 | 302.4603 | -807.4396 | 3348.269 | -1861.5986 | 893.0308 | 6.2094 | 2083.4719 | 3279.845 | 177.2063 | 561.2999 | 449.8465 | -2694.7571 | -3.4609 | 3553.6069 | 1922.5277 | 4582.4009 | 511.9018 | -280.8177 | 3267.5801 | 1084.0436 | 993.3848 | -536.0546 | 0.98621 | 74.798 | 2563.4534 | 210.1043 | -311.8392
2030-02-07 | 4 | -35.1111 | -12.0503 | -67.5997 | -362.1976 | -1848.9246 | -167.63 | 1446.3706 | -1203.0131 | 921.0988 | -18.8889 | 3899.9377 | 182.4959 | 1410.2849 | -218.0978 | 1244.6364 | -1382.1892 | 325.5559 | 209.9989 | -682.1692 | 1031.1196 | -1000.4949 | -2124.1177 | 9.2878 | -79.7844 | 4315.6138 | -1285.1342 | -2348.1094 | -221.5059 | -79.8253 | 287.4282 | -650.72 | 3745.019 | -1810.2761 | 979.9922 | 6.3606 | 2033.5576 | 3421.7883 | 129.4758 | 570.0206 | 345.5011 | -2690.1724 | -3.6258 | 3568.6853 | 1910.1036 | 4625.3887 | 492.3056 | -280.7846 | 3311.9143 | 963.4177 | 966.7578 | -539.5383 | -9.6669 | 121.6466 | 2291.4294 | 210.1043 | -300.4443
2030-02-07 | 5 | -35.31 | 122.8324 | -70.0754 | -381.1517 | -1852.6924 | -247.9016 | 1455.6074 | -1166.6211 | 216.4437 | -41.5864 | 4013.9128 | 184.7969 | 1946.3209 | -126.0434 | 1463.8951 | -1431.9686 | 317.0167 | 209.9989 | -647.9452 | 1032.9287 | -1058.9684 | -1716.7913 | 12.8885 | -89.4504 | 4258.5918 | -1378.6172 | -2235.5999 | -234.1129 | -80.4228 | 297.6877 | -625.2349 | 3396.917 | -1783.4579 | 964.6702 | 6.2573 | 2366.9326 | 3016.5161 | -10.0967 | 562.276 | 59.9242 | -2356.804 | -3.4304 | 3699.782 | 1836.7828 | 4948.1025 | 273.8516 | -279.6849 | 3204.4219 | 538.451 | 783.2864 | -561.3244 | -48.6787 | 20.0148 | 1912.1973 | 210.1043 | -227.3755
2030-02-07 | 6 | -40.9285 | 155.9358 | -76.0444 | -437.5966 | -1878.6277 | -288.6054 | 1040.5002 | -772.5787 | -454.8907 | -74.2079 | 3776.5771 | 145.6543 | 2004.4058 | -94.6614 | 1601.6592 | -1307.9065 | 360.9407 | 209.9989 | -588.7258 | 991.7517 | -1219.4342 | -900.7117 | 33.958 | -95.286 | 4006.7727 | -1551.6984 | -2142.5344 | -266.5052 | -82.005 | 366.7987 | -408.3854 | 4084.0398 | -1631.1737 | 1026.5481 | 6.3033 | 2542.1194 | 3626.3376 | -411.3042 | 1.0001 | -3.4789 | -2104.8784 | -19.9995 | 3845.4167 | 1731.0129 | 4739.7861 | 1.0134 | -278.902 | 2701.1755 | -619.7671 | 814.736 | -503.552 | -204.9839 | 170.7878 | 2213.9304 | 210.1043 | -186.0166
2030-02-07 | 7 | -38.1252 | -13.0629 | -78.5335 | -460.5272 | -1532.7252 | -214.0893 | 831.0386 | -800.2935 | -1847.3278 | -120.9134 | 3900.8113 | 169.5474 | 2111.7556 | 19.0668 | 1981.4459 | -705.4078 | 354.1126 | 209.9989 | -629.2124 | 858.3065 | -1388.3392 | -1603.2263 | 11.2358 | -76.5304 | 3664.4856 | -1259.4325 | -2971.9431 | -236.4904 | -79.0097 | 382.7225 | -424.3237 | 3989.1782 | -1775.3972 | 927.2183 | 5.464 | 2000.6593 | 3604.3108 | -850.9841 | -283.9846 | -3.053 | -2090.2012 | -104.4637 | 4131.7935 | 1599.8656 | 4859.7065 | -278.2507 | -913.5202 | 2565.7471 | -1836.5555 | 806.126 | -370.3625 | -2030.6714 | -74.0368 | 2462.3921 | 210.1042 | -31.9507
2030-02-07 | 8 | -44.1909 | 237.8708 | -85.4285 | -512.2328 | -1681.8621 | -548.6421 | -1183.3707 | -331.2121 | -634.4429 | -158.947 | 3900.8887 | 63.6108 | 1179.2096 | 512.0646 | 2195.2988 | 98.7955 | 327.3223 | 209.9989 | -654.3187 | 748.9034 | -1470.0128 | -2732.873 | -0.0044282 | -75.4499 | 3508.7561 | -1486.928 | -2790.3455 | -339.3109 | -89.8737 | 447.1856 | 250.9163 | 3352.9434 | -1483.158 | 687.1415 | 4.2379 | 2056.6851 | 3145.2 | -1103.8431 | -753.8058 | -2.7843 | -2231.939 | -288.1532 | 4605.9565 | 1518.3549 | 4761.7168 | -264.723 | -1657.7932 | 2311.0281 | -1444.9532 | 1100.2606 | -1298.251 | -352.696 | -474.4402 | 2660.165 | 210.1043 | -296.4354
2030-02-07 | 9 | -48.3364 | 687.3145 | -87.6202 | -571.6229 | -1709.313 | -831.3773 | -2830.397 | -298.557 | -303.3657 | -222.4911 | 3893.1465 | -16.9736 | 1559.7982 | 576.9371 | 2337.5588 | -133.4297 | 380.8677 | 209.9989 | -645.6715 | 418.7659 | -1454.4817 | -2698.8875 | -109.048 | -77.9615 | 3422.4053 | -1977.907 | -1968.9866 | -506.408 | -103.0978 | 339.8926 | 1021.5388 | 3813.6479 | -716.8347 | 648.023 | 5.5192 | 2335.3157 | 3337.5405 | -1061.6906 | -584.0565 | -3.0975 | -1665.8794 | -582.2158 | 4545.9668 | 1484.6274 | 4849.0923 | -259.2368 | -2000.8369 | 2283.5752 | -1004.1062 | 768.9725 | -2855.2925 | 367.7861 | -418.2138 | 1906.4691 | 210.1042 | -345.5435
2030-02-07 | 10 | -43.3581 | 581.9823 | -77.854 | -542.2389 | -1755.911 | -831.8334 | -5046.9429 | -644.9212 | 212.4291 | -220.199 | 3947.4531 | 27.8315 | 2114.4104 | 570.5658 | 2313.155 | 83.9833 | 397.6992 | 209.9989 | -623.0627 | 445.4384 | -1319.2825 | -2678.9958 | -70.5672 | -71.4574 | 3273.2896 | -1858.6663 | -2138.5234 | -500.7425 | -92.2841 | 400.6903 | 936.1266 | 3302.3999 | -646.7026 | 571.3395 | 6.5758 | 2224.894 | 2681.8474 | -956.6515 | -185.8475 | 0.99968 | -1477.2678 | -438.3076 | 3777.9148 | 1441.2123 | 4632.3735 | -257.9799 | -1999.1063 | 2033.2888 | -618.861 | 616.0607 | -2830.0935 | -49.6381 | 113.7048 | 1813.8508 | 210.1043 | -224.2545
2030-02-07 | 11 | -23.8822 | 486.7654 | -64.2412 | -491.9905 | -1811.415 | -515.8129 | -4925.5664 | -803.78 | 201.6372 | -222.7694 | 3937.4653 | 125.7464 | 1691.6602 | 538.3934 | 2263.9731 | -39.6204 | 382.8026 | 209.9989 | -632.8624 | 653.533 | -1472.366 | -3006.1174 | -85.5157 | -48.6685 | 3097.1016 | -1477.3179 | -2404.2161 | -409.9023 | -93.2863 | 244.4856 | 793.045 | 2976.5542 | -842.3223 | 593.4407 | 6.8318 | 1640.0916 | 2142.2493 | -830.0949 | -2.4144 | 0.99967 | -1520.5209 | -464.1299 | 3873.5476 | 1394.0496 | 4895.6323 | -258.6404 | -1844.129 | 1984.1787 | -594.9551 | 726.1226 | -2148.4746 | -46.3259 | 44.9958 | 71.0308 | 210.1043 | -188.4896
2030-02-07 | 12 | -12.8312 | 598.4273 | -55.8426 | -435.5812 | -1802.7622 | -548.5872 | -5464.4326 | -678.0287 | 997.5005 | -209.3681 | 3928.3828 | 88.5052 | 1613.9586 | 552.5462 | 2279.7791 | 3.8066 | 275.4159 | 209.9989 | -564.7612 | 628.2312 | -1495.5238 | -3132.2295 | -136.4626 | -51.9377 | 2551.7517 | -1249.772 | -2347.4004 | -404.0753 | -100.6758 | 142.5292 | 693.1561 | 2015.5502 | -851.9737 | 402.8958 | 6.3115 | 1558.3352 | 1008.0323 | -781.2052 | -2.8437 | 0.96696 | -1184.7004 | -535.4512 | 3848.2744 | 1388.2826 | 4875.8286 | -261.6915 | -1751.1423 | 1930.0428 | -851.4637 | 502.943 | -2067.5376 | -328.1916 | 1.019 | -2106.6362 | 210.1043 | -96.337
2030-02-07 | 13 | -16.5686 | 594.6269 | -53.7224 | -425.7207 | -1838.389 | -495.1194 | -5280.2603 | -269.243 | 999.7415 | -240.9147 | 3921.4368 | -90.388 | 1869.0828 | 375.6448 | 2310.4426 | 288.5653 | 387.0492 | 209.9989 | -596.85 | 636.268 | -1282.9838 | -2865.9878 | -66.3077 | -61.7116 | 2842.8203 | -1259.2229 | -2613.9873 | -390.1389 | -102.8576 | 305.4216 | 606.2355 | 2274.6855 | -889.6769 | 507.9977 | 6.6764 | 1701.1351 | 1659.1204 | -781.454 | -2.7006 | 1.0001 | -1701.4828 | -364.0367 | 3934.6809 | 1349.3328 | 4974.9604 | -264.0591 | -1835.5883 | 1690.7925 | -1153.6464 | 743.5634 | -729.6652 | -639.2558 | -334.8766 | -2255.2312 | 210.1043 | -91.9649
2030-02-07 | 14 | -8.4125 | 808.5344 | -50.2177 | -394.3419 | -1904.8834 | -654.7874 | -4949.8994 | -377.6164 | 1178.4379 | -253.6535 | 3926.2437 | -116.1235 | 1747.0796 | 347.5539 | 2288.7786 | 585.4114 | 366.92 | 209.9989 | -574.0535 | 564.7718 | -1288.3611 | -2874.9932 | -101.3198 | -68.489 | 2662.9929 | -1200.9688 | -2670.2869 | -425.255 | -108.6143 | 229.8419 | 584.9669 | 1315.3986 | -896.134 | 219.4502 | 6.5758 | 1790.5548 | 858.7925 | -762.6013 | -2.4247 | 1.0025 | -1461.8422 | -408.2033 | 3827.3682 | 1371.6429 | 4879.1919 | -264.1002 | -1836.8286 | 1981.3948 | -1097.5828 | 623.0697 | -1262.8373 | -84.8245 | -2.6591 | -2201.783 | 210.1043 | -147.6197
2030-02-07 | 15 | -1.584 | 1059.5726 | -47.1008 | -359.7452 | -1716.3073 | -781.8124 | -5056.6147 | -284.9904 | 1326.3643 | -173.7242 | 3922.3789 | 75.892 | 1530.6674 | 440.7896 | 2254.157 | 778.3933 | 349.6838 | 209.9989 | -578.3084 | 553.5757 | -1279.6123 | -3282.8887 | -143.906 | -55.0502 | 2628.7573 | -1133.6603 | -2583.0825 | -445.4964 | -120.6915 | 146.968 | 594.0019 | 481.5495 | -881.6354 | 70.627 | 6.164 | 1660.2877 | 2.4475 | -727.2161 | -2.3508 | -3.201 | -1395.2408 | -447.1335 | 3633.1868 | 1408.1339 | 4718.168 | -265.3669 | -1710.8167 | 2303.676 | -708.3077 | 647.3343 | -1685.9108 | -50.2514 | -3.0572 | -3394.7151 | 210.1043 | -183.7626
2030-02-07 | 16 | -3.2413 | 1401.7871 | -47.7851 | -390.0873 | -1873.8162 | -917.2473 | -4251.4023 | -543.6655 | 1391.9591 | -190.9901 | 3894.4246 | 101.1918 | 1524.7908 | 504.6767 | 2255.5945 | 685.418 | 326.4938 | 209.9989 | -642.8342 | 449.3091 | -1221.0662 | -3486.3528 | -226.2254 | -47.9085 | 2958.1855 | -1316.6067 | -2350.4072 | -486.8306 | -132.7316 | 23.8598 | 743.2566 | 414.1206 | -675.2811 | 34.4312 | 6.7176 | 1921.1854 | 135.2732 | -733.9594 | -2.311 | 1.0014 | -1577.5892 | -722.971 | 3567.6987 | 1423.7548 | 4649.4351 | -264.0678 | -1911.8501 | 2359.2227 | -282.5472 | 556.0848 | -2011.2996 | 1.0069 | -3.4125 | -2072.2927 | 210.1043 | -202.4087
2030-02-07 | 17 | -4.1652 | 1715.96 | -52.2075 | -420.2645 | -1893.5406 | -1180.9037 | -3732.4014 | -867.6626 | 1333.1823 | -236.3284 | 3814.657 | 36.5961 | 1725.6898 | 553.3694 | 2293.5264 | 999.6193 | 320.737 | 209.9989 | -671.7058 | 276.1281 | -1176.2638 | -3572.2683 | -281.0824 | -60.2361 | 3108.3306 | -1570.8761 | -2174.9519 | -553.0623 | -140.9397 | -4.664 | 1143.4926 | 559.3954 | -495.1352 | -2.9793 | 6.3006 | 2376.2271 | 399.845 | -882.8964 | -116.1982 | 1.0009 | -1431.5444 | -854.9172 | 3461.8657 | 1421.3188 | 4382.1147 | -261.3559 | -1989.7922 | 2501.6191 | -328.1462 | 229.2715 | -3155.2798 | 113.2208 | -35.7296 | -739.8932 | 210.1043 | -215.0926
2030-02-07 | 18 | -21.0906 | 1603.5214 | -53.9882 | -437.1242 | -1892.0214 | -1104.3911 | -3104.9795 | -745.0466 | 934.2941 | -323.7255 | 3650.7493 | -4.773 | 1260.91 | 559.2097 | 2319.6401 | 778.5155 | 336.0657 | 209.9989 | -655.6838 | 228.9693 | -1508.6722 | -3564.1865 | -275.1304 | -61.4833 | 3098.4656 | -1585.4906 | -2020.4648 | -504.6207 | -140.2255 | 9.6573 | 1328.6169 | 1053.9041 | -368.7264 | 73.723 | 6.8042 | 2391.5049 | 1124.8455 | -1015.1502 | -250.9739 | 1.0043 | -675.8635 | -736.7283 | 3360.6238 | 1433.6389 | 4109.2451 | -251.9135 | -2000.8182 | 2323.8975 | -951.1535 | 8.1531 | -2699.3149 | 74.8195 | 379.6162 | -635.9301 | 210.1043 | -214.5692
2030-02-07 | 19 | -27.9629 | 1403.6454 | -60.9787 | -449.748 | -1826.134 | -924.8655 | -1850.1587 | -774.9697 | 339.1013 | -358.6924 | 3779.2969 | 109.4225 | 1351.4275 | 546.3749 | 2277.7563 | 828.1094 | 316.3081 | 209.9989 | -677.2994 | 415.0703 | -1607.108 | -3889.5298 | -267.1185 | -45.6974 | 3096.9844 | -1633.5538 | -2227.2002 | -482.9388 | -129.3407 | 13.2784 | 1389.7716 | 1646.8376 | -573.4327 | 221.2353 | 5.3485 | 2023.3896 | 1633.6298 | -564.0006 | -279.8238 | 19.4712 | -1072.0861 | -941.8983 | 4699.3516 | 1426.2535 | 5056.9639 | -79.7563 | -2001.2234 | 3833.4233 | -365.0534 | 443.7375 | -870.065 | 139.7046 | 477.3495 | 534.7281 | 210.1043 | -215.3642
2030-02-07 | 20 | -36.4409 | 620.3691 | -65.6445 | -457.1448 | -1772.8414 | -593.0446 | -2466.8342 | -419.9799 | 699.9112 | -326.438 | 3797.8894 | 119.3465 | 1421.8602 | 529.3621 | 2260.0146 | 872.0209 | 331.9453 | 209.9989 | -764.2933 | 481.5135 | -1600.3745 | -3804.2656 | -84.6101 | -30.8245 | 3475.7729 | -1376.6416 | -2555.8611 | -336.7472 | -97.0999 | 333.1052 | 1064.7317 | 2033.6774 | -929.5772 | 543.2048 | 5.2526 | 1779.5525 | 2590.6516 | -144.9859 | -349.197 | 450.4386 | -1357.2766 | -537.8812 | 5126.2505 | 1543.5635 | 5077.8306 | 281.6118 | -1429.2285 | 2797.166 | -1214.7662 | 787.8239 | 0.97392 | -584.5554 | 220.0976 | 1267.5897 | 210.1043 | -216.8234
2030-02-07 | 21 | -39.4992 | 784.4653 | -71.1695 | -491.8957 | -1723.4447 | -722.9396 | -3039.4255 | -908.539 | 367.7533 | -328.424 | 3874.7954 | 194.9975 | 1887.764 | 519.6757 | 2238.4412 | 814.4423 | 325.0249 | 209.9989 | -686.5422 | 777.3137 | -1586.2579 | -3708.7344 | -88.8394 | -40.1254 | 3107.0178 | -1564.1448 | -2934.677 | -421.753 | -95.6489 | 257.0011 | 1155.2817 | 2099.731 | -976.0226 | 532.9777 | 5.2535 | 1888.9823 | 3065.6565 | 13.5526 | -134.1705 | 450.3071 | -1690.5977 | -548.1509 | 5036.0928 | 1592.8892 | 5064.6353 | 476.5043 | -1172.793 | 2929.7166 | -859.7588 | 957.8108 | -107.3409 | -458.64 | 0.99407 | 1986.8301 | 210.1043 | -269.0234
2030-02-07 | 22 | -21.7281 | 969.6787 | -72.0371 | -515.1193 | -1687.8267 | -987.8211 | -3662.873 | -868.6208 | 413.0522 | -296.5002 | 3844.377 | 170.885 | 1341.3695 | 493.9094 | 2217.8118 | 922.5055 | 315.8937 | 209.9989 | -701.325 | 803.7609 | -1693.4304 | -3951.7305 | -92.9731 | -48.3105 | 3114.9519 | -1622.1444 | -3260.7341 | -480.719 | -102.0089 | 222.6195 | 1095.0699 | 1625.6265 | -988.8865 | 380.7298 | 5.0671 | 2066.4207 | 3069.855 | -470.7777 | -383.7634 | 450.5301 | -1817.1172 | -461.1469 | 4778.8667 | 1484.6245 | 5045.1934 | 78.6758 | -855.9899 | 2878.1941 | -730.8666 | 1027.9675 | -604.3708 | -51.1632 | -80.9371 | 2718.2693 | 210.1043 | -297.89
2030-02-07 | 23 | -22.7417 | 899.4327 | -73.5195 | -515.7098 | -1716.9634 | -1020.0961 | -3333.2871 | -1070.9684 | 689.9381 | -254.8155 | 3807.0588 | 162.9249 | 1931.6387 | 407.1404 | 2151.855 | 1220.7419 | 324.1214 | 209.9989 | -700.7929 | 870.3831 | -1575.6796 | -3672.51 | -65.4215 | -46.8357 | 3125.8938 | -1659.8207 | -3319.7327 | -523.7177 | -93.2313 | 243.8544 | 685.9799 | 1511.9626 | -1033.0009 | 304.7985 | 4.8486 | 2102.7891 | 3388.4873 | -706.3215 | -172.1492 | -3.2131 | -1657.7062 | -326.9879 | 3469.2715 | 1355.9315 | 4439.2295 | -274.8615 | -1369.7142 | 2576.6038 | -910.9532 | 885.5464 | -1069.2015 | -255.3596 | 405.8875 | 4339.4194 | 210.1042 | -198.771
2030-02-07 | 24 | -41.5577 | 747.2847 | -78.883 | -576.6266 | -1776.3094 | -868.4248 | -3302.6289 | -1103.4568 | 995.8763 | -179.6418 | 3796.2214 | -1.1689 | 1482.882 | 280.9913 | 2020.035 | 618.1241 | 576.0464 | 209.9989 | -612.4537 | 664.3716 | -1305.5239 | -3452.0029 | -75.1452 | -84.1798 | 2653.2351 | -2093.4937 | -2873.0906 | -526.7678 | -88.9678 | 288.1481 | 1119.2761 | 2973.8049 | -622.0724 | 760.9543 | 5.1415 | 2617.8972 | 5323.0029 | -753.4923 | -166.3521 | -2.9501 | -1721.2906 | -376.8322 | 3318.7922 | 1367.2604 | 4241.6704 | -286.5881 | -1233.799 | 3013.6096 | -902.8045 | 782.6177 | -1688.6411 | -368.3675 | 277.7708 | 5990.0542 | 210.1043 | -221.833
2030-02-08 | 1 | -34.7518 | 275.8605 | -69.272 | -513.329 | -1799.178 | -588.6301 | -1725.6075 | -1624.9706 | 1278.923 | -176.5336 | 3765.0007 | 92.9872 | 1088.8905 | 0.9997 | 2186.3667 | 11.8703 | 576.4078 | 209.9989 | -624.2134 | 929.5229 | -1442.9629 | -3274.772 | 27.0797 | -84.0125 | 2886.6309 | -1665.7782 | -3419.3269 | -420.4248 | -64.5674 | 357.5677 | 257.4124 | 3339.0906 | -1126.4301 | 906.7655 | 5.53 | 2921.0583 | 5176.5488 | -463.2643 | 129.7785 | 1.0005 | -1492.4458 | 56.4639 | 3451.6536 | 1433.8097 | 4660.7446 | -239.9477 | -277.1614 | 3226.4893 | -117.0753 | 806.7148 | -979.3344 | -1119.4996 | 127.025 | 5839.6611 | 210.1043 | -169.08
2030-02-08 | 2 | -37.9689 | 235.635 | -69.9013 | -489.2712 | -1807.1547 | -562.2521 | -1474.7727 | -1491.1135 | 1239.9937 | -135.2448 | 3777.7937 | 95.3109 | 1030.1421 | -105.7186 | 1952.4 | -725.1447 | 583.1756 | 209.9989 | -608.8856 | 965.5948 | -1466.9504 | -3221.2085 | 36.5837 | -86.2287 | 2812.9819 | -1656.6951 | -3477.5706 | -396.7957 | -63.5592 | 344.8273 | 114.3713 | 3963.2844 | -1203.3796 | 976.8824 | 5.2631 | 2908.3496 | 4932.519 | -347.5674 | 270.6378 | 1 | -1551.816 | 136.3611 | 3377.1514 | 1422.7036 | 4524.9224 | -3.1323 | -277.111 | 3380.4883 | 132.0885 | 838.389 | -976.0556 | -1018.5456 | 93.6817 | 4962.7163 | 210.1043 | -199.8773
2030-02-08 | 3 | -42.4156 | 57.5018 | -70.0601 | -503.3865 | -1798.5581 | -490.9606 | -2350.519 | -1407.9498 | 993.7745 | -116.9695 | 3792.3047 | 94.0325 | 1246.5441 | -141.9944 | 1815.8851 | -1124.2477 | 603.0477 | 209.9989 | -609.6904 | 938.0305 | -1416.6588 | -3374.2354 | 79.4227 | -90.1446 | 2849.0317 | -1753.5739 | -3445.5415 | -396.0282 | -57.7722 | 458.0608 | 114.1116 | 4793.2729 | -1111.2858 | 1108.0045 | 5.2616 | 2994.6726 | 5492.7881 | -344.7795 | 265.7136 | 1.0015 | -1575.4423 | 276.3835 | 3315.0652 | 1360.6493 | 4461.7837 | -3.126 | -277.103 | 3406.8381 | 188.8484 | 916.5322 | -576.8227 | -1316.8313 | 37.1293 | 5293.6055 | 210.1043 | -190.4072
2030-02-08 | 4 | -40.7613 | 62.7868 | -69.0166 | -523.2227 | -1787.6835 | -514.4514 | -2068.6411 | -1527.011 | 764.8942 | -111.3988 | 3782.3691 | 88.7779 | 1283.5132 | -136.5031 | 1719.2513 | -1145.2028 | 597.0426 | 209.9989 | -609.0627 | 1031.7551 | -1432.4301 | -3655.3193 | 102.0748 | -87.9865 | 2740.718 | -1714.0121 | -3726.3416 | -394.4456 | -52.9729 | 472.2172 | -39.6583 | 4754.6431 | -1244.4692 | 1090.2534 | 5.0294 | 2951.7539 | 5483.7256 | -437.7937 | 115.7405 | 1.0009 | -1727.4847 | 303.2449 | 3149.52 | 1316.6772 | 4177.0059 | -2.944 | -277.6082 | 3275.7483 | -74.0838 | 1064.0007 | -278.8472 | -1568.8751 | 1.0206 | 5248.3755 | 210.1043 | -193.8959
2030-02-08 | 5 | -40.8276 | -18.1884 | -67.874 | -504.7652 | -1787.3833 | -474.8959 | -1750.8496 | -1803.1353 | 674.948 | -96.7579 | 3775.5129 | 122.0054 | 1733.2091 | -101.615 | 1716.2947 | -1084.5112 | 582.0659 | 209.9989 | -687.4645 | 1011.3593 | -1489.5487 | -3762.8215 | 100.2343 | -85.8363 | 3143.0605 | -1676.3844 | -3715.3894 | -365.4698 | -51.6339 | 476.641 | -152.8094 | 4686.749 | -1278.7621 | 1108.3909 | 5.266 | 3011.4861 | 5448.4932 | -668.4284 | -54.9676 | -2.6401 | -1792.1442 | 256.0592 | 3037.5703 | 1249.8535 | 4184.7207 | -290.9554 | -277.6311 | 3136.4683 | -327.6097 | 1128.4548 | -243.1114 | -1993.8042 | -69.7329 | 5583.374 | 210.1043 | -159.7844
2030-02-08 | 6 | -35.0026 | -105.8402 | -65.3693 | -473.5065 | -1727.9701 | -363.6604 | -1033.9982 | -1929.1875 | 1.0036 | -74.1836 | 3794.3428 | 162.2857 | 2091.0234 | -42.1333 | 1667.8481 | -698.3496 | 491.2463 | 209.9989 | -639.9869 | 1036.1307 | -1680.1768 | -4187.895 | 70.313 | -87.9319 | 2929.8762 | -1497.1327 | -3855.3423 | -323.0958 | -52.4614 | 409.2883 | -414.1389 | 3926.2876 | -1484.0973 | 1021.9792 | 4.2167 | 2916.5613 | 4921.998 | -892.1419 | -484.0248 | -2.1048 | -1554.5908 | 132.8897 | 2903.9385 | 1165.5898 | 3545.5393 | -292.6847 | -1247.4968 | 2705.6155 | -842.1254 | 931.9435 | -594.3882 | -1617.9729 | 646.8922 | 5010.2651 | 210.1043 | -55.0432
2030-02-08 | 7 | -25.4817 | 391.9064 | -67.3403 | -487.5739 | -1664.6464 | -908.7251 | -3882.7087 | -667.4593 | -993.8201 | -131.4745 | 3827.4768 | 76.9653 | 2130.4729 | 233.8698 | 1790.1443 | 95.488 | 443.5415 | 209.9989 | -626.16 | 636.8597 | -1565.8735 | -4952.3057 | 35.867 | -95.0402 | 2961.5554 | -1806.3229 | -3207.8589 | -508.7224 | -74.335 | 620.4254 | -180.5767 | 2412.6006 | -979.4963 | 628.303 | 4.6213 | 3054.7493 | 3761.0083 | -686.8263 | -376.5711 | -2.0827 | -1691.2111 | -131.9988 | 3919.4219 | 1173.1001 | 4461.7954 | -278.9123 | -992.3736 | 2321.0081 | -1441.8467 | 957.7582 | 0.98067 | -1207.1556 | 414.1542 | 5409.6978 | 210.1042 | -142.7599
2030-02-08 | 8 | -28.6553 | 0.99661 | -70.3867 | -516.8524 | -1612.5486 | -748.9854 | -5050.4131 | -338.8566 | -797.9183 | -140.1787 | 3881.4253 | 92.4597 | 1893.5374 | 440.8493 | 2159.5564 | 203.3905 | 402.4163 | 209.9989 | -727.4442 | 862.4757 | -1566.7758 | -5322.5205 | 137.5625 | -85.7399 | 3322.0991 | -1758.0438 | -3545.0315 | -441.5956 | -53.3004 | 780.8485 | 228.2912 | 2872.2776 | -1148.1327 | 794.3713 | 4.4363 | 2999.7864 | 3868.1504 | -186.0615 | -257.8957 | 374.235 | -2098.9092 | 49.7877 | 4775.9419 | 1232.1444 | 5032.4932 | -3.1426 | -739.3029 | 2818.6458 | -1370.0466 | 1390.6183 | 542.556 | -1585.8325 | -120.7237 | 5988.0605 | 210.1043 | -204.3842
2030-02-08 | 9 | -39.591 | 589.1448 | -71.4172 | -604.4681 | -1645.5886 | -1015.6625 | -6498.1226 | -250.4629 | -444.8428 | -162.817 | 3870.7756 | 51.367 | 1834.4463 | 494.2358 | 2227.9214 | 71.6007 | 330.5205 | 209.9989 | -681.2138 | 720.11 | -1682.9242 | -5105.2124 | 60.5387 | -83.3799 | 3164.1887 | -2115.2788 | -3075.0918 | -598.1073 | -80.8864 | 629.7781 | 560.5266 | 2919.5708 | -601.8882 | 717.9479 | 6.1214 | 3024.5781 | 3726.9229 | -306.9474 | -2.1585 | -3.5095 | -1871.9182 | -87.7095 | 4528.5845 | 1251.819 | 5041.1626 | -2.8929 | -967.2321 | 2296.4829 | -1069.9542 | 1279.9668 | -1046.2665 | -52.7611 | 162.8521 | 7196.8379 | 210.1043 | -285.8741
2030-02-08 | 10 | -8.2403 | 615.6998 | -57.7244 | -508.3928 | -1711.723 | -905.7143 | -6929.8677 | -253.5338 | -3.0917 | -122.1324 | 3863.2705 | 153.7095 | 2000.2382 | 522.5854 | 2225.4995 | -233.0138 | 17.4246 | 209.9989 | -618.8881 | 977.6932 | -1831.9567 | -5404.5601 | 33.2836 | -54.4822 | 2846.1506 | -1432.4974 | -3473.1367 | -545.8231 | -86.0157 | 456.8246 | 146.7136 | 597.5582 | -979.9096 | 320.0872 | 4.7712 | 2217.666 | 993.1674 | 1.0013 | 286.1746 | 1.0009 | -1854.0781 | -70.0268 | 3960.3513 | 1264.8993 | 4850.9595 | -2.891 | -277.2419 | 2228.0242 | -1118.7948 | 1076.9733 | -1758.2836 | -57.2376 | 780.5278 | 6343.9873 | 210.1043 | -180.9432
2030-02-08 | 11 | -2.1161 | 308.8432 | -56.8406 | -498.5664 | -1646.3763 | -929.0261 | -6838.7661 | -88.4961 | 147.9865 | -188.7628 | 3881.8723 | 1.2311 | 2080.8354 | 522.2037 | 2227.3657 | -158.3529 | -103.6742 | 209.9989 | -489.5606 | 986.254 | -1902.863 | -5640.9668 | 15.6211 | -57.2324 | 1849.775 | -1296.1821 | -3301.1758 | -576.2836 | -77.2383 | 383.0691 | 296.9853 | 145.6446 | -865.9663 | 75.4783 | 4.8685 | 2023.4296 | 326.1458 | 0.99969 | 408.4269 | 449.0912 | -1678.7102 | -77.6128 | 4082.5515 | 1246.8416 | 5084.1489 | -2.6722 | -276.7779 | 1954.6993 | -1217.7559 | 986.2286 | -1305.677 | -54.9309 | 709.0577 | 7399.875 | 210.1043 | -160.1324
2030-02-08 | 12 | -0.033095 | 669.5266 | -54.1827 | -504.9423 | -1826.5857 | -1098.5215 | -6890.8506 | -365.6017 | 685.0408 | -196.7168 | 3870.5676 | -14.7569 | 2139.9001 | 526.6675 | 2212.0618 | -62.1946 | -120.8279 | 209.9989 | -592.6938 | 950.9103 | -1790.485 | -4852.292 | -21.8377 | -58.1649 | 3320.9253 | -1633.271 | -2205.3511 | -631.6842 | -93.241 | 374.2383 | 246.3034 | 0.99781 | -715.3478 | 2.6205 | 4.797 | 2770.6785 | 92.9487 | -1.626 | 1.0003 | 430.4813 | -1844.8992 | -165.2646 | 4130.8491 | 1234.6908 | 4992.248 | -255.1874 | -276.6159 | 2081.2898 | -600.215 | 1022.1067 | -650.1144 | -91.1367 | 31.8532 | 7224.21 | 210.1043 | -181.4474
2030-02-08 | 13 | 4.1597 | 609.7621 | -48.2735 | -482.2303 | -1856.4849 | -1022.6499 | -7116.4912 | -186.3564 | 724.8477 | -198.5994 | 3877.7156 | -50.1233 | 2138.0676 | 462.1703 | 2088.2949 | 11.2153 | -170.2543 | 209.9989 | -505.4786 | 1059.0422 | -1837.9568 | -4793.1235 | -28.8513 | -60.6244 | 2761.155 | -1485.5795 | -2331.8704 | -605.9798 | -88.4811 | 291.1809 | 140.9492 | -420.048 | -834.1752 | -108.2277 | 4.4893 | 2393.6672 | -334.4547 | -1.1751 | 84.7439 | 449.579 | -1661.4344 | -99.5614 | 4200.4746 | 1241.9751 | 5089.5205 | -258.5974 | -366.9687 | 2209.3892 | -1028.332 | 949.2334 | -298.5223 | -94.228 | 0.99357 | 6462.9521 | 210.1043 | -140.3891
2030-02-08 | 14 | 3.5781 | 257.7461 | -43.2948 | -441.3823 | -1858.4978 | -782.5563 | -6881.0581 | -377.4893 | 1016.6439 | -189.1085 | 3891.3696 | 1.0008 | 2099.2529 | 319.6591 | 2001.4624 | 17.4794 | -129.6845 | 209.9989 | -453.7656 | 1052.4569 | -1796.4227 | -4837.1733 | 1.0388 | -63.778 | 2437.1243 | -1311.124 | -2355.5808 | -541.498 | -80.2334 | 346.7261 | 22.5937 | 1.001 | -923.2294 | -5.5617 | 3.918 | 2109.4348 | -18.4361 | -109.1095 | 126.5678 | 449.533 | -1646.4225 | 17.3909 | 4147.4521 | 1256.3313 | 5083.377 | -260.1185 | -548.261 | 2234.5281 | -1114.9503 | 993.4865 | -83.3332 | -75.3391 | 1.0155 | 6711.1025 | 210.1043 | -137.7362
2030-02-08 | 15 | 3.8423 | 301.1699 | -37.3579 | -389.8805 | -1842.8149 | -568.048 | -6309.2031 | -762.9987 | 1280.1591 | -191.7682 | 3887.4607 | 0.99886 | 2015.6862 | 420.5066 | 2002.3561 | 92.2744 | 8.9528 | 209.9989 | -483.3174 | 1088.2903 | -1799.8395 | -4704.7046 | 25.8093 | -55.1762 | 2491.0867 | -1064.0482 | -2258.4719 | -453.4875 | -80.7065 | 387.2488 | -103.5612 | 487.5737 | -994.2748 | 145.0085 | 4.5812 | 2250.1741 | 358.4706 | -1.1982 | 42.034 | 449.5687 | -1668.9309 | 124.4105 | 4213.9912 | 1263.8873 | 5079.7954 | -263.5586 | -475.2747 | 2206.896 | -1060.7078 | 1129.2716 | -89.8995 | -531.513 | -523.2335 | 6245.7075 | 210.1042 | -154.6943
2030-02-08 | 16 | -1.3744 | 492.701 | -40.0749 | -401.6179 | -1853.2385 | -745.0164 | -5695.0938 | -896.4835 | 1360.1703 | -154.9969 | 3861.781 | 26.0908 | 1966.1375 | 415.7835 | 1918.4617 | 339.6953 | 197.0332 | 209.9989 | -555.8785 | 586.2156 | -1522.1285 | -3933.9934 | -29.1852 | -86.7703 | 3256.4683 | -1477.1467 | -1264.2358 | -506.728 | -88.6623 | 461.7119 | 216.642 | 1121.8284 | -578.2603 | 211.795 | 4.9383 | 3044.0703 | 962.8259 | -639.4194 | 0.99911 | 335.286 | -1259.4172 | -13.2052 | 3513.8882 | 1208.726 | 4351.1548 | -265.6 | -807.1252 | 2798.4463 | -523.9096 | 619.5228 | -1507.4871 | -597.9579 | -198.8423 | 6367.7607 | 210.1043 | -179.9687
2030-02-08 | 17 | 4.1832 | 757.1865 | -39.8019 | -366.2761 | -1838.4741 | -949.2134 | -4642.1104 | -861.0427 | 1477.522 | -156.4178 | 3842.5132 | 26.7274 | 1881.6884 | 445.3411 | 1983.4022 | 276.8166 | 257.7805 | 209.9989 | -560.2436 | 434.0869 | -1475.8086 | -3681.9434 | -90.0754 | -95.53 | 3331.95 | -1498.037 | -820.2349 | -540.3259 | -98.4608 | 401.2167 | 421.9659 | 840.2189 | -458.382 | 1.1588 | 4.9837 | 3106.6226 | 419.7726 | -594.0767 | 16.3654 | 0.99927 | -1088.4598 | -209.9356 | 3559.105 | 1221.9491 | 4483.666 | -263.6005 | -795.6026 | 2678.2202 | -472.2108 | 350.3639 | -2068.1167 | -292.9583 | -349.6267 | 6016.3203 | 210.1043 | -163.9389
2030-02-08 | 18 | -1.9196 | 824.9099 | -46.5242 | -365.5323 | -1816.7145 | -970.2344 | -4061.0867 | -802.5062 | 1286.4384 | -161.4011 | 3871.282 | 14.1685 | 2098.2029 | 463.3362 | 2030.3209 | 478.9952 | 276.4137 | 209.9989 | -562.4152 | 364.5105 | -1470.8887 | -3661.0256 | -128.5321 | -101.8147 | 3382.2168 | -1571.7521 | -773.9442 | -544.0129 | -105.163 | 356.5726 | 425.8977 | 1077.5143 | -494.5537 | 32.6634 | 4.7711 | 3139.8235 | 566.2712 | -835.0816 | -1.1551 | 0.99967 | -1086.6298 | -363.9333 | 3478.7942 | 1225.5104 | 4294.875 | -256.0744 | -870.1675 | 2628.4927 | -1040.0402 | 253.725 | -2107.179 | -369.2791 | -71.7352 | 5667.0288 | 210.1043 | -83.3794
2030-02-08 | 19 | -14.3511 | 870.8721 | -51.0839 | -388.7658 | -1814.3337 | -953.0206 | -2397.3269 | -194.5434 | 871.7829 | -176.2473 | 3875.6726 | 21.6046 | 2101.842 | 544.1535 | 2269.8062 | 472.0977 | 287.5791 | 209.9989 | -562.6611 | 490.1069 | -1409.1514 | -3338.7488 | -110.9726 | -98.3355 | 3399.158 | -1600.9773 | -821.5776 | -513.3658 | -109.0668 | 382.0689 | 546.9489 | 1459.5022 | -562.9365 | 105.4901 | 4.513 | 3055.0132 | 1114.6526 | -907.2861 | -2.0874 | 0.19808 | -1188.9868 | -390.9788 | 3440.4089 | 1230.2843 | 4301.627 | -251.2544 | -676.2546 | 2452.9241 | -1214.8248 | 487.6938 | -1460.5212 | -466.1893 | 129.955 | 5034.689 | 210.1043 | -193.069
2030-02-08 | 20 | -19.7463 | 1036.5548 | -56.6243 | -411.3814 | -1802.3763 | -894.3553 | -1121.8296 | 57.9876 | 762.4929 | -170.0251 | 3884.6504 | 32.079 | 2105.4331 | 534.7454 | 2270.2361 | 247.9941 | 316.0271 | 209.9989 | -585.3259 | 446.9631 | -1500.3651 | -3029.1665 | -179.2015 | -90.338 | 3474.6697 | -1696.5645 | -683.803 | -498.3309 | -131.8052 | 254.1215 | 747.1641 | 2037.2863 | -466.7 | 165.8063 | 5.5686 | 3076.269 | 1505.5065 | -641.7432 | 1.0023 | 1.0005 | -1108.5353 | -581.2485 | 3675.8379 | 1230.9174 | 4214.146 | -2.8541 | -1067.1992 | 2459.0186 | -1201.6952 | 484.8542 | -1569.7292 | -40.2036 | 475.1719 | 4334.1055 | 0.10427 | -231.7551
2030-02-08 | 21 | -17.584 | 980.7944 | -57.0145 | -393.9053 | -1821.1433 | -816.4046 | -1326.231 | 1.0006 | 773.1639 | -176.8141 | 3860.1987 | 17.0689 | 2098.4678 | 527.7396 | 2263.1997 | 447.9957 | 320.7807 | 209.9989 | -605.6249 | 528.098 | -1386.0825 | -2741.2705 | -138.8217 | -86.0242 | 3566.0105 | -1648.088 | -783.6116 | -501.2009 | -123.0377 | 302.0181 | 581.3632 | 1914.6616 | -642.9561 | 155.8298 | 4.368 | 3037.6633 | 1497.4417 | -744.7114 | 1.0017 | 114.2769 | -1141.8171 | -416.8783 | 3495.7092 | 1243.2664 | 4342.2505 | -259.3895 | -487.5565 | 2672.897 | -932.6519 | 406.7497 | -1407.3167 | -613.5005 | 91.5103 | 3711.2156 | 210.1043 | -189.3441
2030-02-08 | 22 | -19.0443 | 986.4832 | -57.4109 | -388.5677 | -1848.0642 | -870.0375 | -1112.4435 | -2.1764 | 508.4675 | -177.2739 | 3890.3745 | 7.0569 | 2096.4019 | 484.0051 | 2190.9275 | 814.7319 | 410.338 | 209.9989 | -646.555 | 423.6513 | -1508.3127 | -2674.3005 | -161.5036 | -79.6883 | 3723.2393 | -1629.2523 | -613.4268 | -491.5551 | -126.5478 | 263.0629 | 386.7148 | 1992.6416 | -684.9883 | 181.9688 | 4.7382 | 3023.4353 | 1593.3113 | -668.3702 | 0.99987 | 416.2986 | -1159.0078 | -413.194 | 3606.3918 | 1243.8716 | 4380.5435 | -267.0796 | -692.1837 | 2615.063 | -858.0135 | 362.1187 | -1060.9449 | -603.9042 | 198.779 | 3053.4802 | 210.1043 | -85.9359
2030-02-08 | 23 | -25.3424 | 945.2777 | -60.5176 | -393.6739 | -1857.7035 | -816.5027 | -824.636 | -203.8862 | 195.8354 | -178.1626 | 3868.4568 | -4.5122 | 1942.566 | 350.393 | 2039.6427 | 1004.9699 | 546.0625 | 209.9989 | -650.2263 | 621.9666 | -1488.808 | -2349.0476 | -160.8097 | -82.2569 | 3880.6401 | -1662.9496 | -672.1862 | -501.4882 | -126.4513 | 208.202 | 250.7378 | 2454.9714 | -764.7548 | 349.1825 | 4.868 | 3075.3022 | 2217.397 | -463.7224 | 189.4239 | 450.2678 | -1158.8636 | -262.0877 | 3677.4487 | 1264.1129 | 4732.9248 | -274.3103 | -306.7977 | 3022.5344 | -765.194 | 450.4393 | -677.3809 | -552.3274 | 72.4918 | 3285.6731 | 210.1043 | -143.8865
2030-02-08 | 24 | -6.6761 | 1143.7899 | -57.6212 | -369.7152 | -1876.4015 | -915.7018 | -602.3702 | -318.3798 | 1170.9438 | -182.0355 | 3797.7495 | 30.0462 | 1971.5756 | 0.99836 | 2019.9802 | 944.381 | 530.6003 | 209.9989 | -629.2233 | 265.0084 | -1500.2976 | -2644.0474 | -209.6341 | -87.8702 | 3749.0332 | -1525.7804 | -862.1223 | -514.1063 | -135.7145 | 108.9596 | -65.5061 | 1721.9996 | -906.819 | 199.3793 | 4.2927 | 3065.698 | 1524.6882 | -791.1956 | -2.1767 | 337.707 | -1331.2318 | -291.4743 | 3035.7632 | 1221.514 | 4055.9539 | -284.4776 | -943.0685 | 2883.7617 | -798.7632 | 237.2926 | -903.205 | -169.6802 | 798.7486 | 2228.5935 | 210.1043 | -133.7611
2030-02-09 | 1 | -22.8587 | 1159.2499 | -57.7848 | -388.9849 | -1934.7861 | -977.6514 | -1869.5901 | -841.1075 | 1494.6421 | -171.1158 | 3783.2212 | -10.7678 | 1729.272 | -160.4359 | 1784.7682 | 1556.521 | 578.1367 | 209.9989 | -656.7376 | 216.5193 | -1320.9366 | -3409.2834 | -237.0385 | -94.6629 | 3782.7681 | -1657.3319 | -1216.5543 | -536.6578 | -131.0643 | 105.238 | -102.5642 | 1533.9073 | -810.7177 | 215.5319 | 3.9069 | 3123.3901 | 1903.0195 | -583.8387 | 50.0215 | 450.3803 | -1803.0491 | -406.8571 | 3017.9412 | 1247.3652 | 4169.4019 | -294.7607 | -677.8506 | 3094.8235 | -210.7337 | 459.9529 | -1169.0342 | -30.5032 | 414.3623 | 3558.7871 | 210.1043 | -277.2848
2030-02-09 | 2 | -0.75202 | 1235.9795 | -55.4094 | -353.2188 | -1931.1399 | -1204.3683 | -3384.6714 | -1303.2682 | 1413.7477 | -164.0497 | 3773.9004 | -54.0677 | 1571.6749 | -257.27 | 1604.5022 | 1019.5866 | 454.4758 | 209.9989 | -654.2209 | 226.0132 | -1343.4 | -4121.3828 | -190.0137 | -97.6855 | 3769.5283 | -1556.0284 | -1789.1812 | -578.8161 | -120.0124 | 104.0068 | -106.1709 | 72.0416 | -1045.7585 | 26.3532 | 4.2571 | 3132.7588 | 535.2987 | -530.6488 | 51.4425 | 450.3004 | -1877.9509 | -243.3694 | 3059.3958 | 1276.8427 | 4258.5645 | -300.727 | -399.0702 | 3211.6016 | -74.5004 | 578.6714 | -1234.9304 | 183.5825 | 425.9424 | 3832.689 | 210.1043 | -347.7467
2030-02-09 | 3 | -11.1907 | 1035.7469 | -58.0264 | -380.7935 | -1968.2709 | -1040.8694 | -4576.771 | -1082.5139 | 1422.9766 | -176.3221 | 3789.7388 | -95.5233 | 1557.7322 | -321.512 | 1563.3524 | 1091.4321 | 560.5157 | 209.9989 | -615.5826 | 303.4026 | -1270.8802 | -3851.6121 | -128.1947 | -103.5941 | 3569.4436 | -1697.0255 | -1851.4634 | -552.6709 | -111.3185 | 196.827 | -23.0094 | 117.3549 | -1079.4474 | 252.0044 | 4.2414 | 3122.6946 | 1409.5092 | -455.1631 | 191.2652 | 450.1785 | -1945.0588 | -57.0602 | 3132.1436 | 1278.3104 | 4382.1895 | -202.6866 | -276.0954 | 3396.5237 | -246.8886 | 703.5618 | -778.6526 | -79.555 | 216.5714 | 3955.1743 | 210.1043 | -338.3473
2030-02-09 | 4 | -14.4496 | 973.3497 | -61.5859 | -414.6401 | -1931.5731 | -942.036 | -4729.041 | -1276.9839 | 1347.7181 | -168.291 | 3791.7954 | -61.6433 | 1531.3916 | -340.8463 | 1552.7032 | 425.6111 | 221.2563 | 209.9989 | -618.8255 | 313.7181 | -1353.6843 | -3388.5471 | -164.8297 | -100.0418 | 3588.1895 | -1796.9384 | -1976.9863 | -534.9839 | -114.1696 | 125.9346 | -93.023 | 38.1409 | -948.0503 | 221.5345 | 4.5484 | 3095.9307 | 1844.4332 | -529.7986 | 96.3153 | 450.324 | -1949.5032 | -151.0986 | 2989.7449 | 1238.9818 | 4260.543 | -304.1023 | -277.0606 | 3483.613 | -149.1211 | 694.7849 | -922.3505 | 0.99735 | 165.3107 | 4267.2715 | 210.1043 | -349.7925
2030-02-09 | 5 | -23.2702 | 745.7075 | -70.0038 | -496.4642 | -1824.4985 | -1112.5236 | -5938.0186 | -433.9874 | 1205.5913 | -199.9034 | 3813.0522 | -155.0887 | 1628.2399 | -404.7874 | 1490.7415 | 1089.9778 | 307.769 | 209.9989 | -571.4807 | 379.4652 | -1420.8126 | -3671.573 | -129.6102 | -87.5995 | 3311.3567 | -2043.3802 | -1915.7874 | -627.3904 | -107.1146 | 184.247 | 724.0247 | 1.0016 | -704.0476 | 298.2353 | 5.0262 | 2749.7212 | 2783.1313 | -566.3544 | 41.8794 | 450.1754 | -2073.1838 | -124.1622 | 3011.4346 | 1193.5007 | 4224.46 | -304.0273 | -272.4907 | 3368.1228 | -610.6533 | 1074.6333 | -21.9716 | -51.1696 | 1.0106 | 5662.3516 | 210.1043 | -346.9818
2030-02-09 | 6 | -24.406 | 860.6396 | -69.5137 | -537.2581 | -1308.9453 | -1144.1403 | -7403.2705 | 184.6493 | 807.008 | -157.3346 | 3846.1875 | -92.9154 | 1884.2424 | -437.4155 | 1406.2108 | 1095.2747 | 249.5302 | 209.9989 | -622.2416 | 436.0485 | -1470.6721 | -3925.0288 | -116.692 | -63.6798 | 3635.103 | -1884.8163 | -2123.7729 | -646.0078 | -113.9784 | 242.6338 | 1138.371 | -388.6937 | -740.7298 | 341.7504 | 4.5692 | 1856.4357 | 3222.3552 | -647.8737 | -2.2022 | 346.5265 | -2082.9536 | 0.99595 | 3085.0815 | 1193.3092 | 4229.9307 | -301.3269 | -272.5507 | 3144.3372 | -1125.6067 | 1147.4293 | 480.3264 | -53.7395 | -0.74331 | 3794.5466 | 210.1043 | -287.3833
2030-02-09 | 7 | -25.349 | 800.5366 | -73.3505 | -567.2152 | -1195.0446 | -1199.035 | -7817.5806 | 312.7548 | 1.0047 | -119.5919 | 3853.1824 | 1.0002 | 2006.1732 | -369.6794 | 1543.6997 | 676.9417 | 189.3386 | 209.9989 | -634.8008 | 451.0897 | -1632.2811 | -4425.2925 | -111.5581 | -49.2215 | 3775.0503 | -1858.1207 | -2443.6272 | -668.5323 | -107.3423 | 244.2909 | 870.7353 | -665.6037 | -836.986 | 300.1907 | 3.7334 | 1427.2576 | 3335.0962 | -633.6596 | 0.99982 | 449.478 | -2049.5371 | -2.7478 | 3206.0171 | 1213.8553 | 4293.2803 | -297.1081 | -309.6817 | 2715.7095 | -1772.5397 | 989.3036 | 720.3007 | -963.5284 | -0.32673 | 4963.2524 | 210.1043 | -178.6358
2030-02-09 | 8 | -27.0925 | 852.5276 | -78.0248 | -623.7082 | -1376.046 | -1259.5947 | -8064.3848 | 109.3409 | -3.0566 | -152.0143 | 3888.136 | -46.583 | 1795.5354 | -346.5997 | 1631.7552 | 633.5924 | 75.1259 | 209.9989 | -654.2811 | 559.6469 | -1908.1492 | -4917.8931 | -97.4098 | -35.2282 | 3800.3284 | -1943.7737 | -2767.3079 | -697.0452 | -106.2125 | 218.8501 | 1123.5875 | -839.0189 | -913.9467 | 260.4819 | 2.9736 | 1012.923 | 3378.5969 | -491.3288 | 100.8283 | 450.1366 | -1847.288 | 42.347 | 3730.8843 | 1259.9016 | 4536.9077 | -3.7303 | -272.3672 | 2959.9575 | -1438.5131 | 1027.3796 | 526.959 | -540.3399 | 1.0049 | 5853.5967 | 210.1043 | -165.0607
2030-02-09 | 9 | -34.4862 | 1047.837 | -86.124 | -731.2672 | -1364.4806 | -1490.6581 | -9318.3574 | 419.0894 | -3.0292 | -169.3537 | 3885.4446 | -36.6781 | 1935.3721 | -324.2829 | 1763.5554 | 557.6805 | 26.5428 | 209.9989 | -620.195 | 276.4214 | -1911.7461 | -5148.6421 | -148.1177 | -60.3663 | 3682.4148 | -2397.0144 | -2392.238 | -811.9771 | -116.4417 | 278.1261 | 1544.8606 | -351.6643 | -462.1569 | 240.7531 | 2.9911 | 1334.6661 | 4281.6289 | -616.9561 | -2.2157 | 435.9861 | -1698.4436 | -160.1668 | 3772.1243 | 1234.7894 | 4675.4619 | -285.0516 | -272.3264 | 2733.8599 | -1380.4464 | 844.3345 | 187.6417 | -881.0299 | 80.5251 | 7947.855 | 210.1043 | -139.7562
2030-02-09 | 10 | -39.8073 | 678.2152 | -89.6228 | -771.913 | -1279.6121 | -1366.5292 | -9653.6367 | 480.1518 | 1.0033 | -227.9361 | 3888.1064 | -123.9403 | 1946.6395 | -299.9648 | 1933.9044 | 612.237 | -16.8478 | 209.9989 | -654.705 | 220.0923 | -1893.0668 | -5599.6177 | -106.927 | -74.5799 | 3925.2954 | -2471.1077 | -2504.7681 | -764.1574 | -102.4309 | 410.5402 | 1745.5371 | 131.1463 | -491.0106 | 360.5389 | 2.2991 | 1619.9166 | 4990.3213 | -549.3804 | 0.99705 | 449.5449 | -1822.1722 | -118.5348 | 3844.6936 | 1221.4625 | 4688.6655 | -281.5798 | -641.2141 | 2249.438 | -1353.0884 | 925.9843 | 325.8324 | -1137.267 | 109.5483 | 9466.5811 | 210.1043 | -135.1626
2030-02-09 | 11 | -41.1001 | 587.838 | -88.405 | -780.814 | -1254.5781 | -1275.0483 | -9607.082 | 339.3633 | 1.0039 | -236.9084 | 3975.0703 | -136.4605 | 1932.3434 | -293.4583 | 1963.0397 | 676.5618 | -14.0303 | 209.9989 | -668.7205 | 171.0246 | -1839.7273 | -5553.8774 | -104.2705 | -59.5535 | 3978.4355 | -2459.8643 | -2212.2295 | -745.3268 | -98.7732 | 414.1297 | 1874.5496 | 367.0052 | -454.2234 | 364.632 | 2.1516 | 1243.7872 | 5164.9946 | -556.1261 | 79.8756 | 449.5135 | -1807.9922 | -103.4389 | 3945.312 | 1222.4901 | 4846.9678 | -280.7428 | -603.2818 | 2229.907 | -1212.8896 | 979.2765 | -41.4915 | -1210.4252 | 99.8494 | 10199.3701 | 210.1043 | -176.2146
2030-02-09 | 12 | -35.3987 | 552.9195 | -83.5422 | -750.3611 | -1141.9509 | -1304.6641 | -10182.1738 | 791.1714 | 305.5186 | -232.6115 | 3986.7847 | -125.5296 | 1946.5405 | -284.9053 | 2009.4229 | 672.7283 | -59.8079 | 209.9989 | -662.456 | 218.3153 | -1734.3311 | -5825.813 | -94.9468 | -40.4037 | 3961.8362 | -2384.3999 | -2334.1038 | -761.0043 | -95.8414 | 442.3744 | 1962.993 | -61.6033 | -445.2216 | 217.3935 | 1.4085 | 821.3636 | 4284.3589 | -646.9178 | 1.1322 | 449.3014 | -2154.0527 | -159.7708 | 3973.2966 | 1245.335 | 4807.1177 | -281.2379 | -759.4791 | 2046.2917 | -1104.1078 | 1008.6466 | 1.0274 | -1033.0559 | 1.016 | 10795.9941 | 210.1043 | -169.7855
2030-02-09 | 13 | -39.8869 | 538.3705 | -84.6867 | -754.0924 | -1066.3729 | -1307.6758 | -10170.9971 | 1110.202 | 705.8543 | -234.2113 | 3996.5833 | -132.7108 | 2028.9933 | -272.7613 | 2020.7404 | 607.0673 | 17.0339 | 209.9989 | -657.0388 | 61.408 | -1465.8792 | -5714.9131 | -77.9705 | -43.6704 | 3970.636 | -2487.2134 | -2350.6946 | -762.4961 | -92.6668 | 525.1979 | 1966.2788 | 351.8511 | -403.0335 | 284.7914 | 1.4188 | 1105.54 | 4189.5298 | -660.5963 | 46.8017 | 449.6386 | -2304.1245 | -219.6897 | 4243.2627 | 1279.0123 | 5023.2021 | -158.7313 | -546.4437 | 2146.8533 | -1525.8881 | 924.4496 | 1.0081 | -1445.9399 | 0.99573 | 11396.6914 | 210.1043 | -125.5372
2030-02-09 | 14 | -40.4363 | 401.8968 | -82.2462 | -726.1304 | -762.8843 | -1357.7565 | -11116.7598 | 2068.9797 | 612.4592 | -230.6566 | 3714.5989 | -173.0438 | 1562.2236 | -310.7457 | 1888.2761 | 457.0505 | -21.037 | 209.9989 | -605.1406 | -42.3554 | -1273.1569 | -5538.4883 | -7.4941 | -25.3462 | 3763.0574 | -2539.7908 | -2171.2078 | -778.7304 | -84.3847 | 717.462 | 2097.6497 | 458.9995 | -321.8415 | 218.8688 | 0.69485 | 497.9312 | 3875.385 | -583.9085 | 93.4384 | 449.6556 | -2372.3933 | -40.1571 | 4349.0146 | 1363.1466 | 5043.6938 | 0.99613 | -673.4581 | 2178.1074 | -1812.7603 | 950.7592 | 350.7691 | -1887.792 | 0.56958 | 12052.6738 | 210.1043 | -79.8087
2030-02-09 | 15 | -38.0912 | 951.6568 | -80.271 | -625.3781 | -94.4317 | -1826.9415 | -13170.8799 | 3507.1702 | 184.5494 | -233.0951 | 3438.9043 | -194.8494 | 1794.5275 | -377.7268 | 1661.9712 | 525.3331 | 63.1121 | 209.9989 | -574.8517 | -142.4126 | -1034.0614 | -5143.0278 | 5.3207 | -36.258 | 3638.0762 | -2955.1489 | -2035.3911 | -911.3026 | -103.9777 | 858.4387 | 2373.2981 | 238.734 | -102.4123 | 81.4503 | 0.65119 | 807.7021 | 731.0718 | -836.1271 | 126.5848 | 449.5257 | -2364.4907 | 8.0569 | 3658.1289 | 1355.3369 | 4697.2285 | -288.3492 | -1036.7313 | 1673.6903 | -2468.5088 | 883.0018 | 513.0011 | -2835.759 | 82.1674 | 10439.5352 | 210.1043 | 12.0638
2030-02-09 | 16 | -36.6744 | 1148.2987 | -83.1098 | -598.3379 | 0.99698 | -1938.7144 | -13549.3262 | 3868.7646 | 265.8786 | -353.5731 | 3536.8367 | -65.6289 | 1783.2767 | -526.8969 | 1155.7926 | 945.3325 | 107.7452 | 209.9989 | -564.0599 | -163.8706 | -1006.8937 | -5090.9741 | -4.0938 | -37.5568 | 3608.5037 | -2898.4565 | -1981.0699 | -934.8696 | -113.4522 | 866.8824 | 2333.8191 | 2.5169 | -74.97 | 37.8692 | 0.51759 | 860.5087 | -434.0039 | -916.1212 | 285.1516 | 449.4536 | -2313.6838 | 51.6261 | 3529.282 | 1371.1987 | 4700.8633 | -286.9822 | -985.0746 | 1949.7207 | -2355.0195 | 741.3038 | 124.5961 | -3016.7288 | 604.8963 | 8765.2861 | 210.1043 | 86.1662
2030-02-09 | 17 | -36.7759 | 1150.5382 | -78.1089 | -597.3024 | 1.0006 | -1909.4351 | -13322.4961 | 3809.6306 | 42.5379 | -358.5632 | 3780.6111 | -33.9714 | 1885.5118 | -476.5047 | 1326.0364 | 1119.2534 | 116.6839 | 209.9989 | -543.1752 | -148.6884 | -1173.8062 | -5011.4897 | -9.741 | -33.3672 | 3489.5591 | -2910.9041 | -2002.2031 | -930.4853 | -113.8401 | 831.1284 | 2531.9329 | 2.4276 | -73.9404 | 64.5286 | 0.48396 | 856.2994 | -125.4291 | -976.7772 | 148.803 | 449.456 | -2079.6912 | 47.1293 | 3939.856 | 1372.1667 | 4915.1172 | -279.4313 | -1146.6841 | 1935.9252 | -2222.5828 | 687.1618 | 0.9489 | -2908.5122 | 453.9948 | 8456.2598 | 210.1043 | 84.5198
2030-02-09 | 18 | -42.4704 | 843.8822 | -82.235 | -619.1238 | -75.8784 | -1769.3228 | -12674.5029 | 3362.647 | 1.009 | -260.6347 | 3912.7229 | 178.253 | 1898.4692 | -428.3095 | 1398.1584 | 984.0664 | 76.6354 | 209.9989 | -536.6868 | -138.9992 | -1241.2156 | -5279.1406 | -16.8722 | -19.8299 | 3478.834 | -2926.3691 | -2081.0251 | -887.7798 | -101.5479 | 820.2491 | 2650.5242 | 734.5157 | -96.6543 | 191.4698 | 0.47486 | 650.4227 | 1200.2147 | -896.8167 | -33.124 | 449.389 | -2277.3806 | -16.3821 | 4624.959 | 1374.9102 | 5036.1646 | -2.9198 | -1505.5496 | 1674.7462 | -2528.8389 | 880.9141 | 292.4199 | -2670.8186 | 0.7426 | 9818.0742 | 210.1043 | 33.2355
2030-02-09 | 19 | -47.2365 | 391.9405 | -85.721 | -635.8888 | -6.5367 | -1535.1582 | -12052.4307 | 3074.1047 | -3.0485 | -172.623 | 3889.3174 | 95.7141 | 1889.5723 | -319.4243 | 1794.2665 | 588.2302 | 94.4329 | 209.9989 | -508.3981 | 8.8979 | -1383.0858 | -5453.7583 | 30.8976 | -17.7295 | 3301.0127 | -2867.6611 | -1997.8347 | -812.6942 | -88.1392 | 909.6971 | 2652.1448 | 898.7695 | -126.3705 | 308.8176 | 0.57312 | 436.4893 | 3399.6736 | -897.5475 | -47.5527 | 449.3727 | -2036.8313 | 83.0943 | 4690.8481 | 1373.2856 | 5042.6543 | -2.742 | -1480.131 | 1350.0032 | -2821.0105 | 1009.6151 | -85.7034 | -2251.741 | 0.99954 | 11262.6592 | 0.10427 | -85.5393
2030-02-09 | 20 | -49.5989 | 8.1551 | -87.357 | -808.9242 | -432.5996 | -1113.5739 | -10755.3076 | 1808.4772 | -3.0348 | -122.1759 | 3915.4551 | 98.3324 | 1953.3024 | -245.4067 | 1997.0781 | 933.7503 | 36.4438 | 209.9989 | -486.2569 | 256.6182 | -1585.5161 | -5505.8569 | 24.8016 | -7.5078 | 3115.4917 | -2627.7285 | -2551.0039 | -721.7791 | -74.5311 | 794.4336 | 2451.3657 | 2087.6794 | -319.9707 | 457.3537 | 0.6104 | 124.0384 | 6222.1104 | -984.8463 | -171.777 | 449.5282 | -1953.9591 | 141.5384 | 4591.439 | 1359.9443 | 5038.7725 | -185.8757 | -1592.488 | 1421.6793 | -2709.8743 | 1066.964 | 1.0122 | -1765.0403 | -43.1517 | 10735.6494 | 0.10427 | -147.1209
2030-02-09 | 21 | -61.1438 | -335.8515 | -92.2142 | -770.9841 | -1498.0117 | -685.899 | -7771.6216 | -418.6775 | 1.0047 | -142.4119 | 3834.1245 | 32.7503 | 1458.7021 | -229.4566 | 2015.9053 | 994.2552 | 137.3802 | 209.9989 | -488.6097 | 711.7834 | -1704.5474 | -5769.5693 | -16.6508 | -25.3277 | 3039.241 | -2485.3633 | -3159.824 | -574.467 | -67.438 | 504.3333 | 1804.7234 | 3039.3784 | -730.2471 | 835.6835 | 0.53409 | 698.3072 | 7392.0479 | -922.4651 | -2.0839 | 449.4054 | -2000.2749 | 114.0466 | 4545.5493 | 1424.7622 | 5020.2642 | -9.2318 | -1242.7141 | 1686.5344 | -2148.5808 | 1098.5044 | -237.5419 | -987.5153 | -201.8123 | 9674.5117 | 210.1043 | -194.5361
2030-02-09 | 22 | -59.668 | -246.4206 | -91.5066 | -718.5077 | -1536.1141 | -630.6083 | -7690.7412 | -600.2038 | 268.4542 | -139.3381 | 3832.8271 | 31.7439 | 969.3336 | -263.3169 | 1917.7067 | 1106.1566 | 153.8013 | 209.9989 | -454.8593 | 665.4797 | -1757.1392 | -5803.4658 | -37.9998 | -34.881 | 2555.0222 | -2407.6069 | -2867.73 | -536.0214 | -68.0525 | 425.4595 | 1765.2666 | 2742.9641 | -731.3638 | 900.8372 | 1.3211 | 663.7449 | 7400.5381 | -792.5343 | -2.1321 | 449.4898 | -1882.7396 | 84.9605 | 4561.29 | 1481.9924 | 5041.7227 | 27.6954 | -956.9097 | 1862.2972 | -1793.3606 | 1065.7368 | -37.2232 | -918.9413 | 0.99395 | 9253.9131 | 210.1043 | -178.9924
2030-02-09 | 23 | -54.5845 | -278.4913 | -90.758 | -699.7499 | -1456.873 | -750.6591 | -7904.0698 | -550.4156 | -185.3411 | -203.9555 | 3799.2507 | -77.3501 | 782.1215 | -202.7441 | 2042.1156 | 769.5995 | 139.0325 | 209.9989 | -451.8395 | 609.2612 | -1570.7733 | -5405.5073 | -60.4692 | 6.8794 | 2529.3618 | -2413.5859 | -2345.7085 | -581.2344 | -64.9297 | 387.4083 | 1831.0883 | 1727.002 | -620.8784 | 765.1395 | 1.812 | 276.4774 | 6776.7505 | -798.3472 | -3.4115 | 449.5426 | -2003.2134 | 1.0007 | 4559.1309 | 1522.6693 | 5037.8721 | 119.5677 | -692.9019 | 2238.9146 | -1501.4326 | 1021.8357 | -86.5472 | -1056.3044 | 1.012 | 11537.8613 | 210.1043 | -148.291
2030-02-09 | 24 | -44.4549 | 0.98845 | -85.5735 | -680.5621 | -1022.1364 | -1053.3793 | -9247.2363 | 216.6787 | 1.0036 | -127.2245 | 3793.7532 | -7.7118 | 1554.5248 | -320.8772 | 1734.3081 | 1097.4928 | 11.7206 | 209.9989 | -403.0874 | 593.3676 | -1358.9081 | -5140.5669 | -27.112 | -0.36818 | 2223.0198 | -2342.7559 | -2185.2527 | -673.4422 | -68.55 | 478.685 | 1808.5304 | 338.4897 | -761.2634 | 508.9508 | 0.65408 | -43.069 | 4898.3784 | -916.4067 | -2.0977 | 449.331 | -2159.6125 | 60.6344 | 4222.5791 | 1423.5176 | 4999.5464 | -219.5445 | -699.2305 | 1426.3374 | -2169.1797 | 1034.098 | 373.371 | -1554.5474 | 0.99319 | 13895.4844 | 210.1043 | -139.2457
2030-02-10 | 1 | -38.6752 | 676.8848 | -83.9111 | -616.5921 | -541.1134 | -1637.723 | -11916.8848 | 1884.5975 | 997.6379 | -158.4595 | 3702.3601 | -169.8275 | 2118.2458 | -401.1641 | 1426.9471 | 1171.2609 | 53.0312 | 209.9989 | -451.6055 | 144.9335 | -1121.104 | -4864.3184 | -33.0542 | 5.7103 | 2692.2878 | -2293.1313 | -1916.7736 | -836.7617 | -86.8056 | 659.3843 | 1849.703 | 1.0019 | -587.0884 | 123.3104 | 0.71366 | -181.22 | 292.3758 | -441.6519 | 180.8081 | 449.3329 | -2313.8618 | 81.6657 | 3684.9934 | 1512.8842 | 4771.4536 | -90.3107 | -272.1893 | 2021.3666 | -1369.6489 | 919.0508 | 167.1273 | -2319.7808 | 219.8854 | 12747.5391 | 210.1043 | -3.788
2030-02-10 | 2 | -34.4362 | 893.9143 | -79.9184 | -401.8452 | -195.0852 | -1789.0782 | -12665.7773 | 2570.7532 | 1235.1704 | -247.1164 | 3654.7603 | -110.1378 | 2071.6418 | -580.1348 | 815.4684 | 1462.5092 | 170.175 | 209.9989 | -445.437 | 215.7882 | -906.0195 | -4332.7441 | -25.4993 | 1.5668 | 2663.5305 | -2133.6646 | -2068.2878 | -824.8256 | -105.8384 | 655.8224 | 1485.3273 | 3.7914 | -791.9061 | 40.2838 | 0.61695 | -133.8024 | -1638.7904 | -110.4729 | 596.0949 | 1.0012 | -2662.269 | 111.9754 | 3423.5891 | 1491.2787 | 4924.0967 | -2.6819 | -272.0368 | 2202.7607 | -1359.7982 | 955.3238 | 553.0014 | -2774.4419 | 620.7478 | 8765.9336 | 210.1042 | 39.7887
2030-02-10 | 3 | -31.1117 | 791.2452 | -78.7278 | -357.5996 | -98.5782 | -1746.0726 | -13022.0244 | 2822.4927 | 1248.2736 | -82.6391 | 3718.741 | -59.5507 | 2100.2703 | -582.1641 | 792.6066 | 1209.6227 | 183.8081 | 209.9989 | -491.9489 | 277.1053 | -755.5561 | -3945.0916 | 7.0081 | -8.66 | 3170.5803 | -1981.7058 | -2119.3079 | -789.0519 | -104.9285 | 704.9794 | 1213.0178 | 0.99496 | -991.4315 | 88.8557 | 0.66185 | -226.2779 | -1998.9797 | -193.5144 | 177.6023 | 449.2572 | -2753.7646 | 213.1585 | 2778.929 | 1380.3363 | 4217.1206 | -304.4166 | -492.8129 | 5476.9058 | 335.048 | 1037.0908 | 943.8925 | -3138.0735 | 650.4387 | 5526.1431 | 210.1043 | 39.1925
2030-02-10 | 4 | -35.4279 | 585.6489 | -80.0713 | -376.3333 | -47.2337 | -1646.2032 | -12887.0312 | 2885.7712 | 1035.3066 | -115.3907 | 3485.5168 | -167.763 | 2144.2368 | -618.5098 | 664.6624 | 1434.4047 | 110.8171 | 209.9989 | -475.7288 | 253.062 | -645.3509 | -3514.8596 | 64.0793 | -13.6251 | 3217.3762 | -1976.9084 | -1930.3977 | -761.0948 | -95.8294 | 843.4999 | 979.2786 | 4.383 | -1012.1789 | 202.1585 | 0.63109 | -205.2595 | -992.4294 | -109.0187 | 446.4678 | 1.0014 | -2776.7017 | 350.9912 | 3215.5896 | 1425.3701 | 4634.7822 | -2.4469 | -271.7511 | 2012.0453 | -1686.3264 | 1120.9862 | 847.2827 | -2415.6941 | 333.0486 | 5116.9351 | 210.1043 | -5.6791
2030-02-10 | 5 | -34.3432 | 497.1941 | -80.518 | -383.4037 | -5.0133 | -1652.075 | -12871.9434 | 2907.2681 | 647.1094 | -110.057 | 3688.8044 | -152.4619 | 2140.8921 | -620.0997 | 650.2482 | 1381.856 | 94.5123 | 209.9989 | -221.3462 | 124.2645 | -591.2813 | -3253.8831 | 80.2372 | -34.5295 | 2076.5051 | -1966.7942 | -1579.2991 | -762.7955 | -90.3666 | 915.9327 | 1123.3267 | 1.0114 | -993.9292 | 213.507 | 0.62748 | -165.6822 | -823.6729 | -89.9656 | 420.8664 | 1.0022 | -2745.9041 | 369.9068 | 3192.8811 | 1413.8676 | 4583.4839 | -2.5499 | -271.9722 | 2076.0972 | -1698.5521 | 1082.78 | 1031.0566 | -2742.0537 | 421.052 | 6604.9644 | 210.1043 | 0.95793
2030-02-10 | 6 | -36.1247 | 424.9434 | -81.8952 | -374.3388 | 58.9109 | -1638.9237 | -12888.7793 | 2885.4407 | -354.6143 | -122.2562 | 3689.0168 | -194.9665 | 2041.7675 | -606.2651 | 712.8098 | 1549.5271 | 113.1124 | 209.9989 | -207.9626 | 116.0177 | -653.3768 | -3262.6492 | 77.5782 | -32.4114 | 1991.464 | -2004.8463 | -1459.1532 | -754.3176 | -87.9717 | 919.6717 | 1230.4548 | 3.0953 | -933.7869 | 269.2496 | 0.67437 | -219.8746 | -1371.9253 | -128.6507 | 241.3519 | 313.3477 | -2768.4373 | 396.1678 | 3144.5181 | 1373.142 | 4307.7139 | -2.4937 | -272.3185 | 1716.0714 | -2308.9004 | 1122.0259 | 979.3702 | -3097.5891 | 239.8533 | 7283.4561 | 210.1043 | 14.2299
2030-02-10 | 7 | -36.7245 | 373.8383 | -83.771 | -378.6485 | -7.0364 | -1570.2375 | -12542.3428 | 2338.6191 | -165.2889 | -199.8562 | 3680.4194 | -72.6359 | 2004.9014 | -575.197 | 759.7281 | 1468.2941 | 142.7638 | 209.9989 | -371.7671 | 275.3643 | -926.8389 | -3235.8438 | 71.8996 | -4.101 | 2506.9919 | -1971.6132 | -1617.6816 | -730.8958 | -86.178 | 797.3093 | 1358.6085 | 2.8804 | -993.304 | 328.7203 | 0.63122 | -384.5212 | -1168.6967 | -378.3936 | 183.6879 | 449.404 | -2485.4216 | 377.1278 | 2872.4849 | 1279.87 | 4246.8638 | -299.1219 | -272.4272 | 1638.146 | -2696.6121 | 1086.4022 | 251.8484 | -3605.885 | 288.0046 | 6878.1343 | 210.1043 | -47.1554
2030-02-10 | 8 | -40.393 | 244.0026 | -86.8836 | -391.8485 | -78.7816 | -1435.8132 | -12314.7305 | 1934.2893 | -1044.2073 | -325.6475 | 3717.5764 | -12.7956 | 1992.8528 | -546.4886 | 861.7469 | 1296.0747 | 86.7565 | 209.9989 | -335.515 | 438.7468 | -1008.9425 | -2676.656 | 101.4118 | -2.3689 | 2169.0005 | -1902.8822 | -1705.9866 | -685.629 | -79.9208 | 782.0974 | 1423.2458 | 73.7784 | -1123.443 | 434.8925 | 0.40377 | -570.9688 | 19.0726 | -213.6358 | 613.783 | 449.8731 | -2622.594 | 431.0174 | 3183.104 | 1332.1085 | 4615.0444 | 1.0004 | -272.3951 | 2792.4885 | -1711.7682 | 1223.5216 | 0.94613 | -4054.8953 | 1.0059 | 5688.2603 | 210.1043 | 11.4258
2030-02-10 | 9 | -50.2603 | -137.6773 | -81.5567 | -584.9366 | -392.8007 | -1147.7866 | -11546.1426 | 1266.7125 | -1698.1948 | -315.6557 | 3723.6489 | -14.7312 | 1504.7114 | -508.1459 | 1012.9668 | 1058.7456 | 140.8692 | 209.9989 | -256.5871 | 292.1667 | -991.4764 | -2229.8274 | 80.3012 | -15.8298 | 1773.7034 | -2136.937 | -1444.6449 | -659.2078 | -59.7182 | 830.7607 | 1761.0806 | 1319.4413 | -908.9628 | 745.9072 | 0.41438 | -497.0771 | 3803.6821 | -328.894 | 253.3463 | 450.1015 | -2597.6956 | 199.673 | 3939.5654 | 1313.6809 | 4924.0532 | -3.7738 | -276.4563 | 2768.1226 | -1619.8984 | 1178.6208 | 305.1132 | -3292.1172 | -486.2699 | 6723.0322 | 210.1043 | -32.375
2030-02-10 | 10 | -58.8834 | -249.712 | -85.5522 | -631.6572 | -407.2768 | -1117.1912 | -11067.7861 | 1116.1058 | -1735.5244 | -262.459 | 3740.126 | -96.5912 | 2123.897 | -477.5797 | 1185.8113 | 1365.9458 | 157.9495 | 209.9989 | -231.6999 | 227.5506 | -943.8016 | -1789.0796 | 80.6592 | -16.8516 | 1676.4009 | -2289.425 | -1414.0922 | -665.2911 | -56.822 | 883.3522 | 1951.1232 | 2088.5784 | -782.4243 | 847.9595 | 0.66339 | -576.3586 | 5447.3774 | -475.6981 | 106.0039 | 449.6508 | -2623.1494 | 109.1258 | 4106.2324 | 1249.361 | 4999.0239 | -167.4491 | -534.9927 | 1733.6249 | -2622.7229 | 1128.582 | 0.97204 | -2700.3245 | -298.3626 | 8021.2124 | 210.1043 | -81.6514
2030-02-10 | 11 | -64.3697 | -346.2194 | -89.0495 | -661.4268 | -456.6082 | -1109.4877 | -11132.3477 | 1088.5311 | -1319.9344 | -348.6927 | 3745.6301 | -16.8541 | 2133.949 | -509.3462 | 1090.9792 | 1366.6971 | 159.7104 | 209.9989 | -233.0872 | 320.6676 | -921.5087 | -1463.7676 | 118.5045 | -10.1664 | 1728.4034 | -2331.2507 | -1644.4915 | -668.3443 | -47.6312 | 922.1141 | 1999.2917 | 2414.0662 | -809.0721 | 901.5986 | 0.61154 | -701.1003 | 6474.064 | -465.6784 | 1.007 | 449.4592 | -2628.0398 | 199.8523 | 4157.1743 | 1232.806 | 5010.0415 | -284.8077 | -476.5995 | 1173.7928 | -3120.0107 | 1165.8602 | -84.6015 | -2643.8242 | -309.279 | 9821.1494 | 210.1043 | -74.3082
2030-02-10 | 12 | -56.676 | -82.6238 | -82.7814 | -634.9427 | -534.7114 | -1233.8931 | -11063.0254 | 1292.8291 | -1102.4978 | -348.6303 | 3785.5554 | 1.0013 | 2140.7886 | -515.0323 | 1103.7926 | 1400.1771 | 130.1428 | 209.9989 | -244.3332 | 260.7779 | -978.2549 | -1696.7816 | 43.7244 | -4.887 | 1712.5648 | -2338.7966 | -1839.6497 | -709.696 | -55.8283 | 798 | 2121.0171 | 1860.9468 | -766.0716 | 753.9617 | 0.58205 | -730.0914 | 5108.7505 | -1.3734 | 0.99956 | 449.397 | -2570.2725 | 11.8594 | 4443.2969 | 1250.996 | 5023.9375 | -49.7647 | -364.1168 | 986.18 | -3189.5449 | 1012.3643 | -83.7746 | -2291.2656 | -143.6848 | 9979.4873 | 210.1043 | -23.5807
2030-02-10 | 13 | -46.1497 | 414.0456 | -87.0675 | -594.1294 | -457.3772 | -1494.0795 | -11331.1982 | 1685.0404 | -807.7516 | -347.2603 | 3832.698 | 4.3455 | 2137.9553 | -515.9733 | 1102.8588 | 1330.8473 | 88.4086 | 209.9989 | -269.6176 | 245.7261 | -1208.849 | -3458.9058 | -11.7192 | -5.7972 | 1633.3008 | -2296.9509 | -2301.5532 | -776.7198 | -77.4906 | 669.9866 | 2039.5786 | 739.5544 | -757.0137 | 446.7603 | 0.53841 | -20.0139 | 2284.5054 | -197.0668 | 0.99912 | 449.3949 | -2497.5498 | -5.593 | 4211.8188 | 1244.8732 | 5026.8638 | -283.3863 | -363.2706 | 1312.2825 | -3199.4175 | 1040.3485 | -82.993 | -2299.6436 | -103.9651 | 9168.1025 | 210.1043 | 34.9896
2030-02-10 | 14 | -48.3292 | 551.847 | -86.4033 | -608.8922 | -610.6719 | -1469.4703 | -10391.7275 | 1478.87 | -353.0562 | -344.153 | 3856.28 | 7.04 | 2132.5691 | -520.6511 | 1091.1742 | 1312.307 | 92.7122 | 209.9989 | -303.1295 | 209.7635 | -1270.6891 | -4270.4155 | -69.8145 | -8.2249 | 1762.8357 | -2345.7048 | -1993.4121 | -777.0065 | -85.337 | 552.9029 | 2106.4832 | 1028.2788 | -662.4156 | 475.4153 | 0.53531 | 51.8262 | 3098.8926 | -419.5625 | 21.1394 | 449.444 | -2328.0137 | -156.9916 | 4154.4336 | 1222.3214 | 5024.5298 | -284.0632 | -364.5841 | 1359.5154 | -2667.3237 | 887.4546 | -63.4431 | -1593.5138 | -49.4797 | 8637.0518 | 210.1043 | -38.2071
2030-02-10 | 15 | -53.5549 | 404.5797 | -85.843 | -615.6516 | -595.3244 | -1357.8384 | -10035.3047 | 1707.5984 | -2.9677 | -334.2093 | 3844.7866 | -7.7424 | 2069.387 | -553.709 | 1004.8571 | 1336.2621 | 96.091 | 209.9989 | -270.5402 | 162.9479 | -1179.475 | -4291.5503 | -30.0192 | -18.3126 | 1580.7864 | -2330.6667 | -1644.1569 | -742.8387 | -79.6211 | 645.3894 | 1971.9537 | 1301.1576 | -720.5831 | 605.6947 | 0.5396 | 100.6582 | 4298.0405 | -510.4589 | -2.0564 | 449.4252 | -2287.749 | -16.8536 | 4156.8237 | 1258.166 | 5019.0659 | -259.6123 | -576.7638 | 1580.6853 | -2809.363 | 922.912 | -80.8734 | -1931.9996 | -148.88 | 8799.0449 | 0.10427 | -15.7853
2030-02-10 | 16 | -48.6294 | 541.0637 | -82.9559 | -606.9539 | -664.8924 | -1428.1058 | -9919.5654 | 1722.9595 | -3.0227 | -342.0057 | 3763.9941 | -28.4726 | 1998.2046 | -545.5153 | 1040.5433 | 1328.3353 | 95.3604 | 209.9989 | -259.2493 | 196.8813 | -1178.2317 | -3857.8918 | -36.7114 | -14.2808 | 1537.1599 | -2352.9685 | -1967.5704 | -763.2381 | -85.0732 | 635.9184 | 2082.2014 | 777.0551 | -723.4642 | 534.319 | 0.53312 | 86.4575 | 3645.9307 | -316.6824 | 1.0026 | 449.3885 | -2294.6934 | -20.7904 | 4159.5688 | 1271.34 | 5028.0942 | -251.9274 | -375.651 | 1337.5209 | -3305.6421 | 938.9689 | 0.93722 | -1849.2231 | -167.5267 | 10367.0918 | 0.10427 | 1.0011
2030-02-10 | 17 | -35.9254 | 1059.1833 | -67.507 | -594.405 | -226.0644 | -1699.8235 | -11481.626 | 2832.2153 | -94.1816 | -334.1935 | 3753.5029 | 37.8573 | 1948.5076 | -496.023 | 1193.4819 | 1333.0586 | 57.6619 | 209.9989 | -253.6168 | -14.881 | -1190.6522 | -4394.3066 | -114.2333 | -21.4654 | 1577.8712 | -2689.3474 | -1989.5311 | -886.4048 | -113.6082 | 625.344 | 2544.8916 | 520.9885 | -302.296 | 248.9472 | 0.51907 | 303.361 | 1882.1669 | -1.0525 | 1.0075 | 449.419 | -2216.3699 | -260.0579 | 4359.1636 | 1271.0311 | 5031.728 | -111.6661 | -480.9286 | 1792.9966 | -3180.8547 | 784.1215 | 1.0047 | -2168.2312 | 0.61661 | 10027.5508 | 0.10427 | -14.9892
2030-02-10 | 18 | -36.5468 | 1395.8203 | -81.1182 | -584.5992 | 179.5488 | -2007.408 | -12961.1484 | 3698.9763 | -1193.713 | -307.2793 | 3755.9434 | 180.3164 | 1893.7372 | -387.1486 | 1503.897 | 1275.54 | 111.274 | 209.9989 | -245.4957 | -153.5383 | -1244.3374 | -4765.3159 | -166.1352 | -48.0271 | 1558.9792 | -2900.0107 | -2008.5531 | -963.3902 | -130.225 | 633.9069 | 2729.3362 | 2.4218 | -128.4352 | 13.5829 | 0.51394 | 392.4734 | -177.7862 | 0.99336 | 210.2091 | 449.2504 | -2231.2593 | -387.3536 | 4270.9868 | 1296.1042 | 5021.376 | -2.8075 | -272.3595 | 2336.104 | -2991.741 | 710.6675 | 0.96035 | -2551.7583 | 48.0952 | 8669.333 | 0.10427 | -36.8961
2030-02-10 | 19 | -31.8728 | 699.0512 | -76.0791 | -532.6895 | 395.3312 | -1667.3512 | -13884.9121 | 4339.6128 | -2144.1228 | -273.769 | 3734.6082 | 162.6651 | 1789.3253 | -375.5346 | 1541.8597 | 1352.1587 | 105.5115 | 209.9989 | -228.0876 | -221.7421 | -1460.4244 | -4835.1479 | -52.6686 | -48.0453 | 1572.67 | -2379.7983 | -1793.0947 | -863.39 | -116.8621 | 922.6422 | 2804.9883 | 269.1256 | -112.1609 | 36.2253 | 0.49686 | 512.6365 | -87.672 | 144.1194 | 179.3409 | 449.3106 | -1938.6135 | 0.9993 | 4248.4736 | 1179.6085 | 4910.5049 | -2.6925 | -276.4861 | 2138.165 | -2766.9934 | 929.4541 | 732.8941 | -2944.1934 | -90.0394 | 9607.3291 | 0.10427 | -32.8582
2030-02-10 | 20 | -32.2414 | 259.8819 | -72.3184 | -556.2264 | 319.2259 | -1453.3622 | -13698.793 | 3767.8086 | -2906.2651 | -322.1885 | 3791.1902 | 195.002 | 1762.3641 | -312.2002 | 1760.3586 | 1213.1266 | 29.4261 | 209.9989 | -303.265 | -138.0082 | -1421.0365 | -5023.394 | 18.3754 | -35.344 | 2032.9546 | -2281.4287 | -1680.0153 | -808.7072 | -97.5291 | 1038.9056 | 2751.7798 | 625.2446 | -142.7533 | 91.751 | 0.47788 | 575.6943 | 1264.7477 | 362.0534 | 284.0063 | 340.8768 | -2066.4219 | 77.7968 | 4230.6577 | 1320.0643 | 5028.1631 | -3.1858 | -277.7565 | 2129.7126 | -2204.626 | 1097.2308 | 737.5557 | -3324.7458 | -619.1088 | 10890.2998 | 0.10427 | -61.1642
2030-02-10 | 21 | -39.7068 | 0.99041 | -75.1033 | -570.6509 | -32.9281 | -1271.906 | -12992.6016 | 2603.4441 | -3083.2593 | -272.7592 | 3808.0444 | 194.9997 | 1869.6498 | -293.0815 | 1802.8741 | 1053.8821 | 68.2139 | 209.9989 | -391.7342 | -82.944 | -1495.5564 | -5647.0059 | 27.4832 | -28.9287 | 2518.1055 | -2275.8826 | -1760.1388 | -761.6402 | -89.0179 | 1007.7914 | 2722.3491 | 1007.1857 | -113.738 | 276.9654 | 0.5018 | 753.2378 | 2361.6313 | 0.99828 | 243.2637 | 264.2746 | -2129.1409 | 88.108 | 4005.5186 | 1302.6689 | 4823.6499 | -3.3233 | -278.006 | 2346.0957 | -1890.7212 | 1181.0812 | 747.7498 | -3305.3223 | -1003.5847 | 13281.3789 | 0.10427 | -124.3946
2030-02-10 | 22 | -38.8116 | -106.0829 | -72.6074 | -554.0408 | -231.8287 | -1232.9399 | -12773.7217 | 2234.0764 | -2856.9944 | -204.5846 | 3814.8303 | 159.3162 | 1933.746 | -293.6182 | 1823.8414 | 885.8577 | 98.0897 | 209.9989 | -413.3434 | -43.3912 | -1517.8387 | -5871.3945 | 20.8688 | -30.8074 | 2499.9661 | -2197.4385 | -1751.2341 | -751.1207 | -82.8061 | 957.1512 | 2698.7241 | 1219.37 | -74.7138 | 296.1897 | 0.55203 | 920.8666 | 1924.6282 | 0.99868 | 420.6211 | 1.0009 | -2069.4719 | 74.3177 | 3969.4551 | 1233.3701 | 4882.1802 | -3.0461 | -277.1126 | 2475.3269 | -1548.4482 | 1165.5996 | 816.9229 | -3076.5286 | -585.7347 | 14419.5703 | 210.1043 | -84.1652
2030-02-10 | 23 | -29.033 | 34.2145 | -69.8324 | -496.7494 | -248.9541 | -1357.8228 | -13466.3438 | 2672.6748 | -2240.428 | -122.2167 | 3792.5881 | 95.0506 | 2090.5627 | -285.1262 | 1883.4807 | 931.5412 | 121.4394 | 209.9989 | -330.5663 | -98.1848 | -1279.8031 | -5415.2412 | -30.1836 | -32.6693 | 1871.4604 | -2260.4548 | -1555.1641 | -779.7909 | -88.4394 | 897.2296 | 2743.9685 | 2.3814 | -17.2455 | 76.2206 | 0.62469 | 685.9747 | 180.7468 | -419.3801 | 1.0035 | 306.7615 | -2111.8994 | -87.1833 | 3781.1802 | 1158.1819 | 4663.5273 | -281.3708 | -273.7295 | 2734.6875 | -2075.6221 | 1034.6171 | 445.3067 | -2619.2422 | -216.5104 | 13259.7324 | 210.1043 | -102.5619
2030-02-10 | 24 | -27.2898 | 407.6223 | -68.1324 | -497.3919 | -124.3828 | -1562.5968 | -13436.0723 | 2844.4717 | -1877.1953 | -209.843 | 3821.6738 | 172.659 | 2137.2795 | -389.352 | 1532.1151 | 1200.4733 | 128.7233 | 209.9989 | -321.4199 | -156.8489 | -1212.1978 | -5196.0151 | -63.7082 | -39.9903 | 1858.9556 | -2444.8909 | -1475.6447 | -851.1702 | -96.2565 | 829.6337 | 2654.5496 | 2.0823 | -10.4025 | -1.2761 | 0.5253 | 870.6657 | -840.4921 | -250.1676 | 0.98244 | 302.4362 | -1977.7389 | -200.0758 | 3413.2529 | 1149.2626 | 4451.3608 | -290.3657 | -272.4269 | 2429.0759 | -2525.3459 | 856.2781 | 220.0835 | -2745.8184 | 304.5935 | 13462.1475 | 210.1043 | 2.0995
2030-02-11 | 1 | -21.6734 | 453.4605 | -62.2391 | -447.4473 | 125.1286 | -1652.4623 | -14632.9863 | 3937.3606 | -858.2624 | -132.5925 | 3752.8662 | -48.9286 | 1758.5808 | -379.4008 | 1605.084 | 980.861 | 217.1169 | 209.9989 | -254.9881 | -378.2792 | -1024.2997 | -5819.3687 | -34.8273 | -75.0785 | 842.2488 | -2314.0835 | -1061.8569 | -846.0107 | -102.9248 | 983.0402 | 2786.8989 | 3.395 | 144.2371 | -33.6448 | 0.58129 | 1216.0679 | -720.5144 | -485.3062 | 58.2444 | 0.999 | -1964.4305 | -165.3407 | 2981.1572 | 1160.7286 | 3874.384 | -2.6288 | -277.3029 | 2781.0474 | -1843.7286 | 729.2761 | -87.2583 | -3079.2393 | 610.3234 | 10611.7705 | 210.1043 | -29.5318
2030-02-11 | 2 | -18.4707 | 703.5389 | -60.713 | -427.6685 | 313.6352 | -1718.1969 | -14530.3311 | 4261.2188 | -929.0153 | -148.7249 | 3765.5664 | -90.6682 | 1586.402 | -374.1272 | 1639.2109 | 1033.7003 | 248.1746 | 209.9989 | -265.6151 | -423.5105 | -1040.4824 | -5824.4551 | -70.074 | -78.9691 | 892.578 | -2250.5493 | -1133.4512 | -863.192 | -117.1417 | 928.6578 | 2726.3757 | 1.0004 | 174.6301 | -94.5259 | 0.59838 | 1307.0839 | -628.2092 | -558.5448 | 137.6738 | 1.0021 | -1876.3632 | -233.1591 | 2902.1104 | 1185.0958 | 3936.9631 | -37.2024 | -277.0588 | 3026.9031 | -1559.6938 | 633.8701 | -0.35075 | -3057.4358 | 652.1199 | 7709.5093 | 210.1043 | -20.7149
2030-02-11 | 3 | -24.7389 | 540.6257 | -66.1771 | -595.6057 | 172.7144 | -1684.049 | -13653.9854 | 3846.0293 | -1026.7654 | -154.5282 | 3762.7776 | -99.4141 | 1467.8501 | -372.2831 | 1690.6378 | 807.1713 | 172.0368 | 209.9989 | -268.308 | -347.8242 | -1015.2705 | -5847.9683 | -19.106 | -80.4484 | 888.8916 | -2306.7183 | -1289.9485 | -882.5237 | -100.4763 | 1003.2203 | 2742.4519 | 1.0097 | 138.9346 | -2.426 | 0.49801 | 1375.3136 | 715.3432 | -588.4787 | 134.1552 | 1.0005 | -2021.9087 | -120.4778 | 2959.8611 | 1229.4424 | 4003.3157 | -20.3981 | -277.4427 | 2986.761 | -1533.7091 | 793.8383 | 1.0183 | -3132.365 | 505.042 | 12776.9844 | 210.1043 | -44.5232
2030-02-11 | 4 | -28.0779 | 399.9421 | -72.4005 | -681.2574 | 194.5221 | -1643.1664 | -13312.3223 | 3687.8704 | -1495.41 | -153.1104 | 3780.6572 | -94.3747 | 1420.0637 | -371.9453 | 1699.6519 | 864.4487 | 136.5908 | 209.9989 | -277.1371 | -285.082 | -1054.2192 | -5871.8506 | 16.254 | -79.7112 | 917.8055 | -2541.5784 | -1594.791 | -880.9937 | -89.5504 | 1051.9351 | 2718.8125 | 3.1342 | 102.38 | 63.2985 | 0.49627 | 1358.842 | 2846.1738 | -636.1698 | 92.7501 | 0.99932 | -2154.7156 | -41.5098 | 2994.9678 | 1249.4474 | 3951.968 | -2.9029 | -277.2492 | 3017.1038 | -1618.3273 | 894.3195 | 336.2614 | -3327.0039 | 377.6624 | 14155.3291 | 210.1043 | -35.0827
2030-02-11 | 5 | -24.2785 | 493.2018 | -71.2949 | -679.2198 | 527.4064 | -1748.54 | -14339.8027 | 4182.6807 | -2189.0562 | -164.8484 | 3752.2341 | -50.0161 | 1552.104 | -389.2241 | 1621.5353 | 1151.5983 | 128.9444 | 209.9989 | -286.9852 | -269.3616 | -1027.2847 | -5685.7402 | 34.8178 | -83.6436 | 1162.5385 | -2527.6797 | -1722.902 | -907.0374 | -91.5331 | 1128.1671 | 2697.8994 | 2.749 | 103.8017 | -22.3212 | 0.57406 | 1441.6993 | 1300.302 | -694.5312 | 0.99953 | 0.99861 | -2167.3994 | 1.0012 | 3078.9277 | 1274.922 | 3965.5715 | -45.1098 | -277.5903 | 2963.4893 | -1947.3011 | 900.9127 | 320.1008 | -4099.8579 | 2.484 | 13738.5107 | 210.1042 | 25.5001
2030-02-11 | 6 | -20.3665 | 370.8286 | -70.7133 | -643.9356 | 448.8298 | -1696.2882 | -14792.9795 | 4255.8623 | -3509.8936 | -111.7081 | 3832.8977 | 5.3561 | 1897.8357 | -369.7359 | 1667.4937 | 1012.8146 | 119.3404 | 209.9989 | -258.4185 | -265.5016 | -1293.8602 | -5875.6729 | 44.9632 | -86.7901 | 760.4722 | -2409.8936 | -1738.9622 | -886.1049 | -89.0409 | 1134.5281 | 2703.7876 | 0.99953 | 103.8024 | -86.0272 | 0.58608 | 1369.4768 | 169.1391 | -761.6132 | -3.0318 | -1.9253 | -2077.1902 | 29.0173 | 3139.4695 | 1254.6648 | 3932.323 | -2.4616 | -277.9194 | 2464.2878 | -2116.1357 | 924.4918 | 1010.959 | -4307.9043 | 12.4259 | 13004.749 | 210.1042 | 110.6102
2030-02-11 | 7 | -28.3642 | 96.832 | -76.3874 | -605.4094 | 180.6544 | -1601.1482 | -14549.417 | 4120.2256 | -3580.542 | -144.2668 | 3803.0598 | 48.6547 | 2026.3182 | -344.0679 | 1681.9172 | 981.0797 | 34.4639 | 209.9989 | -378.6746 | -244.5316 | -1685.334 | -6534.8706 | 119.5613 | -70.7028 | 1616.2632 | -2267.8862 | -1642.3319 | -841.8867 | -80.6034 | 1241.6659 | 2753.8013 | 1.0005 | 89.4137 | 21.7456 | 0.54143 | 1251.4796 | 1009.6939 | -400.9653 | -2.7996 | -136.9294 | -2009.0966 | 396.6658 | 3774.416 | 1339.271 | 4403.2778 | -3.5503 | -279.0648 | 2296.5725 | -2600.2158 | 957.2676 | 1972.3531 | -4075.2266 | 379.148 | 13745.0488 | 210.1043 | 179.9538
2030-02-11 | 8 | -36.767 | -324.8945 | -85.8334 | -688.6658 | 47.839 | -1348.0438 | -14385.7363 | 3035.207 | -3527.3901 | -229.9568 | 3766.6177 | 99.1996 | 1843.54 | -190.7769 | 2075.8887 | 1036.2777 | -53.7964 | 209.9989 | -557.3552 | -114.4953 | -1697.0599 | -7066.8081 | 212.3228 | -59.6445 | 2486.5703 | -2383.1521 | -1907.9359 | -772.338 | -70.5424 | 1399.4755 | 2607.8992 | 637.0172 | -35.8829 | 207.3181 | 0.50195 | 1310.26 | 2910.9719 | -2.7466 | 211.4709 | 1.001 | -2420.3008 | 585.4152 | 3962.7102 | 1412.2494 | 4687.1953 | 140.1094 | -278.9834 | 1995.4186 | -2297.8914 | 1493.0739 | 2667.396 | -4314.022 | -274.6128 | 15452.3789 | 210.1043 | 76.9717
2030-02-11 | 9 | -32.4775 | -395.2888 | -85.7463 | -775.91 | -385.5911 | -1231.7954 | -13537.0605 | 1702.5579 | -2803.8286 | -295.3677 | 3869.877 | 195.001 | 1585.4703 | -56.6671 | 2071.3467 | 1247.2565 | -242.1664 | 209.9989 | -649.6444 | -10.572 | -1906.5065 | -7070.459 | 113.4929 | -16.1699 | 2689.7708 | -2354.5168 | -2045.78 | -761.6582 | -54.2842 | 1108.2002 | 2634.093 | 356.6408 | -85.2979 | 163.981 | 0.41271 | 918.8311 | 4797.8076 | -140.9568 | -89.3589 | -3.3461 | -2196.1384 | 171.5098 | 4684.709 | 1349.1871 | 5047.3579 | 57.7407 | -523.2993 | 2489.7173 | -1948.2517 | 1261.8997 | 968.2314 | -3283.0879 | -351.8184 | 16804.1465 | 210.1043 | -104.937
2030-02-11 | 10 | -27.9315 | -218.7635 | -79.3751 | -753.0968 | -698.0209 | -1275.0327 | -13245.002 | 1607.074 | -2498.21 | -280.5807 | 3889.1538 | 195.0005 | 1661.255 | -13.7247 | 2074.658 | 1134.0674 | -310.9173 | 209.9989 | -561.2231 | -76.0483 | -1917.5198 | -6932.8594 | 54.035 | -33.422 | 2228.4373 | -2271.9404 | -1867.4545 | -773.0424 | -58.4426 | 982.2869 | 2399.1729 | 1.0067 | -75.2912 | 55.8062 | 0.50009 | 1059.6978 | 4256.6035 | -21.883 | -201.0652 | -3.0632 | -1997.1705 | 0.99405 | 4794.4922 | 1342.3655 | 5067.728 | 12.459 | -839.0337 | 2117.489 | -2177.0208 | 1185.6543 | 604.5038 | -2764.7322 | -548.8946 | 16626.0859 | 210.1042 | -167.6503
2030-02-11 | 11 | -20.5121 | 231.7061 | -73.4797 | -726.4035 | -434.0905 | -1439.0426 | -13495.4375 | 2193.5962 | -1531.4631 | -301.0631 | 3875.4314 | 67.4318 | 1660.7279 | 48.7879 | 2124.4307 | 1087.1796 | -318.6004 | 209.9989 | -401.3664 | -51.4143 | -1927.3152 | -6654.3271 | 17.6677 | -39.7816 | 1325.5826 | -2255.0244 | -1828.4442 | -822.7703 | -75.9826 | 863.772 | 2036.5093 | -174.826 | -94.6808 | -124.3827 | 0.6612 | 1010.2736 | 1826.6628 | 60.12 | 346.8979 | 449.1762 | -1897.4424 | 34.5564 | 4016.0095 | 1081.6787 | 4984.8706 | -2.6703 | -276.3214 | 1769.3611 | -1889.6895 | 1115.6488 | 121.2097 | -2685.8167 | -312.9097 | 14661.3496 | 210.1042 | -167.0866
2030-02-11 | 12 | -25.6947 | 441.1772 | -69.0186 | -566.3222 | -768.4188 | -1488.6565 | -13291.3926 | 2168.2163 | -730.469 | -368.475 | 3892.6074 | 68.4315 | 1627.197 | 42.5639 | 2068.5222 | 1430.9902 | -226.6402 | 209.9989 | -369.5796 | -28.0528 | -1958.0676 | -6389.0356 | -22.9962 | -17.648 | 1123.4891 | -2280.4209 | -1671.0961 | -807.178 | -87.6874 | 756.3413 | 2426.9446 | 3.7539 | -75.1518 | -122.9994 | 0.6263 | 459.7896 | -144.1196 | 195.7206 | 376.7341 | 449.1785 | -1724.2751 | -47.4663 | 4106.1118 | 1113.3097 | 5087.9351 | -2.6287 | -275.9796 | 1711.1809 | -1968.1538 | 1033.8395 | -87.2517 | -1567.9325 | 236.2311 | 12536.9209 | 210.1043 | -163.4311
2030-02-11 | 13 | -12.2352 | 692.1766 | -63.6998 | -707.1167 | -513.7397 | -1591.8384 | -13646.4971 | 2852.1228 | -38.8869 | -292.3239 | 3870.6299 | 195.0002 | 1529.3044 | 91.5688 | 2064.0366 | 1265.8362 | -416.4784 | 209.9989 | -263.7691 | -74.2329 | -1860.7419 | -5995.0317 | -27.8251 | -26.4071 | 1201.0985 | -2208.5088 | -1533.837 | -868.264 | -90.4684 | 768.5612 | 2300.0886 | -136.3563 | -72.5661 | -340.3968 | 0.6091 | 738.1722 | -173.8694 | 48.1737 | 541.993 | 448.9222 | -1786.7341 | -125.7689 | 3916.7417 | 1042.615 | 5088.478 | -2.6006 | -371.363 | 2016.0267 | -1892.619 | 1001.8203 | -265.5302 | -1603.4333 | 72.7358 | 12661.416 | 210.1042 | -157.9602
2030-02-11 | 14 | -18.7418 | 722.2083 | -61.915 | -583.8488 | -236.9712 | -1666.2551 | -13755.624 | 3230.7944 | -3.0666 | -368.2722 | 3884.1599 | 55.4584 | 1615.1979 | 54.1126 | 1978.1415 | 862.5013 | -425.188 | 209.9989 | -292.8847 | -114.4451 | -1858.2793 | -5992.1758 | -21.7384 | -25.0241 | 1371.9341 | -2311.3401 | -1524.6997 | -855.509 | -93.1636 | 796.7532 | 2259.239 | 0.9911 | -33.1504 | -261.2998 | 0.60493 | 792.3488 | -787.2473 | 10.2691 | 498.7399 | 448.934 | -1695.3147 | -59.3174 | 3946.5798 | 1077.8478 | 5086.3086 | -2.5982 | -485.0887 | 2052.554 | -1858.3129 | 981.2194 | 1.0006 | -2180.6313 | 0.996 | 11796.3418 | 210.1042 | -88.5555
2030-02-11 | 15 | -14.9628 | 697.9924 | -54.5024 | -450.7111 | -219.6406 | -1581.6163 | -13035.4521 | 3158.0374 | 358.3361 | -267.9841 | 3852.9502 | 193.7612 | 1519.5432 | 6.1756 | 1934.4453 | 946.0765 | -201.6435 | 209.9989 | -248.3399 | -182.8836 | -1865.9863 | -6066.2969 | -71.7915 | -35.7754 | 1134.1475 | -2208.7461 | -1301.1854 | -816.5073 | -100.8013 | 712.0206 | 2477.4873 | 3.6597 | 49.0127 | -200.9496 | 0.57754 | 860.5212 | -953.2144 | 124.1069 | 439.8454 | 449.0028 | -1456.1146 | -157.8703 | 3996.884 | 1076.2773 | 5086.3042 | -2.6506 | -467.8574 | 2150.5107 | -1826.6051 | 783.9828 | -43.3966 | -2325.3318 | -0.55468 | 10442.9883 | 210.1042 | -44.3148
2030-02-11 | 16 | -12.7407 | 896.3444 | -49.5892 | -431.1754 | -168.5248 | -1654.1892 | -13262.1904 | 3445.3538 | 758.6973 | -270.0628 | 3842.1494 | 194.9985 | 1537.7938 | -2.6044 | 1808.2903 | 1059.2054 | -213.7336 | 209.9989 | -226.6532 | -237.5692 | -1820.9668 | -6024.0454 | -80.6909 | -41.0253 | 1038.9417 | -2150.5652 | -1194.3406 | -837.4055 | -109.7004 | 712.8391 | 2436.3916 | 217.9995 | 80.336 | -235.4177 | 0.55778 | 926.7728 | -705.665 | 38.4816 | 488.8244 | 448.9569 | -1335.1586 | -176.144 | 3947.4534 | 1061.8027 | 5085.3945 | -2.5726 | -438.3749 | 2177.7378 | -2205.2751 | 737.9055 | -87.3 | -2453.0557 | 1.0174 | 8744.4043 | 210.1043 | -61.4879
2030-02-11 | 17 | -14.109 | 1131.8245 | -59.4739 | -429.3578 | 36.5467 | -1783.3489 | -13829.8311 | 3873.447 | 717.1715 | -261.7248 | 3789.3823 | 195.0004 | 1474.1067 | 50.0781 | 1830.9408 | 1234.3463 | -341.0404 | 209.9989 | -220.0777 | -334.3215 | -1705.2434 | -5753.7803 | -113.8172 | -36.2282 | 1026.764 | -2013.3032 | -1100.8026 | -862.3702 | -122.5169 | 708.4392 | 2383.0505 | 4.715 | 90.1181 | -365.1549 | 0.55951 | 851.7979 | -1031.5741 | 189.3679 | 488.4935 | 448.9361 | -1428.1721 | -264.7936 | 3985.9272 | 1080.0068 | 5089.2358 | -2.5913 | -356.8675 | 2260.3557 | -2305.491 | 655.3829 | 0.97874 | -2634.8745 | 268.0402 | 5898.4912 | 210.1043 | -35.4196
2030-02-11 | 18 | 1.8157 | 1459.3287 | -54.7725 | -570.8586 | 340.1468 | -1908.0579 | -14566.873 | 4296.5068 | -161.0005 | -153.3356 | 3699.0779 | 177.4644 | 1970.7941 | 415.9688 | 2182.3154 | 1275.6073 | -606.3185 | 209.9989 | -207.4729 | -401.494 | -1811.5109 | -5364.2261 | -144.1691 | -33.6358 | 999.8104 | -2142.2031 | -941.8776 | -918.3795 | -131.7816 | 715.9564 | 2045.8585 | -358.1726 | 78.6495 | -693.3526 | 0.71888 | 718.6436 | -1858.0618 | 1.0001 | 203.3044 | 449.1153 | -1262.1958 | -280.0801 | 4287.3276 | 1139.9022 | 5097.1504 | -2.5329 | -272.6294 | 1825.5404 | -2878.186 | 526.3796 | -87.2005 | -3083.0603 | 595.8849 | 4717.5713 | 210.1043 | -7.2191
2030-02-11 | 19 | 9.9181 | 1643.9105 | -49.1332 | -605.7663 | 421.2714 | -2143.1655 | -15100.2422 | 4553.5151 | -1194.6587 | -308.0389 | 3708.2407 | 195 | 1974.2529 | 386.865 | 2149.4609 | 1968.5864 | -339.704 | 209.9989 | -237.7031 | -331.8881 | -1737.5809 | -5856.6045 | -99.7785 | -25.2523 | 1339.6652 | -2193.8831 | -1006.8895 | -994.3179 | -132.4332 | 799.9717 | 1878.089 | -1425.4487 | 29.476 | -876.6067 | 0.69931 | 901.8403 | -1778.5804 | 1.0017 | 238.5051 | 449.3433 | -1623.2551 | -262.4792 | 4265.7065 | 1152.7975 | 5010.0269 | -2.5157 | -275.3537 | 1928.4247 | -3025.3997 | 712.8809 | -1070.1438 | -2572.6797 | 668.4904 | 6854.7002 | 0.10427 | -62.5873
2030-02-11 | 20 | 25.1216 | 1224.5913 | -47.5243 | -507.2309 | 53.5676 | -1893.2682 | -14642.0342 | 3870.8828 | -2179.5847 | -346.5215 | 3883.76 | 195.0005 | 1838.8407 | 346.6184 | 2128.7883 | 1911.0083 | -473.528 | 209.9989 | -401.0818 | -74.8227 | -1862.2234 | -6163.4912 | -73.7093 | -4.2013 | 1897.0657 | -1510.4707 | -1485.02 | -895.5771 | -121.3693 | 726.7871 | 1229.3137 | -3306.4346 | -484.3804 | -1092.4711 | 0.68234 | 478.018 | -2948.4009 | -163.818 | -2.1906 | 449.672 | -1930.736 | -271.105 | 4780.3813 | 1160.0422 | 5089.5615 | -2.7923 | -276.3389 | 2235.282 | -2736.6809 | 991.3277 | -797.2312 | -2852.0037 | 38.4757 | 6143.3662 | 0.10427 | -186.9702
2030-02-11 | 21 | 30.9693 | 941.7919 | -45.1459 | -454.6429 | -219.7992 | -1771.8727 | -14512.3555 | 2948.3423 | -2339.7979 | -348.2992 | 3889.6167 | 195.0003 | 1911.2219 | 367.3225 | 2139.231 | 1728.1556 | -465.8287 | 209.9989 | -540.015 | -119.9124 | -1873.0958 | -6112.0132 | -88.7092 | 0.11206 | 2616.6221 | -1290.6151 | -1658.7122 | -826.5114 | -111.2094 | 703.5551 | 854.2093 | -4095.1892 | -682.8873 | -1133.9957 | 0.64342 | 856.7948 | -3315.5576 | -350.5864 | -2.1827 | 0.99985 | -1830.3884 | -383.1924 | 4705.6641 | 1247.9242 | 5078.7178 | -2.9683 | -695.8784 | 2649.54 | -2341.0046 | 1018.4583 | -611.2515 | -2504.8374 | -42.4822 | 6258.4302 | 0.10427 | -205.7608
2030-02-11 | 22 | 25.5445 | 823.2968 | -47.3812 | -437.8911 | -371.3354 | -1673.1649 | -14242.0029 | 2562.6658 | -2461.3064 | -348.7844 | 3873.9314 | 195.0011 | 1687.2196 | 295.3993 | 2108.3049 | 1856.3842 | -300.6359 | 209.9989 | -596.1492 | 84.3036 | -1904.6021 | -6203.186 | -47.1431 | 2.7802 | 2833.0969 | -1290.2034 | -2017.2831 | -790.6039 | -103.3715 | 654.2498 | 733.2485 | -3767.4661 | -795.5306 | -973.7281 | 1.2842 | 927.0186 | -3274.1624 | -377.8023 | -1.8723 | -3.1892 | -1880.812 | -241.0228 | 4464.5288 | 1257.1094 | 4955.0776 | -16.7525 | -953.29 | 2664.7026 | -1877.5315 | 1180.8151 | -125.1756 | -2351.0271 | 1.0223 | 5906.6567 | 210.1043 | -206.3693
2030-02-11 | 23 | 19.6901 | 554.4064 | -48.95 | -431.0219 | -522.8568 | -1542.2496 | -13650.2432 | 2216.2173 | -2165.4426 | -199.7967 | 3894.7544 | 195.0012 | 1615.0612 | 100.6484 | 2125.3979 | 2081.0178 | -230.5193 | 209.9989 | -351.5094 | 300.7542 | -1746.2583 | -5804.9961 | 0.99741 | -7.8281 | 1666.9796 | -1225.0161 | -2396.2649 | -744.7012 | -89.911 | 661.273 | 722.517 | -3381.1951 | -970.6745 | -774.7562 | 0.73413 | 659.7274 | -2799.2847 | -476.3943 | 136.5559 | 1.0006 | -2127.0774 | -114.2085 | 3864.3906 | 1286.6656 | 4735.1172 | -110.2391 | -953.1704 | 2525.9114 | -1662.0481 | 1141.2449 | -403.2545 | -2509.5601 | 152.6905 | 6756.6313 | 210.1043 | -121.8315
2030-02-11 | 24 | -6.4171 | 105.5519 | -56.0405 | -485.3137 | -938.8939 | -1034.2848 | -10886.5225 | 732.3524 | -1670.2238 | -111.5445 | 3836.6113 | 134.0448 | 1624.9971 | 53.3199 | 1918.2794 | 943.0031 | -114.9263 | 209.9989 | -408.4022 | 435.9017 | -1681.1338 | -4865.9277 | -4.8952 | -17.3293 | 2120.4802 | -1444.7637 | -2037.7186 | -621.0942 | -74.6747 | 516.2198 | 946.4108 | -547.0914 | -740.2686 | 4.7429 | 3.1539 | 1055.4031 | 494.2072 | -698.1852 | 0.99932 | 0.99892 | -2256.3865 | -2.7371 | 3276.0015 | 1296.714 | 4356.4648 | -285.5644 | -1149.5001 | 2505.9487 | -1845.9227 | 1248.2662 | -287.8225 | -1384.4568 | 1.0026 | 8108.2725 | 210.1043 | -126.767
2030-02-12 | 1 | -15.6474 | -2.1781 | -54.9887 | -476.9871 | -1129.9161 | -801.23 | -8994.0303 | 0.99198 | -1440.3083 | -115.5157 | 3875.333 | 152.2498 | 1373.5272 | -120.4644 | 1980.1095 | 839.8419 | 13.5287 | 209.9989 | -441.6216 | 348.911 | -1647.4207 | -5086.4258 | -78.7692 | -55.5179 | 2167.3804 | -1610.1729 | -1487.9945 | -560.9846 | -77.555 | 384.5884 | 802.0936 | 1020.1397 | -655.9227 | 314.2915 | 4.251 | 1754.8727 | 1601.3085 | -733.7862 | -2.2455 | -2.1419 | -2239.7312 | -158.959 | 2978.0139 | 1294.0231 | 4292.7441 | -293.8679 | -402.3763 | 2738.8269 | -1370.6859 | 1154.7157 | -84.1908 | -1417.5826 | 1.0061 | 7790.0068 | 210.1043 | -146.1167
2030-02-12 | 2 | -13.6829 | 0.99056 | -51.4597 | -417.6664 | -1498.3447 | -743.4922 | -7235.8472 | -338.5813 | -1677.5658 | -117.1113 | 3814.4822 | 104.0513 | 1235.6715 | -160.0592 | 1913.6171 | 1116.5558 | 200.6884 | 209.9989 | -452.1252 | 323.6015 | -1601.502 | -4481.043 | -36.927 | -75.0948 | 2408.749 | -1537.359 | -1287.7094 | -527.7597 | -69.4774 | 448.5102 | 578.1141 | 1517.3303 | -785.8486 | 336.827 | 3.7735 | 2028.2422 | 1885.7861 | -739.733 | -2.1021 | -2.2145 | -1880.3568 | -2.8138 | 2911.9185 | 1295.7732 | 4178.7217 | -207.0103 | -277.1197 | 3006.4041 | -896.8831 | 1069.5553 | -202.2882 | -1117.9021 | -0.15248 | 8638.1191 | 210.1043 | -184.9458
2030-02-12 | 3 | -27.323 | 2.1974 | -57.1906 | -406.4082 | -1851.3395 | -589.298 | -5042.2661 | -1252.1559 | -2021.6066 | -115.6929 | 3843.0498 | 48.9969 | 999.5873 | -246.5358 | 1692.6979 | 918.2738 | 484.3706 | 209.9989 | -433.7943 | 297.4071 | -1638.3182 | -3592.2605 | -42.1848 | -90.0814 | 2373.3582 | -1659.1635 | -1208.1134 | -451.635 | -62.7823 | 378.3725 | 646.34 | 2850.6858 | -835.8123 | 776.7196 | 4.175 | 2412.9753 | 3610.1604 | -675.4932 | 1.0012 | 0.99956 | -1539.0638 | 0.99757 | 2936.6865 | 1360.8467 | 4026.0562 | -2.7976 | -277.1268 | 3301.6245 | -287.4833 | 783.6578 | -848.7826 | -1550.0457 | -83.8211 | 7284.2539 | 210.1042 | -233.1808
2030-02-12 | 4 | -29.5866 | 68.6685 | -59.506 | -421.99 | -1838.5854 | -610.6439 | -4797.4062 | -1354.1287 | -2969.4783 | -115.25 | 3826.0886 | 50.4808 | 937.0417 | -256.31 | 1675.598 | 1175.0757 | 522.3146 | 209.9989 | -498.464 | 360.4546 | -1672.8265 | -3843.6492 | -43.7654 | -86.8561 | 2156.5112 | -1684.8685 | -1765.9055 | -449.7893 | -60.9309 | 340.187 | 579.3607 | 2684.6453 | -1074.5176 | 832.5468 | 4.0812 | 2363.8977 | 4344.749 | -336.1234 | 311.8235 | 1.0016 | -1593.2053 | -3.1163 | 3156.9192 | 1373.2075 | 4594.6035 | -3.3365 | -276.2719 | 3433.4634 | -28.7599 | 729.0836 | -1391.1725 | -1580.0665 | -4.0095 | 6445.1113 | 210.1042 | -209.0895
2030-02-12 | 5 | -34.8323 | 268.705 | -64.5968 | -502.4175 | -1702.8976 | -811.7634 | -5085.1284 | -809.4994 | -3643.7588 | -131.9593 | 3824.0452 | 1.0001 | 769.5002 | -264.805 | 1690.361 | 1469.4398 | 488.7944 | 209.9989 | -452.5833 | 58.9716 | -1549.0472 | -4356.6499 | -67.0336 | -96.1013 | 1834.3123 | -1987.9376 | -1721.2494 | -523.8888 | -62.912 | 392.2157 | 942.2783 | 2121.5796 | -844.2141 | 807.3218 | 4.109 | 2454.3496 | 5340.2051 | -332.6237 | 273.636 | 1.0009 | -1749.3965 | -281.3975 | 3140.6611 | 1353.5048 | 4522.689 | -3.1197 | -276.3213 | 3432.9043 | -416.8064 | 812.3769 | -1086.42 | -1438.2736 | -0.88327 | 8273.2969 | 210.1043 | -194.204
2030-02-12 | 6 | -29.989 | 525.4274 | -65.0604 | -555.6192 | -1067.4939 | -1060.2031 | -7421.043 | 93.5245 | -4061.9207 | -121.9832 | 3845.917 | 0.19303 | 999.5618 | -279.8205 | 1685.16 | 1839.1172 | 319.9259 | 209.9989 | -446.4043 | -126.5175 | -1595.1387 | -5516.48 | -94.4445 | -89.7369 | 1584.2712 | -2021.0139 | -1437.2279 | -626.8593 | -76.1561 | 515.3713 | 1197.5789 | 738.7379 | -665.1765 | 552.9776 | 3.3556 | 2235.8103 | 5289.3521 | -358.519 | 28.7825 | 1.0013 | -2144.0854 | -351.6606 | 3791.8062 | 1385.7891 | 4859.4072 | -3.2388 | -276.2 | 3301.5754 | -1364.5723 | 802.0463 | -82.7954 | -2816.53 | -358.5121 | 8319.333 | 210.1043 | -69.547
2030-02-12 | 7 | -29.2806 | 350.0092 | -72.7287 | -617.4 | -682.8839 | -1259.6334 | -9218.4863 | 1280.022 | -4167.7568 | -153.0974 | 3835.8401 | 35.283 | 1495.7131 | -165.9917 | 2065.084 | 1867.8247 | 170.6915 | 209.9989 | -552.3111 | -237.2154 | -1760.6549 | -6016.3799 | 11.896 | -83.9051 | 2259.6904 | -2128.4678 | -1198.9314 | -714.9503 | -77.0996 | 812.4521 | 1410.4365 | 4.2814 | -564.4749 | 430.1625 | 2.9809 | 2117.792 | 4928.3301 | -410.7114 | -215.4428 | -3.0169 | -2272.4185 | -78.0971 | 4231.6221 | 1330.155 | 5002.6538 | -87.0702 | -547.9216 | 2833.6816 | -1839.8481 | 1121.1605 | 1209.1919 | -3805.2136 | -517.4223 | 9480.501 | 210.1043 | -41.814
2030-02-12 | 8 | -16.1905 | 548.8443 | -74.7619 | -632.6355 | -395.1113 | -1506.1534 | -11710.0908 | 2109.2925 | -4152.1455 | -159.3695 | 3861.6846 | 73.8501 | 820.3807 | -143.3186 | 2122.3796 | 2592.8345 | 173.4646 | 209.9989 | -619.0489 | -196.118 | -1745.9274 | -6680.7827 | 75.2235 | -63.9195 | 2502.3665 | -1969.8164 | -1566.5481 | -758.6856 | -85.8351 | 959.4269 | 931.8477 | -1985.1729 | -717.3787 | -31.2166 | 2.3192 | 2104.8354 | 3028.1565 | -14.4558 | -296.2571 | 450.6438 | -2289.979 | 132.6991 | 4610.0947 | 1468.5386 | 5048.2402 | 99.1795 | -645.7892 | 2751.0181 | -1534.6702 | 1302.3038 | 1299.2799 | -3756.5469 | -670.3102 | 9636.9727 | 210.1043 | -89.9777
2030-02-12 | 9 | -13.1117 | 439.2002 | -72.9737 | -648.2744 | -1080.1283 | -1526.7429 | -12215.791 | 1450.7839 | -4083.9036 | -279.9451 | 3870.7178 | 164.7938 | 766.5995 | -166.5968 | 2067.5542 | 2623.2661 | 153.986 | 209.9989 | -586.7189 | -93.8885 | -1801.6733 | -6327.189 | 0.73024 | -54.7744 | 2376.7529 | -2003.3317 | -1447.7012 | -780.2515 | -78.5907 | 725.6327 | 1213.4668 | -2445.5024 | -543.3069 | -175.935 | 2.6781 | 1389.6329 | 2696.0793 | 52.937 | -173.8891 | 450.4683 | -1962.8306 | -68.3915 | 4544.2417 | 1455.4241 | 5064.2026 | 134.0228 | -1050.9294 | 2792.907 | -1236.4874 | 1160.9939 | 505.0626 | -2295.5898 | -560.1773 | 10831.3369 | 210.1043 | -153.4341
2030-02-12 | 10 | 6.3815 | 1076.9927 | -59.7574 | -593.1029 | -571.0647 | -1878.2424 | -13241.3164 | 1777.8212 | -2638.6707 | -267.1577 | 3867.3369 | 194.9997 | 1908.62 | -166.1713 | 2056.6409 | 1745.8744 | -389.8184 | 209.9989 | -344.2476 | -163.8531 | -1869.5671 | -6006.1162 | -62.0387 | -59.8204 | 2033.5911 | -1876.413 | -952.6434 | -904.0531 | -103.2209 | 597.6221 | 1241.826 | -3881.158 | -378.084 | -680.4129 | 1.7299 | 1657.5574 | 431.1389 | -451.742 | -1.9899 | 0.99879 | -1557.7573 | -83.7423 | 4125.0327 | 1314.4193 | 5079.5156 | -122.2909 | -1205.5989 | 2121.6194 | -1602.6068 | 860.6205 | 379.1112 | -2404.1084 | -133.7338 | 10060.1914 | 210.1043 | -33.9366
2030-02-12 | 11 | 14.0432 | 1267.8978 | -51.1639 | -548.37 | -549.9252 | -1924.2837 | -13912.2783 | 2319.8064 | -1305.8862 | -269.2333 | 3862.5862 | 195.0012 | 1794.9211 | -164.0435 | 2037.0538 | 1602.0092 | -467.7373 | 209.9989 | -221.8336 | 5.9021 | -1971.5245 | -5999.8662 | -105.5193 | -31.6725 | 1025.574 | -1727.5692 | -1052.3823 | -926.025 | -112.7004 | 493.581 | 1840.939 | -4057.7039 | -421.1403 | -867.5061 | 0.62528 | 399.8243 | -1610.6736 | -379.2168 | -2.0195 | 194.5291 | -1422.3949 | -62.0957 | 4203.1934 | 1336.5831 | 5073.2178 | -14.7938 | -1441.2882 | 2055.1394 | -1370.6383 | 821.4097 | 411.4929 | -2003.3282 | 1.033 | 9049.999 | 210.1043 | -37.8041
2030-02-12 | 12 | 15.2232 | 1700.6804 | -47.7827 | -558.39 | -435.7484 | -2114.3225 | -14060.6221 | 2796.3936 | -147.1086 | -294.3745 | 3920.7351 | 195.0006 | 1694.7783 | -193.1289 | 2024.3501 | 1512.765 | -458.4597 | 209.9989 | -220.8801 | 11.9403 | -1946.8021 | -5723.6919 | -127.1646 | -22.1126 | 1029.6135 | -1893.8207 | -1186.6854 | -986.3367 | -126.3015 | 445.8463 | 2005.2885 | -4028.9353 | -353.506 | -948.5144 | 0.58168 | 328.9196 | -1845.0891 | -426.0851 | -1.874 | 129.0629 | -1181.1908 | -34.0993 | 4193.7778 | 1370.0139 | 5080.4238 | -30.0519 | -1360.7899 | 2248.3062 | -1574.0261 | 736.0545 | 250.7967 | -1892.29 | 1.0109 | 7653.7109 | 0.10427 | -16.0549
2030-02-12 | 13 | 21.67 | 1705.4159 | -40.1036 | -531.3928 | -130.8548 | -2131.0667 | -14155.3477 | 3503.5562 | -3.0518 | -312.9396 | 3872.3748 | 16.5468 | 1717.5864 | -179.7749 | 2084.1602 | 1546.7579 | -501.8248 | 209.9989 | -225.1726 | -49.3575 | -1799.2195 | -5742.376 | -121.9992 | -38.8746 | 1091.1365 | -1770.8298 | -1358.6261 | -986.1584 | -130.4134 | 540.9177 | 1989.7515 | -4759.1909 | -274.257 | -1048.2565 | 0.65721 | 588.6115 | -1965.2786 | -364.6363 | -0.53046 | 276.7228 | -1228.4163 | -3.0806 | 4224.1685 | 1344.3649 | 5085.0513 | -3.1716 | -1017.4543 | 2114.3311 | -1787.4338 | 779.2523 | 12.6593 | -2046.7928 | -1.4189 | 8512.5371 | 0.10427 | -55.9861
2030-02-12 | 14 | 12.4607 | 1800.5197 | -41.7198 | -560.46 | 0.99875 | -2145.6113 | -13917.5615 | 3622.8867 | 1.0015 | -242.498 | 3882.3467 | -9.4294 | 1891.6946 | -162.049 | 2113.8267 | 1451.7267 | -387.2216 | 209.9989 | -237.2719 | -122.8235 | -1548.877 | -5530.0684 | -139.491 | -34.0212 | 1183.0579 | -1936.4368 | -1307.2096 | -995.5098 | -133.7209 | 557.5513 | 2324.8743 | -3609.5552 | -111.2514 | -903.9681 | 0.63572 | 385.1394 | -1707.4724 | -374.1464 | -30.597 | 386.1489 | -1535.2972 | -78.9113 | 4223.8154 | 1277.6057 | 5084.3511 | -3.278 | -1177.8988 | 2152.0239 | -1768.6517 | 786.0491 | 0.99143 | -2293.2468 | 1.0226 | 8700.5186 | 0.10427 | -76.9435
2030-02-12 | 15 | -7.391 | 1563.6705 | -45.9648 | -557.1214 | -6.8933 | -1905.0342 | -13312.8691 | 3583.0881 | 1097.8619 | -227.4443 | 3921.3044 | 55.6528 | 1860.3065 | -175.477 | 2102.063 | 1137.9691 | -24.862 | 209.9989 | -220.8426 | -57.7319 | -1282.0431 | -4834.3477 | -94.8134 | -42.6811 | 1089.0159 | -2153.4985 | -1448.5651 | -926.9973 | -128.3573 | 634.8022 | 2912.4143 | 0.9949 | -80.3951 | -374.6274 | 0.50948 | 234.702 | -1063.2266 | -390.4904 | -2.117 | 283.5979 | -2158.2729 | -112.1712 | 4096.9707 | 1264.3451 | 5076.9922 | -45.5052 | -1254.1013 | 2188.907 | -1815.4014 | 985.8569 | 80.1051 | -2176.5505 | 1.0054 | 7398.4155 | 0.10427 | -149.5906
2030-02-12 | 16 | -11.9932 | 1860.3193 | -54.1322 | -386.0739 | 28.7162 | -2282.0383 | -13150.8359 | 3719.6116 | 1311.7208 | -242.0041 | 3897.3691 | 195.0005 | 1800.5317 | -132.5218 | 1771.6963 | -411.3218 | 1.5296 | 209.9989 | -173.8288 | -2.9243 | -1267.4706 | -4945.7046 | -105.5683 | -44.6999 | 1296.0498 | -2425.6934 | -1503.1212 | -997.9091 | -137.2814 | 589.5763 | 2840.4097 | -761.0808 | -67.9107 | -510.3499 | 0.44697 | 168.5256 | -2339.5178 | -416.253 | 0.98666 | 253.3124 | -2165.2542 | -99.572 | 4072.9358 | 1295.2566 | 5082.5752 | -72.6789 | -1270.2076 | 2262.1582 | -1926.8558 | 997.1843 | -316.7003 | -2200.5205 | 1.0085 | 9940.1855 | 0.10427 | -191.1884
2030-02-12 | 17 | -14.8182 | 1712.5096 | -46.3151 | -405.4438 | 81.4 | -2177.7825 | -12949.4248 | 3717.4023 | 1225.3564 | -255.258 | 3881.2903 | 195.0002 | 1764.9717 | -67.7587 | 1631.8436 | -411.3227 | 1.6545 | 209.9989 | -193.2324 | 0.29405 | -1194.7902 | -4634.8579 | -79.9015 | -34.1599 | 1256.3405 | -2422.7952 | -1556.0059 | -974.7879 | -131.7995 | 652.8383 | 2666.2175 | 0.99751 | -43.7069 | -371.7567 | 0.47474 | 230.0426 | -2041.9453 | -377.725 | -43.0792 | 449.414 | -2106.2666 | 0.99268 | 4234.9126 | 1302.822 | 5079.3086 | -3.0871 | -1489.8157 | 2138.5698 | -2349.6655 | 990.8708 | -138.9111 | -2460.7385 | 1.0123 | 10690.4365 | 0.10427 | -172.8643
2030-02-12 | 18 | -20.232 | 1729.3864 | -50.7034 | -401.7678 | 45.8568 | -2174.9512 | -12854.5488 | 3634.6487 | 389.3595 | -279.2099 | 3837.8591 | 195.0003 | 1725.5946 | -203.3707 | 1813.6429 | 248.6359 | -140.0889 | 209.9989 | -196.3959 | -42.2868 | -1227.7695 | -4389.6196 | -103.0503 | -31.6411 | 1222.0248 | -2498.7136 | -1530.0664 | -973.7198 | -134.498 | 625.6288 | 2669.5239 | 1.0041 | -35.0018 | -303.6512 | 0.51053 | 241.7539 | -1767.7031 | -147.6392 | -1.8796 | 449.3619 | -2106.886 | -73.1318 | 4310.5908 | 1329.1323 | 5092.624 | 0.99007 | -1074.194 | 2108.321 | -2843.4692 | 890.8453 | 0.99537 | -2175.853 | -1.4625 | 9463.4111 | 0.10427 | -140.7508
2030-02-12 | 19 | -13.7079 | 1709.7301 | -50.8248 | -473.5013 | 165.5179 | -2152.781 | -13294.1006 | 3808.2422 | -54.6255 | -209.254 | 3877.6533 | 195.0009 | 1842.1956 | 76.9845 | 2045.6415 | 660.2429 | -311.9424 | 209.9989 | -198.2262 | 171.5966 | -1564.5588 | -4304.9263 | -92.2397 | -18.3541 | 1096.7653 | -2498.6814 | -1409.0131 | -977.1803 | -130.1702 | 636.8199 | 2542.5889 | 0.99386 | -66.9604 | -458.5667 | 0.63314 | -140.9569 | -1911.6842 | -2.0504 | -1.9547 | 449.3896 | -1649.614 | -2.2958 | 4417.7051 | 1265.0205 | 5094.3813 | -2.9024 | -687.1209 | 1936.6613 | -2803.5659 | 817.1937 | 124.723 | -2509.2727 | 1.0112 | 8638.4238 | 0.10427 | -99.1229
2030-02-12 | 20 | -8.8865 | 1572.2653 | -63.047 | -611.8177 | 401.0349 | -2174.1355 | -14301.5264 | 4144.1343 | -1446.3933 | -136.4059 | 3994.0591 | 194.9999 | 1136.2141 | 107.072 | 2241.3655 | -48.8247 | -666.5946 | 209.9989 | -288.2968 | 160.3609 | -1605.4739 | -4646.748 | -54.0574 | -11.7574 | 1549.0615 | -2532.7429 | -1448.1387 | -993.0448 | -121.7439 | 754.1845 | 2436.6399 | -233.7964 | -115.2042 | -594.8551 | 0.59225 | -189.5847 | -1161.4113 | 344.8235 | 47.3125 | 449.2519 | -1849.1056 | -2.2908 | 4314.9111 | 1300.0155 | 5057.6279 | -61.5731 | -998.0106 | 5132.3018 | -560.7458 | 951.321 | 888.1525 | -3048.8894 | 0.9897 | 8825.4971 | 0.10427 | -1.244
2030-02-12 | 21 | -15.1692 | 1435.6246 | -58.959 | -595.4705 | 85.6209 | -2056.3608 | -14413.5225 | 3804.1084 | -839.053 | -112.6075 | 3926.2444 | 148.6743 | 1816.4749 | 185.4423 | 2222.5989 | 99.1662 | -762.1357 | 209.9989 | -322.9269 | 265.8428 | -1688.6073 | -4603.8516 | -28.9001 | -6.6881 | 1798.3262 | -2663.8799 | -1631.8646 | -965.7932 | -114.0279 | 744.0306 | 2108.4941 | 1.0016 | -206.0368 | -401.9197 | 0.73312 | -173.6662 | -1330.7708 | -572.6863 | -2.005 | 168.495 | -1851.8605 | 11.5908 | 4288.6533 | 1321.5165 | 5070.7173 | -76.7719 | -802.6187 | 2144.0867 | -2322.4548 | 986.8465 | 570.5823 | -2531.9839 | 1.0111 | 7493.0049 | 0.10427 | -32.4413
2030-02-12 | 22 | -13.5475 | 1484.3258 | -58.808 | -614.6692 | 12.4977 | -2090.636 | -14360.5508 | 3642.3826 | -957.5939 | -107.579 | 3968.5225 | 171.3902 | 635.3114 | 109.4305 | 2156.1167 | -93.2613 | -809.8554 | 209.9989 | -316.2918 | 281.7515 | -1489.0021 | -4549.4424 | -40.0469 | -7.1908 | 1599.161 | -2606.2783 | -1659.2988 | -978.4658 | -113.6462 | 717.7579 | 2033.2124 | 1.0066 | -248.3952 | -445.72 | 0.76978 | -351.9401 | -1487.0618 | 821.9669 | 739.7888 | 448.7177 | -2164.095 | -2.3131 | 4352.9673 | 1491.2782 | 5055.667 | 568.1724 | -724.3583 | 5227.7754 | -404.7681 | 1048.807 | 583.7274 | -2396.6399 | 1.0199 | 7175.7466 | 0.10427 | -43.9567
2030-02-12 | 23 | -0.7972 | 1477.5439 | -46.6657 | -669.3246 | -362.5987 | -1952.2261 | -12852.0498 | 2749.6482 | -314.8142 | -107.0224 | 3875.4316 | 160.3974 | 193.1591 | 1.0004 | 2008.5404 | 38.1632 | -815.649 | 209.9989 | -362.6643 | 607.1388 | -1470.3466 | -4067.9326 | 7.6577 | 20.0044 | 1823.1893 | -2037.9525 | -2042.2604 | -947.9585 | -101.8443 | 628.0886 | 1576.12 | -236.1883 | -694.4474 | -490.716 | 0.80764 | -709.4251 | -1533.4746 | 392.2456 | 806.6794 | 449.5092 | -2207.6431 | 137.3873 | 3914.2021 | 1561.8361 | 5028.4971 | 313.6099 | -279.4271 | 2948.7476 | -1412.1155 | 1193.7089 | 512.7639 | -1758.5227 | -397.5668 | 8311.0068 | 210.1043 | -64.8666
2030-02-12 | 24 | -1.902 | 158.9617 | -45.0309 | -452.3126 | -963.8734 | -959.8532 | -9379.6006 | 1069.3405 | 1.007 | -91.3943 | 3867.6772 | 195.0024 | 335.4095 | 34.5486 | 1880.691 | 99.8427 | -612.1191 | 209.9989 | -380.55 | 597.0234 | -1250.4392 | -3914.498 | -6.7927 | 25.2842 | 1829.4846 | -1525.2756 | -1760.3433 | -597.2863 | -78.7997 | 569.0973 | 1145.0533 | 1.0088 | -915.2434 | -97.7967 | 1.4026 | -858.9494 | 77.0582 | 587.1264 | 984.4518 | 449.4548 | -2489.4451 | 25.6872 | 3814.0837 | 1714.1591 | 4983.9834 | 548.1469 | -280.6283 | 3204.6208 | -810.2275 | 1243.4507 | 1.0875 | -1222.2216 | -470.739 | 8641.7002 | 210.1043 | -169.9493
2030-02-13 | 1 | -6.8053 | -332.7701 | -39.7457 | -373.2983 | -1481.6594 | -446.7012 | -6463.1401 | -290.8746 | 322.0551 | -64.4866 | 3823.8286 | 177.9419 | 1188.3544 | -233.5002 | 1581.0833 | -312.7905 | -266.9864 | 209.9989 | -429.6014 | 659.3462 | -1282.598 | -3682.5208 | 20.1347 | 8.12 | 2273.9644 | -1147.4473 | -2147.9524 | -423.4948 | -70.5087 | 454.7332 | 721.48 | 832.9523 | -1147.7051 | 327.1033 | 2.7576 | -456.9374 | 1061.3102 | 1.0006 | 315.6241 | 402.5605 | -2607.0618 | 149.6987 | 3649.6423 | 1550.6169 | 4804.0771 | 1.0162 | -278.3317 | 3139.686 | -382.3097 | 1480.5323 | 244.5406 | -820.8322 | -686.8405 | 9090.4521 | 210.1043 | -281.5475
2030-02-13 | 2 | -5.5967 | 0.99477 | -34.2184 | -279.209 | -1739.3973 | -462.2706 | -4308.8428 | -643.9471 | 348.3708 | -117.3387 | 3854.6963 | 37.9999 | 1353.4297 | -285.2316 | 1462.2465 | -599.6465 | 111.5771 | 209.9989 | -540.8997 | 474.1772 | -1189.5894 | -2483.751 | -6.4548 | -38.9625 | 3189.6218 | -1203.6837 | -1785.348 | -398.2802 | -75.9133 | 422.6772 | 598.5548 | 1428.9211 | -1067.001 | 387.1859 | 4.5126 | 274.0011 | 1018.6424 | 177.9666 | 542.7384 | 294.0607 | -2202.4883 | 137.0433 | 3403.0579 | 1658.8971 | 4663.562 | 169.2753 | -279.1101 | 3524.6807 | 390.7325 | 1301.5662 | -79.9881 | -635.6053 | -463.2892 | 9043.5596 | 210.1043 | -304.1859
2030-02-13 | 3 | -19.5041 | 0.993 | -41.1934 | -315.7023 | -1938.364 | -378.4763 | -3251.9768 | -1453.8661 | 372.963 | -150.4836 | 3833.5635 | -11.9938 | 1602.1991 | -326.1814 | 1511.3737 | -79.4144 | 397.4572 | 209.9989 | -621.5217 | 450.5025 | -1160.7725 | -1817.8573 | -29.9068 | -44.9786 | 3800.8999 | -1449.5546 | -1893.8628 | -378.0819 | -71.5639 | 338.7419 | 903.5051 | 3114.5308 | -1140.2611 | 745.5571 | 4.6548 | 807.2685 | 3037.6282 | 212.5282 | 716.0928 | 135.5295 | -2208.989 | 98.8042 | 3427.7056 | 1792.4095 | 4673.6543 | 384.6293 | -280.0446 | 3659.3228 | 678.782 | 1100.3413 | -371.7818 | -320.6299 | -168.0127 | 6510.1162 | 210.1043 | -286.207
2030-02-13 | 4 | -35.638 | 0.9933 | -51.8262 | -414.3755 | -1937.106 | -377.9644 | -2920.9802 | -1464.6123 | 282.8854 | -156.5993 | 3841.7793 | -35.6712 | 1727.7701 | -378.5016 | 1465.6597 | 504.2831 | 526.0301 | 209.9989 | -609.5219 | 467.5711 | -1177.7239 | -2812.9722 | -17.3973 | -39.3526 | 3667.6196 | -1810.2115 | -1968.3467 | -400.2864 | -67.3763 | 362.3473 | 1239.7501 | 3609.22 | -930.2972 | 934.381 | 4.8525 | 773.7201 | 5550.3877 | 117.403 | 656.6279 | 85.0855 | -2254.2405 | 119.2238 | 3437.3621 | 1764.656 | 4661.5474 | 361.0387 | -279.9084 | 3626.5911 | 323.2072 | 1140.2693 | -1428.2191 | -346.3074 | -475.2219 | 6995.3633 | 210.1043 | -316.7514
2030-02-13 | 5 | -46.7577 | 0.99734 | -60.7503 | -503.0349 | -1938.2406 | -406.3409 | -2786.4246 | -1357.54 | 1.0005 | -164.6744 | 3825.4883 | -72.2622 | 1615.4424 | -387.643 | 1464.5249 | 732.7003 | 498.3347 | 209.9989 | -577.9617 | 451.068 | -1186.9843 | -3569.3962 | 9.6923 | -56.1776 | 3522.426 | -1981.7065 | -2210.8843 | -410.1056 | -63.8475 | 437.9746 | 1145.2068 | 3469.2134 | -1025.1292 | 1118.0016 | 3.5551 | 1049.7885 | 7420.3564 | -10.4964 | 503.5585 | 0.99827 | -2379.1528 | 163.1871 | 3411.175 | 1672.9088 | 4713.4526 | 177.7485 | -279.0356 | 3441.3823 | -305.0352 | 1261.6646 | -969.2428 | -349.6581 | -830.5898 | 8589.4297 | 210.1043 | -306.0197
2030-02-13 | 6 | -59.0121 | -135.4502 | -67.1016 | -626.5676 | -1713.8877 | -363.2637 | -3463.6885 | -870.4449 | -193.5272 | -116.6656 | 3830.4836 | 16.9503 | 2060.6389 | -374.9651 | 1508.797 | 876.5123 | 447.7736 | 209.9989 | -484.4529 | 406.2842 | -1161.5206 | -4256.4658 | 53.3881 | -56.5835 | 3086.1033 | -2126.7283 | -2324.9658 | -423.7116 | -60.4013 | 606.9168 | 1424.144 | 4182.4082 | -1070.512 | 1374.9156 | 1.2269 | 919.3932 | 8881.0361 | -491.8476 | 0.99895 | 1.0019 | -2665.4009 | 244.2168 | 3938.7041 | 1486.2429 | 4888.6157 | -50.8075 | -276.7772 | 2981.6816 | -1716.0358 | 1338.0653 | 0.9519 | -1220.3704 | -620.6932 | 10676.5078 | 210.1043 | -240.9162
2030-02-13 | 7 | -61.1744 | 382.8526 | -74.7926 | -763.7294 | -866.4963 | -785.8186 | -6260.8921 | 283.4696 | -2725.8159 | -128.3181 | 3860.5469 | 33.5335 | 1841.606 | -305.5078 | 1777.2719 | 693.4186 | 307.673 | 209.9989 | -392.1163 | 145.7894 | -1404.4508 | -4655.959 | 22.2407 | -65.1135 | 2549.7622 | -2493.1929 | -2152.0474 | -589.4003 | -84.1599 | 732.39 | 2012.1727 | 3553.6997 | -651.3066 | 1201.489 | 1.1574 | 1010.3438 | 8835.291 | -369.471 | -164.5599 | 449.8047 | -2549.6328 | 169.6263 | 4569.6123 | 1511.4281 | 5018.6904 | 117.6129 | -306.3267 | 2465.7009 | -2497.3645 | 1269.9131 | 480.3943 | -2799.7363 | -587.7969 | 12364.0801 | 210.1043 | -102.6684
2030-02-13 | 8 | -53.349 | 339.6702 | -83.2722 | -803.4559 | -714.4576 | -1086.4935 | -8382.4883 | 630.3621 | -2623.416 | -159.089 | 3852.5208 | 134.1792 | 1657.7178 | -207.0015 | 2046.8689 | 534.7715 | 38.6389 | 209.9989 | -632.339 | 468.2926 | -1779.6493 | -4904.8491 | 51.1522 | -10.5804 | 3619.7944 | -2468.9375 | -2828.4011 | -683.5847 | -81.8933 | 665.967 | 1955.371 | 2015.2194 | -839.3959 | 819.0573 | 0.92431 | 362.549 | 7109.9106 | -537.9683 | -269.0462 | 449.7857 | -2350.104 | 261.5835 | 4652.2397 | 1463.8877 | 5038.8359 | -3.6453 | -875.0632 | 2170.7461 | -2452.2163 | 1347.8645 | 1038.65 | -2739.769 | -661.4419 | 12353.793 | 210.1042 | -52.434
2030-02-13 | 9 | -30.0217 | 759.2138 | -74.2313 | -794.7461 | -421.9476 | -1510.3368 | -11447.5693 | 1920.4569 | -2019.6532 | -263.6363 | 3856.1553 | 194.9999 | 1516.9133 | -223.5898 | 2009.7959 | 815.9922 | -209.5729 | 209.9989 | -400.4787 | 292.5123 | -1820.5808 | -5322.7007 | -15.6704 | -10.124 | 2423.0186 | -2454.1697 | -2282.5027 | -816.0469 | -92.9375 | 624.9235 | 2399.4641 | -0.58575 | -521.8093 | 127.3135 | 0.51909 | 5.0735 | 4649.7275 | -571.4109 | -288.5345 | 449.7816 | -2086.7537 | 43.4841 | 4695.936 | 1481.5186 | 5060.0049 | -3.3199 | -1228.4312 | 2079.3228 | -2362.9919 | 1125.4764 | 341.4893 | -2214.8411 | -85.7132 | 11540.4502 | 210.1042 | -63.7708
2030-02-13 | 10 | -28.0434 | 1258.551 | -66.4351 | -600.2138 | -120.5982 | -1899.3628 | -13457.8047 | 3209.6985 | -646.1415 | -245.6455 | 3875.3833 | 195.0017 | 1474.5143 | -206.5469 | 2017.473 | 569.3837 | -69.8958 | 209.9989 | -371.5292 | 117.0643 | -1662.7688 | -5374.7905 | -29.1457 | -20.8605 | 2282.5776 | -2773.3206 | -1896.0436 | -915.8241 | -112.7833 | 675.8427 | 2683.4219 | 2.1058 | -216.8277 | -45.7149 | 0.56004 | 134.4901 | 89.561 | -615.2515 | -305.4422 | 449.8148 | -1910.7542 | 80.6413 | 4686.6475 | 1473.6317 | 5066.1709 | 1.0145 | -1480.8438 | 1418.973 | -2459.0417 | 1028.7152 | 940.0739 | -2216.8228 | -0.010115 | 8759.8916 | 210.1042 | -101.1322
2030-02-13 | 11 | -27.8913 | 1367.292 | -58.8119 | -555.0931 | -6.8786 | -1805.0715 | -13981.3779 | 3641.7522 | -468.601 | -213.7864 | 3935.5498 | 58.7631 | 1777.119 | -248.0923 | 1905.5703 | 541.961 | 49.0511 | 209.9989 | -363.8867 | 27.3535 | -1306.6445 | -5086.5762 | -56.9494 | -32.6311 | 2270.1006 | -2727.7749 | -1723.5365 | -911.6559 | -122.3411 | 684.5436 | 2774.3679 | 585.3487 | -192.3805 | 1.0004 | 0.56835 | 3.018 | -670.1109 | -672.3463 | -340.0135 | 449.6612 | -2361.1101 | -6.2358 | 4716.1743 | 1417.843 | 5062.8555 | -3.2096 | -1577.6752 | 1066.6622 | -2470.3154 | 984.8192 | 935.4628 | -2439.9622 | 1.0196 | 6609.0386 | 210.1043 | -18.9733
2030-02-13 | 12 | -31.8087 | 1660.7899 | -68.1623 | -526.9329 | -1.5824 | -1957.5629 | -13901.1348 | 3610.1487 | -3.0095 | -354.2487 | 3817.8523 | -13.285 | 1751.1246 | -373.5991 | 1520.097 | 1052.6721 | 11.4482 | 209.9989 | -414.2033 | 24.3383 | -1144.0272 | -4495.2676 | -98.9928 | -9.8828 | 2819.0427 | -2700.9102 | -1442.0156 | -935.718 | -140.2931 | 575.3956 | 2694.2817 | 369.7639 | -197.0326 | -92.0799 | 0.54616 | -56.8022 | -1069.3849 | -635.8669 | 0.99522 | 449.498 | -2172.1353 | 7.2109 | 3970.9521 | 1410.722 | 5064.019 | -207.8531 | -1156.3954 | 104.6131 | -2888.8159 | 613.331 | 173.4127 | -1909.4541 | 1239.2615 | 5335.126 | 210.1043 | 63.9587
2030-02-13 | 13 | -35.1694 | 1602.9216 | -65.9867 | -439.7472 | 51.5061 | -1979.5725 | -13866.7598 | 3805.7002 | 1.0033 | -363.2594 | 3807.9561 | 0.57587 | 1403.5177 | -417.7361 | 1420.9353 | 1036.5808 | 46.3718 | 209.9989 | -171.9808 | 76.0135 | -1183.2216 | -3844.7104 | -31.4717 | -33.0208 | 1807.1422 | -2656.7014 | -1680.8291 | -923.2834 | -137.2349 | 687.554 | 2629.1267 | 485.7238 | -259.1618 | -58.6045 | 0.53741 | -27.478 | -1510.7428 | -714.127 | 0.99682 | 449.5855 | -2028.1891 | 290.581 | 3917.6731 | 1478.494 | 5062.3628 | -267.8053 | -1113.6383 | 187.9742 | -3054.8232 | 859.0938 | 503.1914 | -1713.5229 | 572.8727 | 6028.7734 | 210.1043 | -29.3359
2030-02-13 | 14 | -35.0135 | 1594.6694 | -64.4816 | -428.6362 | 141.7703 | -1966.2784 | -13922.9111 | 3947.8386 | 353.9799 | -311.4057 | 3723.2156 | -64.226 | 1457.702 | -420.4841 | 1404.2886 | 1108.4996 | 141.7961 | 209.9989 | -203.3598 | 46.9598 | -1052.9152 | -3919.821 | -40.2149 | -32.0215 | 1930.5273 | -2559.3003 | -1758.5106 | -912.5024 | -137.8653 | 694.8934 | 2478.4675 | 842.0133 | -360.9192 | 1.0032 | 0.59089 | 2.9783 | -1009.3843 | -674.3663 | 9.5283 | 449.5363 | -2287.3865 | 219.9565 | 4015.0374 | 1521.5889 | 5077.957 | -217.4958 | -1251.327 | 22.3961 | -3222.0027 | 887.9818 | 379.9699 | -1821.9506 | 944.3365 | 4836.7861 | 210.1043 | -27.0572
2030-02-13 | 15 | -29.798 | 1496.1411 | -59.9729 | -378.59 | 148.5576 | -1825.8066 | -13548.4668 | 3743.2839 | 859.0264 | -334.3251 | 3481.5029 | -31.769 | 1531.8721 | -455.0172 | 1236.5948 | 1048.6775 | 140.1949 | 209.9989 | -250.044 | 141.6113 | -1019.0922 | -3423.1968 | -8.0964 | -12.8781 | 2404.9465 | -2152.7866 | -1641.1649 | -835.8735 | -129.8661 | 677.1609 | 2131.0825 | 323.1771 | -698.2044 | 11.3523 | 0.6258 | -1000.9613 | -1500.9495 | -699.3684 | 1.0062 | 449.4915 | -2196.1362 | 339.7745 | 4022.4866 | 1537.5161 | 5061.8135 | -200.2725 | -1264.9613 | 85.076 | -3250.0864 | 887.4231 | 397.869 | -2011.6873 | 739.2027 | 1905.8158 | 210.1042 | -28.8367
2030-02-13 | 16 | -24.2816 | 1345.514 | -58.3255 | -356.7347 | 79.0801 | -1758.4683 | -13238.3926 | 3566.342 | 941.4282 | -100.2148 | 3157.6736 | 72.7903 | 1733.2136 | -307.5285 | 1655.4072 | 712.5299 | 147.6541 | 209.9989 | -225.8987 | 109.6711 | -774.3881 | -2210.136 | -12.0444 | -18.1182 | 2565.5715 | -1978.6997 | -1240.2439 | -796.3696 | -127.0224 | 679.3987 | 2032.2249 | 2.9179 | -857.0018 | 24.9199 | 0.73918 | -1041.235 | -1798.5848 | -974.9274 | 1.0052 | 391.1974 | -2280.7751 | 249.4841 | 3963.8162 | 1496.1931 | 5038.0898 | -269.1566 | -1346.5502 | -797.9082 | -4550.1655 | 747.5135 | 158.5761 | -2004.0415 | 954.5779 | 2891.5793 | 210.1042 | -1.0064
2030-02-13 | 17 | -28.3351 | 1137.2092 | -58.9354 | -375.5762 | 1.0067 | -1642.2257 | -12621.8623 | 3261.7361 | 715.7356 | -122.1219 | 3200.0491 | 59.2037 | 1569.2346 | -336.2413 | 1565.3574 | 841.2642 | 52.8722 | 209.9989 | -165.0225 | 86.7343 | -641.233 | -1464.3092 | 0.99619 | -3.1259 | 2184.0803 | -1859.4817 | -986.0395 | -758.9976 | -119.2153 | 719.3612 | 2025.7222 | 3.1545 | -986.4401 | 57.2801 | 0.73079 | -1306.4446 | -1921.4863 | -1015.7211 | 5.7004 | 449.4257 | -2488.1868 | 263.9176 | 3941.3088 | 1499.7291 | 4978.7998 | -269.0262 | -1444.7775 | -620.6075 | -4646.6309 | 770.7037 | 175.8457 | -1949.0566 | 947.7454 | 4367.314 | 210.1042 | -9.1495
2030-02-13 | 18 | -43.6989 | 562.6294 | -65.9311 | -532.0661 | -32.6889 | -1289.0463 | -11794.1494 | 2890.5415 | 13.1198 | -169.7009 | 2771.967 | 62.5631 | 1478.9064 | -331.8431 | 1556.8335 | 742.3996 | 93.7952 | 209.9989 | -249.0878 | 105.0997 | -764.3384 | -988.6475 | 112.8128 | 1 | 2713.3623 | -1963.6117 | -950.3706 | -661.0907 | -91.6567 | 917.26 | 2026.2603 | 1556.7306 | -1008.9067 | 563.6148 | 0.70881 | -1322.7488 | 2054.8318 | -1117.2427 | -2.2041 | 393.2824 | -2323.2229 | 628.9124 | 4014.5425 | 1483.1062 | 4950.5063 | -260.2117 | -1615.7836 | -1001.5748 | -5630.0161 | 859.0704 | 786.9235 | -2235.6262 | 777.8269 | 4683.7837 | 210.1043 | 23.2875
2030-02-13 | 19 | -51.9769 | 342.7832 | -55.0103 | -609.5844 | -376.8065 | -1063.641 | -10559.3662 | 2166.0303 | -2.9924 | -202.6096 | 2887.1333 | 76.6618 | 1651.5085 | -355.7726 | 1602.7711 | 880.6884 | 158.6519 | 209.9989 | -279.7897 | 4.8086 | -841.8625 | -1275.9982 | 45.6904 | -10.041 | 2765.189 | -2116.366 | -757.8945 | -613.8451 | -82.5473 | 831.9187 | 2139.6492 | 3080.2241 | -884.2433 | 830.365 | 0.74035 | -1371.4528 | 4993.9072 | -1066.2628 | -504.5599 | 450.0642 | -2324.041 | 299.9809 | 5034.4448 | 1478.9625 | 5067.3809 | 43.6416 | -1794.4822 | -654.6028 | -5552.8838 | 706.074 | 1113.6262 | -2016.9724 | 637.1445 | 4594.2959 | 210.1043 | -59.6319
2030-02-13 | 20 | -68.7092 | 0.98779 | -67.5221 | -638.562 | -401.6008 | -816.217 | -10130.5156 | 1851.8311 | -2.947 | -203.6674 | 2782.6938 | 23.1218 | 1396.8379 | -304.9857 | 1788.4567 | 1009.7806 | 231.1408 | 209.9989 | -296.92 | 146.4083 | -993.4542 | -1233.8431 | 100.1464 | -11.0052 | 2850.25 | -2178.9976 | -849.3492 | -545.6564 | -67.6045 | 885.6371 | 2067.5315 | 4636.1807 | -961.347 | 1109.2448 | 0.75392 | -1523.8353 | 6196.5576 | -824.9919 | -605.3383 | 450.2902 | -2284.71 | 340.8526 | 5285.3511 | 1496.6204 | 5070.9746 | 203.0801 | -1441.9125 | 242.8744 | -4565.7461 | 801.1453 | 1458.3402 | -1832.6791 | 285.6463 | 4150.4927 | 210.1043 | -69.4612
2030-02-13 | 21 | -62.3974 | -19.4342 | -67.304 | -747.6609 | -509.7225 | -770.4555 | -10360.3496 | 1690.9572 | 1.0037 | -152.1141 | 2905.8374 | 43.2227 | 734.2501 | -185.2613 | 2105.8442 | 860.9756 | 136.4004 | 209.9989 | -318.1602 | 122.8716 | -899.0799 | -1119.328 | 118.5604 | 2.8013 | 2888.416 | -2116.4792 | -749.479 | -555.7827 | -64.3093 | 937.4703 | 2175.0747 | 4848.0522 | -977.0418 | 1039.8885 | 0.76879 | -1678.8141 | 6863.8052 | -571.1245 | -287.7991 | 449.9281 | -2467.6321 | 376.9827 | 5132.6714 | 1610.792 | 5062.2827 | 450.1032 | -1350.8448 | 999.1235 | -3673.4829 | 972.3751 | 2237.8906 | -2199.9795 | 1.0123 | 4454.3003 | 210.1042 | -65.0081
2030-02-13 | 22 | -58.7643 | -163.4847 | -66.834 | -782.3293 | -691.8148 | -626.8695 | -9277.1025 | 1093.4019 | 1.0042 | -176.5857 | 3212.6389 | 127.6672 | 693.8406 | -187.0264 | 2050.3862 | 798.3671 | 107.0269 | 209.9989 | -413.438 | 379.6653 | -824.5991 | -929.1757 | 177.3434 | 36.228 | 3340.5166 | -1949.1274 | -1131.1415 | -509.5529 | -55.0657 | 927.6608 | 1945.6843 | 5090.855 | -1191.9872 | 1005.7291 | 1.1525 | -1953.2876 | 6624.1304 | -137.5247 | 240.7309 | 449.476 | -2696.7368 | 552.9399 | 4924.5166 | 1771.3579 | 5049.894 | 841.1279 | -1353.6821 | 2239.4836 | -2080.259 | 1308.8342 | 3350.6799 | -2117.5186 | -139.8468 | 5424.5308 | 210.1043 | -109.1147
2030-02-13 | 23 | -60.5585 | -304.4289 | -68.5501 | -740.1574 | -945.537 | -404.3628 | -8150.3813 | 459.9216 | 553.114 | -155.8561 | 3496.1035 | 133.3328 | 409.623 | -121.088 | 2130.3413 | 334.6124 | 225.8005 | 209.9989 | -469.1714 | 394.3181 | -865.1157 | -645.5875 | 149.1397 | 48.9692 | 3522.833 | -2190.0571 | -792.0117 | -436.4732 | -53.8508 | 781.9328 | 2036.3274 | 5762.5854 | -1034.9696 | 1206.1307 | 4.1262 | -1727.6991 | 6503.0396 | 100.8976 | 364.2469 | 449.5548 | -2672.709 | 511.8536 | 4404.5405 | 1787.3116 | 5033.0654 | 524.1047 | -370.7978 | 2621.6094 | -1241.1893 | 1371.7968 | 2318.8083 | -1394.8247 | -340.1686 | 5630.2617 | 210.1043 | -204.1653
2030-02-13 | 24 | -49.5145 | -505.6054 | -60.2794 | -586.1177 | -989.3728 | -277.073 | -7770.5342 | 514.9843 | 1550.9362 | -140.4415 | 3442.3953 | 105.5171 | 1550.4395 | -191.4202 | 1884.1301 | 129.6388 | 303.6804 | 209.9989 | -491.6974 | 357.2344 | -591.8521 | -177.4267 | 129.4662 | 47.4623 | 3624.9392 | -1983.1527 | -628.3822 | -370.2256 | -50.4516 | 736.4463 | 1776.9426 | 4932.4956 | -1056.7819 | 1115.4828 | 5.6981 | -1514.9382 | 5409.6606 | -493.499 | -2.3599 | 323.3387 | -2701.24 | 312.7232 | 3951.4207 | 1514.4089 | 5013.6597 | -3.9051 | -276.9462 | 2862.7168 | -712.017 | 1316.4648 | 1982.8927 | -1482.7373 | 1.0384 | 5835.9268 | 210.1042 | -176.1289
2030-02-14 | 1 | -36.8143 | -258.6834 | -46.8397 | -498.6276 | -854.3464 | -238.2906 | -6980.8013 | 915.9215 | 1788.1198 | -111.9593 | 2755.3276 | 150.08 | 813.3848 | -190.452 | 1811.4308 | 26.1177 | 249.9193 | 209.9989 | -475.8955 | 394.9372 | -357.9979 | -169.0959 | 134.4109 | 34.1066 | 3564.5469 | -1654.6053 | -1016.7471 | -341.6778 | -62.6512 | 730.7242 | 1297.2134 | 4054.1985 | -1406.093 | 967.7177 | 4.2915 | -1474.278 | 4648.3032 | 414.6446 | 192.907 | 267.6532 | -2685.5364 | 453.2889 | 3720.4526 | 1577.1591 | 4979.1558 | 1.0103 | -279.3453 | 4405.6792 | 662.3372 | 950.9791 | 1491.9807 | -2502.2627 | 867.2643 | 5635.6338 | 210.1043 | 9.3574
2030-02-14 | 2 | -35.4573 | -84.9493 | -46.5669 | -519.5578 | -654.2565 | -452.3929 | -6679.0146 | 1256.3126 | 1852.5795 | -148.066 | 2596.3059 | 42.6554 | 1941.0342 | -263.1178 | 1683.1001 | 289.4054 | 260.2817 | 209.9989 | -466.5717 | 314.126 | -257.0502 | 130.5578 | 85.3013 | 26.7916 | 3591.6213 | -1736.5952 | -825.1343 | -404.4502 | -74.5861 | 670.4293 | 1299.1288 | 3658.5596 | -1195.0359 | 915.6621 | 6.2127 | -1198.4731 | 4488.0732 | 1.0012 | 604.8833 | 0.99944 | -2640.1208 | 322.077 | 2928.4958 | 1514.2163 | 4746.7246 | -3.5044 | -278.0824 | 2833.4827 | -1003.9207 | 964.9343 | 830.9844 | -2465.3652 | 751.3674 | 5161.8228 | 210.1042 | -1.3454
2030-02-14 | 3 | -15.9344 | 689.4119 | -41.3676 | -475.0783 | -224.7563 | -971.41 | -8567.334 | 2394.6848 | 1815.0361 | -153.2874 | 3340.2559 | -3.603 | 1962.1814 | -300.4939 | 1599.3101 | 197.5324 | 119.4228 | 209.9989 | -167.9684 | 123.7449 | -143.9899 | 127.6461 | 17.4196 | -12.2544 | 2135.9409 | -1658.933 | -545.2421 | -559.9379 | -106.3053 | 663.8008 | 1501.9393 | 1297.3834 | -1006.0711 | 353.764 | 6.2667 | -976.8679 | 2028.7814 | -1.4742 | 600.2372 | 1 | -2600.6907 | 172.8589 | 2775.5974 | 1621.0391 | 4608.5117 | -3.6036 | -278.2042 | 3215.8965 | -790.3075 | 876.2479 | 606.119 | -2615.448 | 894.7164 | 4026.2998 | 210.1042 | 16.863
2030-02-14 | 4 | -3.7156 | 791.0502 | -35.3767 | -377.0301 | 47.6818 | -1051.6619 | -9377.2617 | 2952.626 | 1602.0367 | -161.364 | 3598.2314 | -15.116 | 1967.8678 | -293.2344 | 1591.0297 | -241.4055 | 68.437 | 209.9989 | -115.722 | 77.3 | -96.515 | 121.8303 | 6.8409 | -6.2876 | 1741.7798 | -1309.326 | -546.6796 | -563.104 | -117.6341 | 690.6055 | 1523.6918 | 231.6577 | -1088.4545 | 111.7358 | 5.5013 | -1146.7915 | -568.8236 | -100.3513 | 500.0804 | 0.99886 | -2575.2358 | 173.3057 | 2932.1602 | 1691.3158 | 4608.8491 | 0.98258 | -278.5308 | 3116.8425 | -794.4013 | 810.5925 | 751.6794 | -3043.8777 | 1022.9459 | 2718.7068 | 210.1042 | 53.644
2030-02-14 | 5 | -8.0328 | 903.5946 | -39.197 | -417.9423 | 444.2048 | -1226.1714 | -10437.4561 | 3689.1279 | 1128.7864 | -162.1965 | 3588.1375 | -62.4165 | 1958.304 | -313.2873 | 1577.7737 | -299.0817 | 22.3283 | 209.9989 | -71.8559 | 103.8991 | -102.407 | -204.729 | 78.6932 | -4.0402 | 1529.4133 | -1511.0656 | -729.8411 | -615.8785 | -116.4938 | 874.2 | 1622.3188 | 5.4356 | -1176.0089 | 130.778 | 3.6228 | -1357.1176 | -320.6059 | -1.3324 | 393.5441 | 0.99987 | -2608.3459 | 415.3672 | 3096.1973 | 1727.2621 | 4630.605 | 22.2406 | -278.4238 | 2910.7798 | -1230.8331 | 876.9098 | 1504.9999 | -3984.4102 | 866.9208 | 3093.978 | 210.1042 | 112.9202
2030-02-14 | 6 | -23.715 | 826.3604 | -45.7538 | -471.2354 | 625.18 | -1385.6243 | -10941.6445 | 4001.3872 | -3.0746 | -199.2752 | 3430.1724 | -3.3398 | 1961.0193 | -290.9829 | 1640.8887 | -242.4081 | 11.9138 | 209.9989 | -139.2182 | 36.7512 | -302.8257 | -665.577 | 101.6104 | -4.5243 | 1544.2955 | -1796.1039 | -1266.0576 | -679.5569 | -103.9521 | 990.7463 | 1855.8015 | 504.071 | -1051.2529 | 298.8568 | 1.9628 | -1111.7212 | 684.7941 | 1.0013 | 370.1481 | 0.99924 | -2617.4468 | 532.3657 | 3141.647 | 1682.8293 | 4593.6245 | 7.5609 | -277.8587 | 2733.7871 | -2088.9246 | 823.3534 | 1411.7281 | -4098.7275 | 35.4665 | 5040.1851 | 210.1042 | 67.9106
2030-02-14 | 7 | -30.3006 | 709.8268 | -54.2748 | -660.2352 | 156.936 | -1236.1583 | -9561.4922 | 3075.1582 | -2.9888 | -117.7255 | 3717.4978 | 47.6124 | 1944.3424 | -260.538 | 1694.1221 | -113.4305 | -232.0305 | 209.9989 | -170.4801 | -99.6544 | -438.2614 | -1660.7554 | 42.6149 | 2.2842 | 1618.5392 | -1900.0017 | -1342.7181 | -675.1647 | -99.2778 | 908.9108 | 1880.8951 | 1211.4264 | -1076.6511 | 409.2381 | 0.73316 | -1384.3379 | 4099.9395 | -687.6357 | -8.3889 | 449.3752 | -2689.7854 | 122.7275 | 4251.2734 | 1589.6648 | 5005.2871 | -3.4956 | -346.273 | 2642.5471 | -2934.3716 | 883.3849 | 905.3827 | -3317.9211 | 162.2557 | 6569.811 | 210.1043 | -103.0933
2030-02-14 | 8 | -37.1605 | 245.077 | -65.9048 | -685.4241 | -482.2722 | -873.1519 | -8132.9355 | 1507.6993 | -2.9884 | -132.9689 | 3790.2776 | 137.6043 | 1745.7721 | -114.2708 | 2108.6936 | -296.9882 | -329.3185 | 209.9989 | -198.4684 | 274.2085 | -933.3745 | -2232.9153 | 7.5318 | 28.3149 | 1488.4503 | -2109.7578 | -1974.4581 | -569.5717 | -81.8889 | 646.004 | 1900.5774 | 1743.7637 | -1228.1337 | 564.761 | 0.72662 | -1948.8099 | 5417.5698 | -582.1745 | -23.2192 | 449.3589 | -2778.0281 | 0.99606 | 4365.0356 | 1477.9014 | 5017.9824 | -2.896 | -846.2078 | 850.3227 | -4910.0327 | 1135.3489 | 753.8096 | -2009.3258 | 102.2822 | 6790.3218 | 210.1043 | -172.6516
2030-02-14 | 9 | -39.5554 | 8.7558 | -65.5563 | -728.8963 | -905.8398 | -676.9138 | -8001.9346 | 883.7302 | 1.0034 | -167.7314 | 3796.8669 | 195.0012 | 1868.3363 | -110.5216 | 2102.4658 | -636.1088 | -443.7834 | 209.9989 | -191.2158 | 359.1605 | -905.1869 | -2185.2593 | 7.6172 | 32.5586 | 1405.4937 | -2051.479 | -1979.2224 | -524.2213 | -71.473 | 601.142 | 1901.7277 | 2424.6531 | -1196.9807 | 621.3578 | 0.69535 | -2139.8623 | 5824.3047 | -525.6218 | 0.99967 | 449.3287 | -2718.6777 | 0.99736 | 4299.1826 | 1411.6461 | 5038.9917 | -56.9794 | -1167.2501 | 295.0027 | -4939.5044 | 1156.6674 | 613.8487 | -1522.7063 | 1.0115 | 7100.271 | 210.1042 | -175.8967
2030-02-14 | 10 | -43.1413 | 162.7247 | -63.2935 | -787.2226 | -790.1335 | -802.4926 | -8479.5713 | 1297.0604 | 643.6948 | -166.3164 | 3863.3616 | 125.6285 | 1467.3789 | -103.6768 | 2127.5996 | -772.7263 | -513.243 | 209.9989 | -172.6326 | 252.4828 | -881.0103 | -2134.0791 | 24.1448 | 18.1713 | 1243.9902 | -2376.0444 | -1781.1399 | -582.5892 | -70.0085 | 672.3617 | 1939.844 | 3009.3093 | -1046.2598 | 634.2029 | 0.75063 | -1997.4349 | 6181.0884 | -357.3572 | 90.9205 | 449.7112 | -2702.7307 | 96.558 | 4572.186 | 1463.2079 | 5065.9707 | 256.4772 | -1350.7998 | 1419.1102 | -3143.6462 | 1098.2563 | 1.0266 | -1396.708 | 1.0078 | 8178.1797 | 210.1043 | -175.7047
2030-02-14 | 11 | -36.2844 | 465.8279 | -49.4797 | -808.9276 | -596.5834 | -960.7136 | -9049.3799 | 1722.5697 | 1166.2898 | -197.1082 | 3864.4629 | -14.0166 | 1608.4156 | -92.7105 | 2175.5405 | -682.5448 | -512.1451 | 209.9989 | -164.0213 | 216.0326 | -819.7684 | -2069.2415 | 32.1832 | 3.2583 | 1269.5442 | -2041.4574 | -1703.9777 | -641.4467 | -75.8331 | 708.1569 | 1906.6045 | 3067.344 | -1017.5822 | 535.8806 | 0.8084 | -1872.8167 | 5360.165 | -386.9926 | 60.2985 | 449.7862 | -2689.27 | 147.0882 | 4550.6514 | 1420.9363 | 5069.9146 | 213.9136 | -1350.6908 | 1263.3015 | -2807.6699 | 1117.5967 | 1.0463 | -1798.8165 | 61.5469 | 7885.1958 | 210.1042 | -180.826
2030-02-14 | 12 | -27.9519 | 686.5076 | -44.2715 | -785.6655 | -485.6065 | -1064.3738 | -9754.123 | 2089.3357 | 1304.5074 | -192.6977 | 3856.3386 | -3.724 | 1722.9583 | -86.6294 | 2180.2307 | -492.3885 | -506.3358 | 209.9989 | -168.9827 | 156.0053 | -835.9875 | -2573.4419 | 1 | 1.9681 | 1259.9407 | -2002.8552 | -1602.6451 | -667.2306 | -84.8767 | 673.7766 | 1915.6925 | 2883.7102 | -972.8295 | 371.0608 | 0.80709 | -1893.717 | 3439.533 | -524.67 | -83.616 | 449.6248 | -2653.2627 | 83.5009 | 4521.1245 | 1374.3685 | 5059.2446 | 83.1421 | -1720.7642 | 1146.9668 | -2644.1082 | 1103.5459 | -80.2125 | -1809.1467 | 1.0104 | 6631.1792 | 210.1042 | -186.5448
2030-02-14 | 13 | -26.7431 | 968.7712 | -56.1522 | -645.1731 | -250.0532 | -1368.2334 | -10774.666 | 2518.6838 | 116.326 | -247.9361 | 3917.9385 | -31.4326 | 1727.8479 | -105.9642 | 2165.8086 | -93.123 | -549.1252 | 209.9989 | -230.5469 | 175.8881 | -861.3716 | -2742.0889 | -21.8989 | 29.8642 | 1596.2474 | -2006.908 | -1832.1793 | -730.6897 | -97.6004 | 650.5083 | 2027.6204 | 1377.4901 | -976.368 | 96.5014 | 0.78601 | -2082.7859 | 1060.1914 | -420.3538 | -97.0221 | 449.7397 | -2705.5227 | 103.6279 | 4591.5186 | 1392.09 | 5071.5928 | 130.6393 | -1350.1538 | 1516.244 | -2024.1453 | 963.088 | 110.5649 | -2296.7852 | -312.64 | 7279.4644 | 210.1042 | -128.0396
2030-02-14 | 14 | -6.7063 | 1485.8983 | -35.0806 | -702.0455 | -8.8697 | -1673.6145 | -11890.4072 | 3046.356 | 32.472 | -219.4219 | 3864.2561 | -60.6825 | 1498.5192 | -96.0614 | 2179.7625 | 227.9285 | -716.5018 | 209.9989 | -299.9512 | 62.3956 | -789.0855 | -2471.428 | -75.4109 | 33.004 | 2212.0479 | -1941.5126 | -1645.4551 | -839.6343 | -116.2483 | 606.2989 | 1888.1404 | 0.9999 | -926.2045 | -340.489 | 0.80405 | -1997.2843 | -872.5887 | -367.0889 | -99.5225 | 449.7387 | -2593.2424 | 20.6492 | 4638.9902 | 1448.1304 | 5071.4551 | 143.5643 | -1350.1621 | 1775.7751 | -1824.671 | 714.1057 | -78.8418 | -2710.5764 | -0.35716 | 7551.9507 | 210.1042 | -83.5156
2030-02-14 | 15 | 6.5206 | 1237.3735 | -36.8473 | -619.6145 | 190.2861 | -1472.9567 | -12649.5693 | 3535.658 | 1.0057 | -91.3175 | 3822.356 | 195.0005 | 329.39 | -158.9606 | 1865.4874 | 100.3408 | -867.39 | 209.9989 | -396.4518 | 45.2104 | -663.8613 | -2152.5239 | -26.8508 | 23.921 | 3012.571 | -2005.8688 | -1384.3026 | -766.0129 | -114.5234 | 725.5571 | 1324.0814 | -889.2764 | -1112.0063 | -472.6906 | 0.80464 | -1946.8129 | -1722.0587 | 750.334 | 544.1409 | 448.9251 | -2579.1702 | 95.4292 | 4410.5654 | 1545.621 | 5069.292 | 462.7082 | -1355.2578 | 5493.9858 | 382.7458 | 754.6334 | 799.4761 | -3130.8259 | -0.1253 | 5473.4004 | 210.1042 | -52.8849
2030-02-14 | 16 | 7.6072 | 1426.2598 | -38.0546 | -610.2786 | 47.4417 | -1520.2604 | -12426.9512 | 3278.1096 | -3.0194 | -84.6629 | 3795.8484 | 195.0012 | 1918.0627 | -213.0436 | 1677.2808 | -287.7922 | -823.2693 | 209.9989 | -469.2442 | 78.1069 | -745.807 | -1677.7576 | -38.4453 | 19.7756 | 3676.7168 | -2003.2299 | -824.0265 | -778.0474 | -119.4744 | 627.6441 | 1333.2332 | -972.5152 | -842.3589 | -517.7149 | 3.1843 | -1603.5125 | -1933.0957 | -570.4304 | -145.8992 | 449.9153 | -2541.3469 | 53.0775 | 4638.4707 | 1362.0425 | 5069.3726 | 85.9577 | -1350.2599 | 1640.5433 | -2574.5371 | 859.5381 | 1369.2565 | -2868.2439 | 0.16041 | 4682.3101 | 210.1042 | -71.194
2030-02-14 | 17 | 9.294 | 119.1099 | -34.0025 | -421.6163 | -866.2258 | -528.6521 | -8289.0322 | 756.0415 | 26.9677 | -100.4045 | 3251.7798 | 195.0004 | 1806.6862 | -144.9782 | 1826.2931 | -732.1571 | -699.8483 | 209.9989 | -529.8253 | 376.3638 | -924.4106 | -1587.8105 | -23.1717 | -17.9747 | 4021.3245 | -984.9995 | -1064.1565 | -419.4178 | -92.7307 | 458.5948 | 231.788 | -966.3193 | -1306.2378 | -131.4504 | 4.9856 | -630.263 | -429.5869 | -698.7883 | -242.6329 | 449.5779 | -2629.3342 | 114.9534 | 4506.1294 | 1345.822 | 5059.4512 | -3.2384 | -1741.1749 | 1426.3016 | -3273.6313 | 981.6233 | 1410.9362 | -1992.7396 | 0.37486 | 6977.9253 | 210.1042 | -114.5397
2030-02-14 | 18 | -2.7307 | -616.0559 | -35.3802 | -338.5185 | -1901.6294 | 86.3742 | -4604.7988 | -1194.1365 | 1070.4053 | -94.0646 | 3474.552 | 195.0013 | 1822.8828 | 14.7605 | 1722.8567 | -1383.4921 | -332.7086 | 209.9989 | -562.0754 | 460.156 | -1108.6953 | -1061.2235 | -52.5415 | -33.75 | 4102.561 | -534.7479 | -1315.2058 | -208.9248 | -73.2427 | 269.7426 | -319.4427 | 1156.0038 | -1559.436 | 508.1306 | 7.525 | 736.5695 | 1954.3148 | -543.0334 | -35.5148 | 449.3757 | -2353.2651 | 50.1573 | 4416.9194 | 1340.6163 | 5070.8584 | -2.9901 | -1492.8976 | 2359.6953 | -2220.5137 | 992.2482 | 777.0392 | -554.4473 | -0.081946 | 6546.2534 | 210.1043 | -240.6111
2030-02-14 | 19 | 5.6411 | -524.0696 | -36.073 | -280.8535 | -1927.2328 | 5.6368 | -5071.2031 | -931.2452 | 779.9711 | -132.8438 | 2968.6523 | 195.0005 | 748.1342 | 164.2557 | 2041.1639 | -804.6481 | -312.0809 | 209.9989 | -677.4103 | 376.6426 | -1048.551 | -1100.5051 | -45.9936 | -17.4452 | 4331.5557 | -382.6201 | -1501.5692 | -217.6548 | -73.9758 | 369.7124 | -274.9872 | 134.0361 | -1767.0017 | 357.6985 | 5.8708 | 545.4271 | 1151.0939 | -253.9508 | -402.4333 | 450.1426 | -2520.4253 | 0.99467 | 4924.1802 | 1379.9606 | 5082.9512 | 1.0088 | -1181.1694 | 2800.0012 | -1882.5096 | 1175.1648 | 1219.8297 | -397.0042 | -949.1124 | 5514.5859 | 210.1043 | -335.8799
2030-02-14 | 20 | -0.014335 | -905.9215 | -43.0358 | -268.8848 | -1909.6946 | 142.8049 | -4699.0176 | -1402.0647 | 381.3274 | -216.1877 | 3030.304 | 195.0002 | 625.9302 | 369.9063 | 2152.8013 | -354.5379 | -206.3107 | 209.9989 | -692.6548 | 568.5044 | -1044.3124 | -782.2371 | 19.1478 | -16.8516 | 4318.4639 | -314.2563 | -1910.1556 | -157.5074 | -60.0738 | 397.954 | -467.1682 | 398.1625 | -2039.3351 | 534.6752 | 5.2966 | 624.66 | 1781.7916 | -200.6739 | -298.7918 | 450.0939 | -2565.9109 | 172.2944 | 4885.4697 | 1509.1245 | 5074.228 | 110.4276 | -966.1493 | 2893.6582 | -1516.9707 | 1274.8209 | 1633.9385 | -533.5533 | -1212.4326 | 6145.4819 | 210.1043 | -347.5253
2030-02-14 | 21 | -0.61025 | -908.1717 | -48.1539 | -273.4109 | -1924.2878 | 1.0041 | -5445.0352 | -1318.1412 | 481.5936 | -296.7701 | 3395.8477 | 195.002 | 1.0032 | 139.3392 | 2128.928 | -251.8827 | -183.7202 | 209.9989 | -706.6033 | 617.9267 | -1038.0919 | -355.1089 | 66.0043 | 2.3858 | 4481.7207 | -348.0522 | -1667.3711 | -200.0234 | -52.8078 | 476.0161 | -232.654 | 183.6722 | -1984.9775 | 370.8143 | 5.5694 | 257.5532 | 1676.3785 | -34.0711 | -85.5073 | 449.8401 | -2561.8916 | 379.6114 | 4720.3491 | 1516.1729 | 5063.752 | 155.2027 | -670.7798 | 3167.9192 | -1026.6776 | 1240.267 | 1714.6066 | -597.9582 | -1340.9961 | 5671.8687 | 210.1043 | -330.0689
2030-02-14 | 22 | -4.2397 | -702.7278 | -52.4997 | -298.3252 | -1903.0526 | -100.1606 | -5440.043 | -1331.4349 | 1067.1604 | -258.3344 | 3991.5981 | 195.0005 | 638.5587 | 151.0469 | 2158.5554 | -434.1426 | -184.8887 | 209.9989 | -541.2643 | 685.4538 | -916.9782 | -63.7565 | 64.3797 | -1.2343 | 3665.2805 | -459.7572 | -1623.5641 | -231.7565 | -60.4532 | 434.1309 | -40.8945 | 135.5773 | -2012.9387 | 426.0118 | 5.2369 | 129.0473 | 1967.0103 | -197.409 | 49.589 | 450.3822 | -2511.553 | 438.5634 | 4238.0015 | 1381.7242 | 5050.1309 | 0.98765 | -343.5296 | 3042.718 | -1009.8862 | 1193.9225 | 1592.3152 | -724.285 | -465.6012 | 5814.8906 | 210.1043 | -278.5445
2030-02-14 | 23 | -4.4541 | -570.7729 | -52.1377 | -312.8048 | -1866.7683 | -175.0395 | -6145.9126 | -727.5286 | 1317.1571 | -213.0316 | 3938.8906 | 194.9997 | 1277.2559 | -5.9327 | 2142.967 | -268.8985 | -200.3943 | 209.9989 | -528.3389 | 671.4623 | -715.7281 | 21.711 | 56.3195 | 14.3418 | 3698.5146 | -517.1765 | -1542.9799 | -257.2715 | -62.2673 | 428.9877 | 8.4502 | 29.042 | -1990.0531 | 377.6001 | 5.9582 | -146.5 | 1854.7225 | -306.2227 | -2.3853 | 0.99823 | -2520.3047 | 364.6187 | 4081.4614 | 1454.389 | 5023.1597 | -43.9135 | -328.0513 | 2669.9814 | -1289.5327 | 1187.1261 | 1359.1713 | -872.993 | -0.94556 | 4495.666 | 210.1042 | -215.603
2030-02-14 | 24 | -7.4648 | -560.7762 | -53.0747 | -353.0242 | -1740.1628 | -232.8176 | -6640.5649 | -442.65 | 1764.1545 | -135.3366 | 3902.387 | 192.085 | 1867.5669 | -43.8709 | 2091.4878 | -166.8113 | -172.8121 | 209.9989 | -549.7595 | 519.1367 | -494.7192 | 114.1974 | -1.232 | 37.8399 | 3908.3687 | -686.6194 | -1171.7345 | -276.7923 | -61.7312 | 371.6136 | 736.9879 | 280.0362 | -1680.1642 | 276.293 | 6.4102 | -1130.0033 | 1996.6578 | -578.4251 | 91.75 | 1.0011 | -2628.5603 | 20.5431 | 3919.686 | 1497.2673 | 5011.063 | -3.5862 | -276.7699 | 3317.7615 | -428.0966 | 1097.1921 | 548.4856 | -531.6228 | -1.4023 | 4528.6533 | 210.1042 | -247.4166
2030-02-15 | 1 | -18.8343 | 326.3459 | -61.2692 | -492.5823 | -844.4829 | -873.178 | -8818.8955 | 1392.2567 | 2213.041 | -141.0045 | 3074.0247 | 63.353 | 2023.4033 | -211.7862 | 1768.1958 | -276.6692 | -250.4878 | 209.9989 | -376.8609 | 450.7459 | -338.8963 | 176.047 | -10.147 | 5.8311 | 2902.3372 | -1554.4187 | -1044.5216 | -499.2204 | -91.3741 | 413.4255 | 867.3325 | 506.9227 | -1442.4763 | 366.563 | 5.7567 | -616.8794 | 1702.8347 | -110.6187 | 391.1869 | 1.0002 | -2536.2334 | 140.9768 | 3337.1255 | 1319.4158 | 4864.6143 | -2.5603 | -272.9116 | 1760.1477 | -2034.5869 | 743.5037 | 721.8957 | -1898.6515 | 1158.8018 | 2846.2908 | 210.1042 | 9.7116
2030-02-15 | 2 | -16.7681 | 1132.9811 | -55.4689 | -418.4496 | -388.2984 | -1230.7338 | -9617.1699 | 2243.5039 | 1255.9617 | -145.375 | 3136.3115 | 21.1464 | 1950.004 | -279.1224 | 1637.0662 | -291.0523 | -29.6855 | 209.9989 | -59.8602 | 142.2782 | -264.8229 | 271.0266 | -157.6872 | -34.7393 | 1274.3959 | -1620.6212 | -450.1666 | -614.9365 | -110.5336 | 241.4799 | 1353.5635 | 817.1154 | -1079.8933 | 218.7438 | 6.3233 | -334.7062 | -690.1224 | 1.0005 | 236.9987 | 142.6276 | -2369.9514 | -213.9807 | 3033.8608 | 1227.6147 | 4411.0742 | -2.6231 | -272.8192 | 2230.6758 | -2054.7705 | 443.0095 | -76.9045 | -1931.5388 | 1338.5927 | -1957.3718 | 210.1042 | 29.1984
2030-02-15 | 3 | -23.6961 | 1108.2826 | -57.0989 | -423.5191 | -464.272 | -1167.8937 | -9305.4785 | 2056.4651 | 1217.8134 | -154.0006 | 1708.2367 | 0.99964 | 1244.9023 | -276.8174 | 1636.3103 | -583.8602 | 123.9791 | 209.9989 | -22.1896 | 82.1164 | -270.0641 | 290.9441 | -182.6752 | -49.0672 | 835.6534 | -1722.0945 | -499.7755 | -600.6476 | -110.5269 | 200.5713 | 1403.5112 | 1652.8209 | -1048.4666 | 346.5608 | 6.7893 | -12.2309 | 359.1579 | 1.0004 | 376.2512 | 449.1911 | -2352.0396 | -274.6176 | 2576.6033 | 1173.6256 | 4124.9009 | -2.6191 | -273.0838 | 2803.0642 | -1280.3973 | 390.9559 | -300.2501 | -1863.8618 | 1295.4744 | -4568.417 | 210.1042 | 41.5108
2030-02-15 | 4 | -22.3252 | 1103.199 | -57.7939 | -411.7351 | -366.198 | -1167.8452 | -9381.749 | 2229.719 | 1136.202 | -157.9544 | 1798.9777 | -14.8139 | 1019.1527 | -260.0311 | 1595.468 | -1230.3365 | 12.6285 | 209.9989 | -28.2465 | 73.7061 | -323.8695 | 29.36 | -179.7098 | -51.0967 | 903.6406 | -1759.0571 | -504.5047 | -593.3982 | -112.4732 | 218.3577 | 1227.5098 | 1716.1896 | -1008.7084 | 366.424 | 6.848 | 5.588 | 165.4751 | 1.0031 | 378.2108 | 449.1754 | -2393.7002 | -265.9851 | 2500.1045 | 1155.6877 | 4052.6172 | -2.6591 | -272.996 | 2778.5007 | -1271.256 | 421.6731 | -118.3846 | -1993.506 | 1306.1405 | -4905.7734 | 210.1042 | 49.8224
2030-02-15 | 5 | -20.3574 | 801.4364 | -60.6905 | -389.3949 | -612.495 | -1141.9087 | -8613.4346 | 1855.6343 | 1420.3983 | -146.1721 | 2895.9619 | 18.1284 | 122.1743 | -270.6541 | 1496.1802 | -1616.0149 | -27.15 | 209.9989 | -94.136 | -125.0556 | -435.079 | -94.8573 | -200.6855 | -67.3756 | 1204.5323 | -1753.4618 | -33.1007 | -581.8995 | -97.9728 | 230.0289 | 1030.5228 | 1983.7784 | -849.6642 | 222.6216 | 8.458 | 105.96 | 164.9348 | 1.0006 | 370.8047 | 191.4877 | -2503.2595 | -478.0249 | 2961.2527 | 1232.6248 | 4335.7202 | -3.4118 | -276.666 | 4076.7483 | 37.7676 | 745.8842 | -54.0418 | -1559.8601 | 27.6417 | -4642.9097 | 210.1042 | -122.1583
2030-02-15 | 6 | -17.7014 | 906.7195 | -61.4243 | -380.3859 | -64.356 | -1158.3577 | -10608.9541 | 3120.155 | 1881.0289 | -102.5702 | 3466.2964 | 113.961 | 992.3807 | -226.2625 | 1485.0111 | -1686.4985 | -207.8587 | 209.9989 | -144.5701 | -9.0291 | -627.1173 | -685.7568 | -98.4672 | -51.8971 | 1710.8074 | -1743.7679 | -531.6717 | -573.9452 | -123.8066 | 475.3912 | 817.2248 | 1446.2324 | -1077.1014 | 284.3448 | 7.3725 | 0.99661 | -827.7054 | 1.001 | 449.6561 | 0.99853 | -2677.5251 | -148.9507 | 3470.7046 | 1390.4451 | 4838.4014 | -3.853 | -276.5046 | 3616.9746 | 34.5256 | 1121.3346 | 1286.6533 | -2669.3801 | -210.5944 | -4515.0747 | 210.1043 | -86.6999
2030-02-15 | 7 | 19.8697 | 1146.7081 | -54.3618 | -358.9896 | 507.3735 | -1580.8761 | -12624.3545 | 4256.23 | -162.4592 | -87.724 | 3634.668 | 174.6188 | 1944.1123 | -30.1945 | 1621.9506 | -1475.292 | -757.6651 | 209.9989 | -328.4768 | 29.7186 | -996.3145 | -1253.3103 | -42.3506 | 4.1237 | 2559.9202 | -1278.156 | -759.7849 | -692.7011 | -131.8366 | 644.9116 | 617.089 | -2280.6682 | -1340.988 | -652.8472 | 5.1994 | -739.3868 | -3931.0061 | -626.262 | -45.7029 | 362.3153 | -2788.4231 | 114.775 | 4200.0098 | 1578.354 | 5008.7515 | -3.219 | -276.5679 | 2677.2241 | -1031.4076 | 1031.8281 | 1946.8444 | -3741.624 | 25.8138 | -1503.4532 | 210.1043 | -31.0431
2030-02-15 | 8 | 21.0066 | 534.1396 | -54.0635 | -313.1535 | -27.1623 | -1209.8982 | -11773.0547 | 3193.1692 | -3.0532 | -131.2494 | 3791.5916 | 194.9994 | 1692.0073 | 382.6691 | 2180.5537 | -747.8427 | -331.925 | 209.9989 | -306.6388 | 399.9709 | -1120.2415 | -1025.9194 | -32.5417 | 10.3463 | 2182.6416 | -867.0634 | -1036.8705 | -560.7499 | -115.1754 | 575.7197 | 280.3126 | -1977.7406 | -1621.1295 | -546.1617 | 5.4611 | -366.3801 | -3871.8152 | -712.579 | -150.2468 | 449.4346 | -2648.5872 | 123.538 | 4426.6758 | 1553.6073 | 5013.1953 | -3.2415 | -902.2958 | 1879.5093 | -2057.677 | 992.2512 | 1464.526 | -2357.1409 | 1.0002 | -167.573 | 210.1042 | -6.5798
2030-02-15 | 9 | 15.8191 | 465.7006 | -55.8906 | -350.0286 | -477.2769 | -1165.4016 | -11426.7188 | 2469.0154 | 1.0043 | -165.1459 | 3763.7747 | 194.9984 | 1291.0613 | 342.6339 | 2214.4224 | -1288.4139 | -410.6941 | 209.9989 | -328.7775 | 587.4809 | -1291.8384 | -983.0909 | -25.4753 | 15.2006 | 2146.6497 | -964.9226 | -1182.6379 | -565.3183 | -100.5084 | 467.7921 | 324.0518 | -1325.7321 | -1541.4747 | -471.9633 | 6.5304 | -290.5765 | -3528.7747 | -697.0015 | -22.8272 | 449.3582 | -2542.8457 | 78.1047 | 4580.8584 | 1553.0499 | 5032.1743 | -3.0843 | -1215.4668 | 1304.3251 | -2457.0864 | 1151.6178 | 1359.2609 | -1918.8346 | -165.9911 | 2022.1147 | 210.1043 | -42.4707
2030-02-15 | 10 | 18.3428 | 418.8713 | -51.1614 | -348.6432 | -650.9254 | -1129.9506 | -11431.707 | 2341.4248 | 17.699 | -175.2246 | 3780.0552 | 195.0017 | 1078.099 | 501.1064 | 2229.2908 | -1028.7146 | -472.0248 | 209.9989 | -296.5444 | 648.7916 | -1282.7313 | -744.8138 | -15.3744 | 2.914 | 1939.5345 | -910.5778 | -1241.2441 | -562.8908 | -95.4344 | 475.9763 | 336.0274 | -1552.8406 | -1523.7661 | -503.7213 | 6.4336 | -279.8184 | -3572.0261 | -684.8939 | -30.5535 | 449.3307 | -2510.9263 | 77.5722 | 4667.2397 | 1567.2145 | 5056.9707 | -2.938 | -1520.9625 | 1210.7662 | -2250.1104 | 1149.1466 | 1317.3772 | -1775.3795 | -214.4913 | 3133.1084 | 210.1042 | -25.7725
2030-02-15 | 11 | 22.192 | 322.7886 | -43.6609 | -303.5937 | -723.476 | -984.0936 | -11111.7861 | 2159.1902 | 38.9382 | -191.9621 | 3779.9683 | 195.0018 | 879.6832 | 526.7995 | 2250.5305 | -928.9528 | -543.1403 | 209.9989 | -279.2223 | 620.8469 | -1317.6851 | -741.4305 | -32.6132 | -2.1794 | 1739.1892 | -793.4305 | -1243.0961 | -525.7351 | -96.062 | 446.2684 | 221.2952 | -1961.3578 | -1474.7333 | -548.8738 | 6.6388 | 1.0012 | -3828.406 | -668.7289 | -4.0591 | 449.398 | -2491.6235 | 0.99653 | 4623.1655 | 1578.6356 | 5052.248 | -2.9331 | -1597.1935 | 1500.3661 | -1790.4869 | 1107.9517 | 1076.9802 | -1672.1415 | -372.9431 | 3220.8352 | 210.1042 | -15.8723
2030-02-15 | 12 | 21.7908 | 173.5096 | -38.6263 | -277.6356 | -1031.1381 | -801.7659 | -10146.9854 | 1441.8336 | 349.2406 | -189.7542 | 3853.5073 | 194.9966 | 1106.1638 | 527.8605 | 2254.2424 | -884.962 | -483.7819 | 209.9989 | -276.0348 | 691.3594 | -1347.9034 | -624.4006 | -53.1016 | 2.4051 | 1514.457 | -700.7458 | -1364.5516 | -478.3142 | -93.8261 | 351.4114 | 359.1124 | -1583.116 | -1359.2845 | -492.6551 | 7.2798 | 0.99796 | -3584.6816 | -625.0568 | -85.1199 | 449.8584 | -2362.6313 | -2.6792 | 4929.2583 | 1667.4344 | 5074.2275 | 227.7941 | -1350.7371 | 2719.4734 | -417.1457 | 1160.1766 | 726.4137 | -1308.9127 | -580.2075 | 4328.6362 | 210.1042 | -80.3947
2030-02-15 | 13 | 21.8227 | 0.99438 | -33.3526 | -274.5487 | -1150.5485 | -640.9966 | -9534.1172 | 1140.6827 | 501.0376 | -182.2705 | 3885.2251 | 195.0005 | 1249.7936 | 500.4008 | 2233.2654 | -676.9363 | -412.9524 | 209.9989 | -238.2911 | 770.6348 | -1330.8895 | -1606.7069 | -41.0026 | 2.6432 | 1185.3378 | -630.4393 | -1837.8558 | -445.4034 | -88.0622 | 352.0148 | 303.7831 | -1465.9159 | -1397.7139 | -448.0002 | 6.0209 | -21.5567 | -3439.6899 | -453.6226 | 137.7377 | 449.6675 | -2479.6504 | 0.99538 | 4927.6074 | 1747.9358 | 5072.4912 | 505.9245 | -1351.9388 | 2639.0923 | -300.8229 | 1198.849 | 897.3262 | -1354.0044 | -581.6857 | 5963.4209 | 210.1043 | -95.2296
2030-02-15 | 14 | 16.6147 | 0.99324 | -35.1333 | -346.6813 | -1278.9194 | -596.2986 | -8734.7363 | 776.7122 | 674.5444 | -227.9799 | 3836.7332 | 194.9989 | 1235.5918 | 481.3411 | 2204.6262 | -500.5221 | -274.1522 | 209.9989 | -235.4237 | 755.1649 | -1381.1565 | -2493.2048 | -64.549 | -2.367 | 1069.9393 | -736.5851 | -1790.6591 | -454.5497 | -86.6835 | 310.2722 | 414.7798 | -1224.3711 | -1241.5341 | -338.2878 | 5.8251 | 154.5493 | -2800.9802 | -318.0326 | 203.2957 | 449.6226 | -2456.6338 | -14.6943 | 5017.5459 | 1782.7477 | 5070.2051 | 522.541 | -1352.1448 | 2541.8069 | -360.2318 | 1181.2443 | 851.0778 | -1171.6268 | -308.6906 | 8042.3955 | 210.1043 | -105.1153
2030-02-15 | 15 | 10.5432 | -12.8195 | -37.7142 | -364.347 | -1456.5095 | -553.7544 | -8100.3354 | 491.3501 | 809.3376 | -218.3417 | 3876.9902 | 194.9991 | 326.392 | 512.2817 | 2239.2043 | -791.8578 | -263.4084 | 209.9989 | -239.0936 | 710.5627 | -1401.8031 | -2231.6892 | -71.987 | -17.7162 | 894.1515 | -904.502 | -1821.5355 | -442.4698 | -85.5645 | 259.6922 | 486.1591 | -772.951 | -1219.6527 | -162.5325 | 6.1357 | 249.3301 | -2433.6621 | -269.5834 | 101.7627 | 449.8276 | -2305.4824 | -35.3701 | 4901.1865 | 1794.2511 | 5068.3584 | 207.4724 | -1020.4117 | 4090.1201 | 1458.7584 | 1263.0697 | 736.2666 | -707.1024 | -365.7968 | 9149.6465 | 210.1043 | -190.1578
2030-02-15 | 16 | 2.8554 | -445.8905 | -35.8757 | -338.9777 | -2008.0835 | -158.5367 | -5592.3149 | -1086.4164 | 633.7196 | -161.4968 | 3856.0312 | 194.9999 | 338.303 | 566.9547 | 2284.5981 | -927.6279 | -189.0242 | 209.9989 | -601.4517 | 880.3927 | -1434.3661 | -2570.125 | -75.2974 | 11.0961 | 2875.5161 | -765.6556 | -2345.8525 | -300.091 | -72.9077 | 135.7191 | 195.4439 | 383.2703 | -1409.8315 | 229.8972 | 6.7444 | 473.3605 | -1125.3239 | 126.068 | 312.2491 | 450.2069 | -2554.2136 | -66.8629 | 5208.1655 | 1899.9236 | 5065.707 | 771.5936 | -1017.8548 | 3042.3252 | 101.4364 | 1566.1475 | 939.8569 | -52.1517 | -1243.76 | 9942.6758 | 210.1043 | -376.3323
2030-02-15 | 17 | 7.5827 | -213.8151 | -29.4708 | -297.1234 | -1987.7939 | -197.9288 | -5129.2012 | -804.8262 | 490.491 | -141.4148 | 3969.1558 | 194.9998 | 211.5506 | 456.1327 | 2331.5142 | -1010.8232 | -154.385 | 209.9989 | -653.9764 | 533.2442 | -1009.0759 | -2723.0127 | -96.0754 | -0.18173 | 3491.6938 | -765.7072 | -1630.3602 | -329.8379 | -73.3297 | 283.0703 | 621.736 | 825.6161 | -932.6094 | 175.2892 | 7.2036 | 813.0162 | -534.3744 | -7.1552 | 31.6666 | 450.3429 | -2170.6169 | -312.95 | 5108.7061 | 1785.2555 | 5069.1406 | 290.939 | -1104.6168 | 3445.0635 | 541.2351 | 1155.9343 | 465.7855 | 1.0055 | -735.5786 | 8363.5059 | 210.1043 | -384.8747
2030-02-15 | 18 | -1.7206 | -500.3654 | -34.7334 | -320.4827 | -1969.8383 | -27.4176 | -4129.2441 | -1364.9348 | 847.6716 | -142.9652 | 4011.5081 | 195.0008 | 365.3256 | 629.272 | 2330.6306 | -814.8195 | -58.2924 | 209.9989 | -719.6915 | 622.7137 | -1223.9553 | -3028.6697 | -67.1946 | -9.2915 | 3905.9375 | -860.9014 | -2101.3381 | -279.3968 | -62.1063 | 291.1594 | 573.9045 | 1659.3739 | -916.1954 | 404.0022 | 6.9982 | 1309.7917 | 990.6967 | 301.0539 | 181.7594 | 450.3517 | -1933.656 | -249.7265 | 5170.6196 | 1742.9203 | 5073.8882 | 379.9842 | -1369.2501 | 3498.1421 | 261.7385 | 1132.0798 | 553.2621 | 0.99415 | -881.4099 | 8060.8052 | 210.1043 | -349.2055
2030-02-15 | 19 | -6.9846 | -236.55 | -42.2611 | -396.7547 | -1964.7188 | -146.6739 | -4236.0771 | -1608.4572 | 745.579 | -185.7296 | 3977.1753 | 185.6664 | 292.1893 | 597.1368 | 2296.8677 | -248.794 | -18.2094 | 209.9989 | -796.0309 | 532.803 | -1429.2715 | -3680.5054 | -142.1403 | -7.3454 | 4461.313 | -1148.1184 | -1741.431 | -340.7932 | -74.1249 | 186.8483 | 836.0456 | 1959.6902 | -608.8773 | 379.3907 | 6.9783 | 1707.8014 | 1897.8721 | 123.3523 | -70.1417 | 450.4199 | -1607.7999 | -445.4891 | 5347.6992 | 1587.9755 | 5069.7344 | 298.7739 | -1512.9343 | 3455.6387 | 5.3814 | 600.2798 | 314.0606 | -435.8057 | -367.55 | 6254.0596 | 210.1042 | -207.6978
2030-02-15 | 20 | -9.5271 | -292.7938 | -49.5007 | -452.3002 | -1947.8352 | -215.7663 | -4861.126 | -1387.1331 | 845.3267 | -165.24 | 3904.4224 | 157.7297 | 360.0816 | 584.5792 | 2290.1272 | 100.2048 | -3.669 | 209.9989 | -806.7308 | 441.6714 | -1445.7495 | -3971.1946 | -141.326 | -0.026975 | 4512.9614 | -1317.8103 | -1589.5234 | -350.118 | -68.9197 | 267.4471 | 1166.0703 | 2243.9414 | -491.3532 | 474.2695 | 5.8558 | 1600.816 | 2848.3538 | 269.972 | 68.9913 | 450.1486 | -1606.8147 | -509.2069 | 5137.2651 | 1607.8202 | 5064.1963 | 253.7479 | -1292.5073 | 3445.9819 | 423.502 | 472.2671 | 223.7485 | -278.9947 | -282.3512 | 5862.1494 | 210.1043 | -123.4776
2030-02-15 | 21 | -14.9762 | -389.7286 | -53.4313 | -487.1743 | -1935.9351 | -164.1358 | -5371.0405 | -1265.5332 | 946.1526 | -173.1893 | 3885.9263 | 195.0009 | 414.525 | 556.4848 | 2250.0742 | 344.5734 | -13.4806 | 209.9989 | -758.8777 | 479.4294 | -1448.8319 | -4247.3994 | -96.6138 | 1.1767 | 4039.6658 | -1415.1371 | -1455.3242 | -351.2961 | -63.796 | 353.8266 | 1037.5961 | 2175.6125 | -439.9623 | 528.5866 | 5.8503 | 1593.8944 | 3687.5674 | 439.0813 | 246.6195 | 450.1705 | -1761.4789 | -405.0352 | 4935.7573 | 1585.1838 | 5050.7695 | 219.0177 | -1068.222 | 3551.3777 | 524.8696 | 809.3137 | 450.5797 | 122.8787 | -664.2088 | 5668.8892 | 210.1043 | -181.8922
2030-02-15 | 22 | -14.2581 | -417.5138 | -52.9059 | -509.894 | -1905.0525 | -20.9479 | -5782.3379 | -1122.9561 | 1004.2574 | -202.0624 | 3862.6052 | 195.0009 | 0.99424 | 220.696 | 2276.2358 | 111.6748 | -186.377 | 209.9989 | -546.4033 | 879.1455 | -1647.7794 | -4882.7197 | -62.7197 | 5.3269 | 2286.0576 | -1192.6117 | -1803.4391 | -312.027 | -64.3951 | 260.2008 | 685.3267 | 1681.235 | -703.4208 | 535.5588 | 5.433 | 884.5272 | 4043.9976 | 520.0923 | 389.3442 | 450.0878 | -2028.0889 | -283.8047 | 4809.167 | 1601.8878 | 5047.9546 | 313.5123 | -720.9883 | 3830.8979 | 76.6341 | 1212.2314 | 974.2927 | 1.0113 | -842.4228 | 4557.4692 | 210.1042 | -237.3378
2030-02-15 | 23 | -20.3871 | -717.4713 | -61.8317 | -599.093 | -1874.4277 | -34.2203 | -6489.0215 | -1076.5365 | 1120.1702 | -241.2251 | 3830.6416 | 194.9999 | 1224.3907 | 298.1757 | 2238.2295 | 597.8213 | -291.6278 | 209.9989 | -549.4028 | 721.9197 | -1827.375 | -4838.3486 | -83.2201 | 28.1475 | 2268.2961 | -1337.8676 | -1313.8625 | -368.2884 | -63.7791 | 221.5126 | 677.9628 | 1685.022 | -733.8712 | 442.5832 | 4.787 | 534.9648 | 4626.5571 | -130.0597 | -2.003 | 449.3528 | -2240.8774 | -165.3736 | 4272.0688 | 1302.6791 | 5012.0776 | -191.5242 | -749.5369 | 3355.1624 | -1560.1702 | 1367.8181 | 854.982 | 1.0007 | -799.3307 | 5275.8262 | 210.1042 | -255.4703
2030-02-15 | 24 | -14.286 | 327.1167 | -65.8911 | -671.9768 | -1183.0648 | -829.733 | -9524.0898 | 791.8716 | 1447.9044 | -112.9162 | 3784.5339 | 195.0007 | 1448.928 | 406.2333 | 2214.8743 | 99.2522 | -949.0264 | 209.9989 | -267.942 | 557.171 | -1310.7408 | -3621.9001 | -131.0939 | 20.6894 | 1062.3444 | -1944.0486 | -1099.0474 | -601.543 | -86.2867 | 261.3431 | 1184.1219 | 637.7188 | -862.7582 | 1.0006 | 2.4807 | -815.5056 | 2588.0347 | -306.9134 | 111.2013 | 449.3117 | -2770.4207 | -332.1888 | 3557.1116 | 1268.3627 | 4941.2666 | -289.2784 | -350.1004 | 3339.7134 | -1435.8772 | 1039.3243 | 0.99227 | -63.4924 | 237.3235 | 3028.6274 | 210.1042 | -174.4296
2030-02-16 | 1 | -2.9228 | 825.723 | -63.2233 | -633.7756 | -769.4186 | -1175.1696 | -10735.6006 | 1740.064 | 2055.6199 | -86.9147 | 3739.1528 | 195 | 1237.327 | 30.8767 | 1894.8516 | -174.3928 | -1159.6394 | 209.9989 | -228.86 | 588.7959 | -1177.6949 | -3177.7336 | -117.028 | 34.7839 | 807.534 | -1969.3585 | -1663.1044 | -673.8738 | -103.7061 | 268.8894 | 959.1353 | 0.99996 | -1246.0439 | -289.0563 | 1.0488 | -1937.2227 | -1230.8329 | -129.4795 | 0.99958 | 410.4594 | -2709.5637 | -263.7865 | 3392.2466 | 1262.5359 | 4773.5181 | -296.6566 | -276.5542 | 3273.7378 | -830.5855 | 1159.605 | -501.5629 | -578.4281 | -35.9099 | 897.5133 | 210.1043 | -285.0109
2030-02-16 | 2 | 2.712 | 1166.2539 | -57.2612 | -609.5504 | -505.1015 | -1339.4561 | -10992.042 | 2277.8308 | 2346.3291 | -65.851 | 3822.5605 | 195.0001 | 391.3718 | -69.5231 | 1604.821 | -572.0335 | -1198.9664 | 209.9989 | -139.7853 | 629.8928 | -931.5781 | -1859.4014 | -95.7632 | 6.6729 | 1116.6145 | -1588.9359 | -2054.8232 | -703.3165 | -122.5797 | 278.4173 | 527.8157 | -90.6924 | -1533.0253 | -372.9839 | 0.79402 | -1820.4688 | -1960.7048 | 538.2846 | 477.3742 | 448.9919 | -2699.8142 | -170.7529 | 2898.4255 | 1197.8918 | 4441.7354 | -2.799 | -277.8217 | 5032.688 | 920.0218 | 898.1964 | -474.8216 | -826.444 | 1234.8497 | -853.082 | 210.1042 | -165.4003
2030-02-16 | 3 | -7.419 | 1117.5542 | -61.1823 | -678.6074 | -73.7889 | -1462.8612 | -12456.7402 | 3459.4912 | 2229.4897 | -58.6153 | 3690.4319 | 195.0011 | 2008.688 | -63.2422 | 1616.0925 | -1098.3118 | -1098.5527 | 209.9989 | -118.8461 | 321.7917 | -598.5064 | -602.2319 | -18.1297 | -12.6945 | 1497.5894 | -1635.8121 | -1417.9829 | -751.9572 | -119.4655 | 629.1577 | 774.6906 | 883.3454 | -1229.8595 | -232.5917 | 1.1796 | -1406.2631 | -1041.2872 | -58.2157 | 15.9377 | 449.4104 | -2681.8696 | 20.9685 | 2898.5869 | 1235.519 | 4256.5669 | -148.9084 | -272.4708 | 1844.2667 | -2357.4819 | 905.4399 | -198.4607 | -1331.0326 | 1227.1083 | 1063.1941 | 210.1043 | -80.2218
2030-02-16 | 4 | -15.1324 | 995.6474 | -63.9211 | -446.5515 | -210.0269 | -1447.1428 | -11702.0039 | 3065.0601 | 2452.5488 | -67.8334 | 3772.979 | 195 | 1227.7511 | -100.9497 | 1610.4905 | -1431.1232 | -848.0846 | 209.9989 | -111.6668 | 515.389 | -741.1153 | -490.0621 | 1.2195 | -11.2993 | 1306.7579 | -1520.054 | -1110.3126 | -682.7407 | -117.3498 | 513.8767 | 736.975 | 408.6753 | -1299.0325 | -90.3479 | 3.1465 | -1295.4861 | -1852.9017 | 5.6892 | 1.0039 | 390.4464 | -2776.2114 | 79.7238 | 2258.6492 | 1156.9871 | 3747.093 | -304.9387 | -694.3209 | 4800.7407 | 381.4294 | 1087.2943 | -81.0974 | -1079.3901 | 987.7082 | -1280.85 | 210.1042 | -114.3578
2030-02-16 | 5 | -12.4637 | 942.6873 | -64.5699 | -474.7522 | 17.1632 | -1475.5271 | -12357.7031 | 3479.6833 | 2215.6226 | -53.3307 | 3692.1929 | 194.9836 | 2004.9309 | -136.0911 | 1490.3662 | -1261.5365 | -975.903 | 209.9989 | -114.0813 | 271.4453 | -636.9889 | -553.8403 | -6.6257 | -25.6236 | 1725.4725 | -1501.3196 | -852.6586 | -695.627 | -116.6968 | 628.7294 | 516.4578 | 148.1936 | -1353.0287 | -174.3768 | 1.9761 | -1276.3259 | -1630.5819 | -71.4813 | 93.8879 | 449.36 | -2687.376 | 146.361 | 2869.9985 | 1235.0436 | 4125.2749 | -2.4391 | -272.6275 | 1752.6409 | -2473.5178 | 897.335 | -162.8312 | -1661.4729 | 1205.3838 | -223.4615 | 210.1042 | -54.4492
2030-02-16 | 6 | -16.0207 | 849.4546 | -68.4689 | -455.9634 | 82.5197 | -1522.3904 | -12617.4092 | 3636.0273 | 2016.7555 | -18.1598 | 3555.7263 | 190.7317 | 2051.1086 | -186.3312 | 1314.8275 | -1357.2448 | -1007.2179 | 209.9989 | -128.1299 | 266.3272 | -742.8361 | -825.8151 | 1.3223 | -39.6881 | 1907.3772 | -1573.8385 | -966.8483 | -704.0751 | -112.601 | 664.1823 | 386.6786 | 268.5553 | -1397.2811 | -136.3844 | 1.7065 | -1119.521 | -1710.2137 | -1.3454 | 586.23 | 1.0011 | -2698.6501 | 167.4064 | 2938.5544 | 1289.1427 | 4622.3086 | -2.4755 | -276.5811 | 877.5009 | -3406.5452 | 882.1801 | -113.5288 | -1797.3862 | 946.5009 | 138.9832 | 210.1042 | -20.2039
2030-02-16 | 7 | -9.151 | 845.7185 | -68.9999 | -632.872 | -1.6974 | -1394.9565 | -12166.6348 | 3178.9429 | 1643.6923 | -43.864 | 3511.6096 | 195.0123 | 1924.6272 | -163.7722 | 1421.9016 | -1588.4955 | -1088.6682 | 209.9989 | -181.7648 | 460.1106 | -1036.1599 | -1093.7804 | -7.546 | -27.2098 | 2179.1431 | -1561.4308 | -1510.812 | -722.8243 | -107.0397 | 577.73 | 310.7695 | 674.851 | -1503.3225 | -193.9477 | 1.9232 | -1320.3171 | -1347.6777 | -517.6694 | 409.5562 | 449.1508 | -2689.9822 | 175.6306 | 3008.387 | 1264.2188 | 4419.1216 | -3.5023 | -272.4417 | 2054.8943 | -2633.7141 | 898.5904 | 113.7858 | -1935.1272 | 519.8461 | 3507.5625 | 210.1042 | 28.3597
2030-02-16 | 8 | -1.3226 | 373.1212 | -75.9759 | -572.0725 | -72.8007 | -1171.5784 | -12525.2686 | 3042.7031 | 1290.1497 | -56.3029 | 3234.769 | 195.0004 | 1165.231 | -85.4168 | 1525.5635 | -1720.7705 | -1298.1122 | 209.9989 | -386.4847 | 497.0656 | -1023.4331 | -751.4111 | 14.5504 | -7.1875 | 3254.0532 | -1798.9211 | -1884.5446 | -641.454 | -92.4396 | 643.4254 | 85.707 | 3.6928 | -1767.7588 | -260.5977 | 1.3791 | -1717.338 | -2238.5847 | -277.5528 | 408.915 | 213.4752 | -2608.8132 | 86.0202 | 3907.9849 | 1309.9357 | 4961.4331 | 110.2962 | -276.6826 | 2814.7656 | -1608.75 | 766.0162 | 200.6316 | -2469.2415 | 401.8964 | 2538.3557 | 210.1043 | 28.2138
2030-02-16 | 9 | 0.40363 | 931.5455 | -70.1586 | -655.6136 | -178.8424 | -1513.675 | -12601.6963 | 2871.0098 | 261.4244 | -63.7766 | 2868.1597 | 195.0007 | 704.4547 | -103.3885 | 1534.2683 | -2060.4153 | -1235.3414 | 209.9989 | -501.8719 | 539.3117 | -1326.0609 | -1242.1091 | -69.0419 | 6.1178 | 3764.9319 | -1576.478 | -1964.6052 | -767.4581 | -101.7037 | 463.6371 | 674.0378 | 1.0044 | -1381.0737 | -405.4711 | 3.5066 | -1501.4077 | -1984.9097 | 602.2057 | 519.3945 | 448.9508 | -2645.6487 | -171.2272 | 4058.2126 | 1266.103 | 5013.7251 | 110.6489 | -393.8811 | 4326.8901 | -294.0373 | 891.7247 | 1177.3525 | -2570.1011 | 1.0082 | 1265.0138 | 210.1043 | 74.1983
2030-02-16 | 10 | -2.2955 | 531.2614 | -77.1425 | -643.7944 | -655.9026 | -1274.6864 | -12140.083 | 2327.5601 | 1.0034 | -68.2773 | 2764.0537 | 195.0016 | 2121.1255 | 1.0001 | 1713.2808 | -1809.4333 | -1273.4845 | 209.9989 | -497.7926 | 629.5577 | -1429.6674 | -1343.5469 | -56.5686 | 13.0149 | 3735.5488 | -1887.3855 | -2492.8623 | -702.3334 | -92.6855 | 478.6604 | 567.5187 | 180.0545 | -1523.7173 | -334.8247 | 2.0544 | -1908.0206 | -1918.2802 | -610.867 | -2.0735 | 449.3771 | -2687.8743 | -155.4162 | 4431.2573 | 1245.0741 | 5004.8408 | -3.0955 | -840.9119 | 917.8947 | -3711.3032 | 933.752 | 810.3992 | -990.461 | 0.99851 | 1552.2494 | 210.1042 | -25.9992
2030-02-16 | 11 | -7.4096 | 746.2048 | -73.9418 | -727.0923 | -834.5306 | -1416.0247 | -12503.0459 | 2193.2698 | 241.1904 | -82.9871 | 2553.6655 | 191.1831 | 2122.0864 | 1.0011 | 1770.4817 | -1895.147 | -1172.0231 | 209.9989 | -510.4074 | 679.8651 | -1429.4561 | -1093.6395 | -48.8862 | 13.983 | 3814.2051 | -1667.5186 | -2509.6755 | -766.3772 | -91.2918 | 475.982 | 787.5894 | 1136.3392 | -1433.2285 | -276.525 | 2.067 | -2096.1458 | -1484.1036 | -682.9951 | -71.3331 | 449.3994 | -2701.4976 | -242.5142 | 4550.9082 | 1266.9884 | 5032.6938 | -2.9257 | -1034.5464 | 358.8609 | -4263.8589 | 935.485 | 927.4394 | -780.7883 | 0.5977 | 1506.5687 | 210.1043 | 0.1816
2030-02-16 | 12 | -12.6638 | 663.7314 | -75.8693 | -737.666 | -905.6838 | -1390.7981 | -12899.6309 | 2305.3499 | 590.954 | -160.2467 | 2726.7151 | 13.4962 | 2016.114 | 1.0002 | 1761.8456 | -1992.554 | -1173.7281 | 209.9989 | -511.363 | 661.6052 | -1410.8352 | -1091.3212 | -15.2206 | 20.4436 | 3774.7339 | -1714.0604 | -2464.3992 | -762.4276 | -84.2043 | 546.8123 | 808.9798 | 1557.6786 | -1363.3777 | -221.0579 | 2.0942 | -2088.4099 | -1236.5834 | -866.4471 | -242.0295 | 449.5396 | -2503.7954 | -92.0022 | 4659.6904 | 1357.9032 | 5022.6484 | -2.9511 | -1160.6211 | 715.0189 | -3243.502 | 978.8683 | 866.7399 | -509.4918 | -48.7005 | 1365.955 | 210.1042 | -29.7372
2030-02-16 | 13 | -29.8444 | 351.985 | -76.9474 | -524.3334 | -927.2296 | -1332.3911 | -12707.6328 | 2081.2769 | 1.0064 | -120.5969 | 2414.188 | 48.7669 | 1456.9559 | -189.6234 | 1531.8805 | -1885.7727 | -997.866 | 209.9989 | -481.653 | 521.1037 | -1258.6393 | -770.6259 | 25.3608 | 24.8428 | 3771.6558 | -1787.7428 | -2466.22 | -700.4244 | -76.9262 | 635.8312 | 697.5166 | 1417.2762 | -1454.0049 | 103.3975 | 1.0949 | -2014.7847 | -1125.1934 | -931.5411 | -243.7874 | 449.5386 | -2417.4917 | 35.3398 | 4670.707 | 1451.1711 | 5024.5508 | -2.9955 | -1154.2194 | 915.288 | -2574.4924 | 793.8433 | 466.7986 | -852.8788 | 20.0421 | 3315.241 | 210.1042 | 32.9034
2030-02-16 | 14 | -37.4877 | 445.7401 | -76.0801 | -558.7106 | -707.6084 | -1475.9062 | -13403.625 | 2724.25 | 1.0036 | -160.8316 | 2354.1582 | -37.3673 | 860.7172 | -228.4496 | 1571.1168 | -1712.311 | -709.5605 | 209.9989 | -447.704 | 287.7303 | -1274.3759 | -842.5413 | 29.095 | -14.8818 | 3672.4353 | -2193.4114 | -1685.7003 | -775.1519 | -81.4036 | 759.5928 | 1258.7942 | 2067.7515 | -839.7457 | 234.4326 | 1.7773 | -1142.3613 | -92.1592 | -997.4053 | -195.6972 | 285.2354 | -1930.6614 | 123.9141 | 4664.335 | 1547.5259 | 5039.6802 | -3.0594 | -1218.1772 | 1506.5292 | -1615.8606 | 438.3745 | 1.0372 | -1258.0416 | 490.3922 | 7079.7983 | 210.1042 | 101.8147
2030-02-16 | 15 | -52.4215 | 255.8301 | -95.8163 | -568.6136 | -996.1442 | -1462.9127 | -12654.1484 | 2329.613 | 345.2108 | -134.3931 | 3178.9729 | 14.8594 | 1282.175 | -189.6958 | 1598.7008 | -1500.147 | -758.5494 | 209.9989 | -300.6142 | 211.0762 | -1292.2643 | -1056.8251 | 23.824 | -16.5738 | 2978.2578 | -2099.4448 | -1124.0475 | -726.3107 | -77.4425 | 714.6223 | 1192.5566 | 2228.8813 | -946.7215 | 319.4766 | 1.2729 | -1335.3979 | 86.9531 | -1032.1826 | -170.7253 | 229.2822 | -1858.3646 | 125.5794 | 4637.4478 | 1585.0299 | 5040.7515 | -3.1791 | -1067.5778 | 1753.6024 | -1531.6487 | 382.5459 | 173.3793 | -1275.2296 | 975.7873 | 8633.332 | 210.1043 | 158.8322
2030-02-16 | 16 | -33.7885 | 295.9242 | -72.9188 | -514.9816 | -880.1671 | -1453.7948 | -12757.1855 | 2440.6909 | 1.0043 | -76.6132 | 3034.6921 | 59.8612 | 1873.6808 | -270.4729 | 1383.2366 | -1305.806 | -761.6919 | 209.9989 | -374.8522 | 229.1337 | -1194.8264 | -812.5926 | 44.2016 | -19.5578 | 3327.3938 | -1885.3516 | -930.5319 | -716.8747 | -78.0465 | 743.8506 | 903.6531 | 1575.0905 | -1088.6973 | 177.9531 | 1.395 | -1235.0293 | -634.7292 | -1045.5123 | -167.3268 | 210.8286 | -1860.0709 | 182.0113 | 4624.562 | 1610.2314 | 5040.521 | -3.2063 | -1152.5978 | 1928.6841 | -1705.3795 | 378.3678 | 375.1011 | -1498.677 | 871.5965 | 8495.7402 | 210.1043 | 169.3255
2030-02-16 | 17 | -36.7126 | 198.3121 | -75.1643 | -516.7545 | -779.9469 | -1399.5155 | -12694.0938 | 2314.9778 | 1.005 | -121.7689 | 3193.8625 | 163.2299 | 1816.8889 | -338.9098 | 1207.9719 | -1200.5833 | -664.5193 | 209.9989 | -403.5582 | 163.9844 | -1151.6866 | -811.3263 | 34.3767 | -19.8184 | 3383.197 | -1967.7473 | -727.1033 | -712.9481 | -70.8972 | 764.0906 | 972.4584 | 2212.4636 | -988.4045 | 261.2832 | 1.8232 | -1094.7789 | -97.9358 | -892.6445 | -166.4347 | 449.4479 | -2227.9373 | 62.2337 | 4620.8091 | 1559.7201 | 5037.3086 | -3.1249 | -1083.1868 | 1896.4263 | -2508.7285 | 681.1337 | 836.7913 | -1630.4758 | 10.5946 | 8563.0039 | 210.1043 | 94.3003
2030-02-16 | 18 | -26.2183 | 409.7487 | -71.3042 | -491.5332 | -599.9182 | -1564.0228 | -13722.0146 | 2930.1057 | 66.2404 | -121.8406 | 3125.3682 | 170.7719 | 1858.9164 | -335.4303 | 1227.4445 | -595.3115 | -724.3973 | 209.9989 | -354.0332 | 149.5273 | -1255.9697 | -806.212 | 29.8742 | -13.3412 | 3130.8037 | -1792.036 | -870.4654 | -745.7104 | -81.8321 | 791.0008 | 770.3514 | 1202.0894 | -1234.3247 | 0.99912 | 0.61867 | -1389.4321 | -1366.0127 | -911.8947 | -177.192 | 449.4797 | -1923.3243 | 0.99784 | 4680.8667 | 1489.2522 | 5033.4146 | -2.8167 | -1396.2693 | 1216.9269 | -4071.2078 | 254.7945 | 792.1896 | -1849.2836 | 425.2072 | 6230.0117 | 210.1042 | 88.0217
2030-02-16 | 19 | -33.6989 | 356.1016 | -75.3185 | -531.6226 | -418.2852 | -1527.3845 | -13517.9336 | 3417.2275 | 1.0081 | -121.9587 | 3377.2556 | 171.0513 | 1997.3613 | -277.1753 | 1459.8851 | -109.6879 | -607.8438 | 209.9989 | -273.3957 | -78.5614 | -1433.5769 | -1175.5168 | 17.5588 | -25.8958 | 2475.6426 | -2012.4694 | -625.4552 | -763.1656 | -83.2709 | 895.1166 | 1129.4492 | 2008.5831 | -958.6517 | 90.3702 | 0.53685 | -1349.3994 | -532.192 | -740.8633 | -310.5138 | 449.6082 | -1895.8119 | -26.6471 | 4930.3867 | 1460.9829 | 5047.3506 | -2.9899 | -1732.8578 | 43.4358 | -5858.0791 | 456.6488 | 816.8762 | -1353.53 | 223.7297 | 7254.1484 | 0.10427 | -57.7948
2030-02-16 | 20 | -40.2162 | 110.638 | -83.4574 | -568.0098 | -646.0209 | -1419.1526 | -13245.1865 | 3255.0935 | 2.313 | -75.4729 | 3598.0876 | 153.4768 | 2039.0493 | -280.5515 | 1523.3331 | 29.6929 | -523.4929 | 209.9989 | -376.1821 | 53.4372 | -1616.519 | -1263.5781 | 68.5578 | -11.9306 | 3010.9026 | -2194.3083 | -748.3291 | -735.8053 | -76.7962 | 953.1227 | 1336.6648 | 2452.9138 | -892.7429 | 210.6558 | 1.2715 | -1387.874 | 599.2896 | -965.276 | -687.5192 | 450.0565 | -2117.3967 | 82.8253 | 5454.3911 | 1477.8715 | 5058.6172 | 136.2991 | -1350.3906 | 1037.9551 | -4829.3906 | 737.5009 | 994.9421 | -802.225 | 2.3686 | 8962.2109 | 0.10427 | -127.8588
2030-02-16 | 21 | -40.0488 | 207.8365 | -79.0838 | -565.4537 | -988.6807 | -1515.0068 | -12814.8564 | 2542.0161 | 665.1694 | -115.2597 | 3054.8918 | 113.9139 | 2126.3884 | -271.1379 | 1712.5656 | 338.0345 | -279.8691 | 209.9989 | -389.5701 | 60.9745 | -1550.0255 | -1140.9639 | 31.7735 | -26.1865 | 3204.9587 | -2054.1199 | -973.5667 | -729.6777 | -80.8211 | 843.7657 | 1243.166 | 2366.6226 | -1037.1559 | 220.0247 | 0.58068 | -1204.9308 | 122.1734 | -908.2221 | -254.7454 | 449.5852 | -1967.8618 | 26.8513 | 4824.9473 | 1422.1279 | 5041.0674 | -2.9931 | -1581.7751 | 695.067 | -5137.4336 | 406.5442 | 130.0359 | -664.8851 | 606.226 | 9344.6016 | 0.10427 | -56.4957
2030-02-16 | 22 | -30.3775 | 205.0182 | -76.8523 | -521.6785 | -877.3716 | -1480.9445 | -12888.502 | 2549.7632 | 437.075 | -105.3974 | 3088.5552 | 100.0264 | 1973.069 | -308.86 | 1579.6946 | 347.8436 | -202.8071 | 209.9989 | -434.6873 | 181.7871 | -1545.0417 | -1127.9674 | 58.9475 | -29.5361 | 3438.1968 | -1953.8926 | -1283.6672 | -726.7081 | -77.5378 | 830.1038 | 1070.8606 | 1666.6722 | -1190.7123 | 224.0596 | 0.61709 | -1042.3843 | -381.8026 | -882.098 | -161.2197 | 449.5891 | -2043.2562 | 125.6638 | 4750.0942 | 1435.9878 | 5047.0259 | 67.7047 | -1407.228 | 1347.9763 | -4143.2759 | 477.3905 | 265.3813 | -1014.5408 | 349.0524 | 9245.8896 | 210.1042 | -20.5231
2030-02-16 | 23 | -37.935 | 215.3325 | -97.1074 | -507.5083 | -760.8141 | -1618.2419 | -13240.6943 | 2906.6187 | 985.577 | -64.1637 | 2991.9524 | 124.1899 | 65.6028 | -354.0658 | 1408.2593 | 98.7947 | -237.7547 | 209.9989 | -462.9279 | 210.1884 | -1344.8201 | -909.3604 | 70.8524 | -36.0981 | 3613.4385 | -1887.7946 | -1209.6411 | -729.2945 | -76.4222 | 857.9697 | 836.1635 | 1371.1099 | -1293.0669 | 182.7983 | 0.58491 | -878.9474 | -828.0121 | 722.9149 | 853.2083 | 448.6596 | -2164.9492 | 102.8145 | 4381.5757 | 1754.7397 | 5038.9326 | 714.0384 | -1114.871 | 5208.3413 | -1154.61 | 452.4328 | 460.0116 | -1337.4999 | 295.2812 | 8912.2021 | 210.1042 | 74.221
2030-02-16 | 24 | -39.8236 | 0.99609 | -73.1217 | -513.5913 | -726.6217 | -1356.5464 | -12022.9473 | 2305.7173 | 1537.2035 | -59.1 | 3357.0403 | 95.6607 | 2043.7466 | -388.6972 | 1305.7697 | -384.8186 | -127.1121 | 209.9989 | -163.9128 | 242.6545 | -1333.2452 | -790.9553 | 91.302 | -76.029 | 2231.6362 | -1968.5187 | -1248.1962 | -665.3063 | -71.1809 | 844.3301 | 785.2363 | 2317.9592 | -1279.7985 | 541.9948 | 0.58914 | -609.7338 | 496.3962 | -727.5597 | 1.0009 | 449.3907 | -1898.0378 | 362.0333 | 3795.4226 | 1530.5667 | 5005.1777 | -281.9985 | -813.9504 | 1459.5164 | -3275.5745 | 536.4125 | -260.6639 | -1585.4124 | 595.1758 | 10046.9551 | 210.1042 | 134.0473
2030-02-17 | 1 | -39.7776 | 0.99045 | -92.4978 | -341.2451 | -791.4959 | -1467.5826 | -12334.335 | 1785.2592 | 1850.3434 | -36.928 | 3289.8191 | 80.3933 | 2098.188 | -481.4936 | 983.9288 | -270.2543 | -96.8255 | 209.9989 | -70.7636 | 386.3004 | -1023.754 | -963.7661 | 146.4445 | -89.2347 | 1688.9822 | -1596.6814 | -1635.5314 | -628.4846 | -69.8059 | 894.1297 | 299.7735 | 997.7642 | -1724.7769 | 366.9943 | 0.5862 | -645.4813 | -1436.4886 | -302.6837 | 239.6836 | 354.2755 | -2358.5767 | 444.7948 | 3770.4624 | 1585.1853 | 5015.6895 | -2.5688 | -272.7394 | 811.6058 | -3969.1494 | 734.5424 | -218.5878 | -1624.1627 | 586.5959 | 7989.4497 | 210.1042 | 142.5888
2030-02-17 | 2 | -31.4496 | -37.8999 | -88.3764 | -291.1259 | -657.0018 | -1420.9264 | -12189.0684 | 2144.4907 | 2136.0957 | -8.9532 | 3288.1606 | 64.1067 | 1988.0371 | -511.3997 | 752.61 | -341.7495 | -97.4275 | 209.9989 | -39.7773 | 455.4161 | -945.5911 | -1073.0691 | 147.3582 | -93.0754 | 1324.1675 | -1383.7874 | -1803.8619 | -587.14 | -69.1649 | 898.6313 | 16.2673 | 299.0443 | -1967.9935 | 295.3112 | 0.65504 | -704.2797 | -2283.2104 | -202.135 | 386.0015 | 125.4741 | -2503.2961 | 458.0701 | 3476.5168 | 1609.5793 | 4887.564 | 11.8897 | -270.8152 | 796.6962 | -3754.4036 | 821.7617 | -295.7054 | -1652.5701 | 444.0055 | 5513.7734 | 210.1043 | 128.1467
2030-02-17 | 3 | -32.1577 | -127.491 | -90.7878 | -462.1074 | -489.3825 | -1379.7419 | -12405.002 | 2586.1362 | 2493.0391 | -16.2968 | 3369.3694 | 60.2934 | 1987.8551 | -573.7947 | 602.6884 | -660.1217 | -162.1178 | 209.9989 | -131.8073 | 360.1311 | -852.6433 | -640.1577 | 171.5639 | -94.4493 | 1587.399 | -1583.4952 | -1735.8765 | -626.6605 | -60.49 | 1009.1245 | 54.3855 | 608.4393 | -1807.0488 | 367.8739 | 0.49364 | -475.997 | -629.928 | 1.5636 | 103.9856 | 449.0262 | -2441.1914 | 529.6883 | 3373.5569 | 1617.2853 | 4561.8848 | -6.498 | -278.8432 | 1974.0049 | -2470.2432 | 732.441 | -72.7491 | -2816.1396 | 846.2372 | 7518.6885 | 210.1042 | 197.1453
2030-02-17 | 4 | -40.0205 | -173.4545 | -93.3691 | -465.2521 | -615.859 | -1292.983 | -11746.5576 | 2308.2454 | 2525.7207 | 4.0995 | 3509.6833 | 108.0349 | 2002.4259 | -571.139 | 576.1339 | -1292.4113 | -138.1344 | 209.9989 | -153.7197 | 350.924 | -869.4214 | -645.7808 | 149.8547 | -95.1118 | 1693.8119 | -1642.5179 | -1792.0273 | -600.702 | -60.7064 | 948.6722 | 61.9519 | 1620.925 | -1777.2646 | 518.2602 | 0.48723 | -420.1799 | 66.9517 | 1.0047 | 162.4087 | 0.98884 | -2423.6926 | 427.1759 | 3397.2332 | 1643.2441 | 4664.583 | 1.016 | -278.439 | 1881.2228 | -2120.8259 | 656.4921 | -77.5348 | -2203.5002 | 1055.4608 | 6410.3369 | 210.1043 | 149.529
2030-02-17 | 5 | -44.3859 | -406.4976 | -77.1334 | -483.5125 | -739.9764 | -984.6464 | -10866.3818 | 1761.0442 | 2508.8193 | 7.8186 | 3467.3511 | 113.6925 | 1996.4797 | -568.7731 | 565.1697 | -1600.9315 | -128.3685 | 209.9989 | -218.9012 | 340.8007 | -904.6298 | -716.5124 | 162.1836 | -88.2169 | 2148.5801 | -1750.8091 | -1807.2181 | -547.8508 | -52.8297 | 965.6588 | 76.6385 | 3436.0522 | -1729.0249 | 805.6766 | 0.46531 | -415.2067 | 2187.7629 | 1.001 | 305.9656 | 1.0008 | -2440.6448 | 417.8676 | 3457.1116 | 1677.8604 | 4867.729 | 1.0047 | -278.2885 | 2040.2841 | -2017.0709 | 722.3412 | -11.9296 | -2095.9709 | 886.7117 | 5982.4155 | 210.1042 | 140.4217
2030-02-17 | 6 | -56.8064 | -529.0577 | -85.247 | -758.895 | -1004.0413 | -757.6809 | -9933.6436 | 1349.3356 | 2414.2676 | -2.4461 | 3381.5964 | 102.5088 | 1995.7068 | -554.9608 | 623.7118 | -1888.2876 | -16.5395 | 209.9989 | -316.548 | 372.9413 | -1151.6521 | -975.6655 | 173.8663 | -74.0303 | 2683.9592 | -1669.8082 | -1764.8892 | -544.3284 | -44.935 | 979.2885 | 395.196 | 5952.0674 | -317.8008 | 1025.6541 | 1.4528 | -219.9453 | 5126.3354 | 1.0014 | 280.7914 | 0.99976 | -2496.2246 | 416.206 | 3408.1599 | 1630.6757 | 4789.4692 | -3.6974 | -278.2703 | 2070.1208 | -2205.0725 | 1028.2208 | 325.1776 | -1607.4503 | 2.8779 | 7075.4956 | 210.1042 | 19.2159
2030-02-17 | 7 | -77.8925 | -489.7562 | -91.664 | -757.472 | -1309.0988 | -555.2776 | -8166.603 | 506.6757 | 2241.8518 | -50.4405 | 3389.2222 | 27.2158 | 1225.0553 | -522.8869 | 777.2512 | -2097.6287 | 140.4301 | 209.9989 | -409.7472 | 281.6894 | -1183.3925 | -904.6197 | 172.5859 | -63.1168 | 3407.9619 | -1771.6726 | -1657.3625 | -479.4709 | -46.1169 | 1025.9954 | 526.2501 | 7586.2871 | -260.5141 | 1447.3964 | 1.5744 | -190.6336 | 6930.3291 | 0.99544 | 319.4606 | 449.9075 | -2560.3438 | 350.7003 | 4270.4292 | 1871.3416 | 4977.1689 | 392.2719 | -280.238 | 2491.5876 | -1882.6909 | 1022.317 | 221.0959 | -1291.355 | 101.2368 | 8323.6797 | 210.1042 | -46.6221
2030-02-17 | 8 | -76.9121 | -393.2747 | -96.2971 | -762.3676 | -1008.3596 | -833.5508 | -8716.5312 | 1361.9475 | 1858.8811 | -88.3764 | 2694.0559 | -9.3929 | 1197.6428 | -442.5117 | 1033.3441 | -1918.8431 | 131.3554 | 209.9989 | -373.2278 | -443.6977 | -910.0405 | -725.639 | 185.6181 | -84.5258 | 3368.9973 | -2428.3352 | -508.9098 | -556.0115 | -48.364 | 1332.3962 | 1077.5104 | 7747.4316 | -832.2347 | 1455.0557 | 2.0393 | 64.0588 | 7074.5044 | 1.1114 | 279.2575 | 449.8854 | -2534.7568 | 176.5521 | 4301.2275 | 1859.0353 | 4983.04 | 340.2546 | -280.3707 | 2489.5735 | -1861.743 | 417.4233 | 3.9819 | -1852.9425 | 330.1553 | 9363.0117 | 210.1043 | -3.03
2030-02-17 | 9 | -80.8458 | -690.4091 | -98.2669 | -754.9746 | -954.9479 | -599.8471 | -6226.5908 | 796.653 | 1097.2648 | -88.6517 | 2455.5259 | -5.2412 | 1201.9285 | -426.2489 | 1050.4685 | -2283.7786 | 198.6067 | 209.9989 | -415.983 | -244.7052 | -1065.1069 | -711.3678 | 195.991 | -72.0675 | 3633.168 | -2326.4153 | -839.0987 | -476.0644 | -35.7121 | 1230.3143 | 980.0366 | 8234.9385 | -940.7986 | 1638.5393 | 3.6656 | -49.7888 | 7627.0278 | 158.1778 | 376.6852 | 450.0325 | -2564.0547 | 134.4565 | 4319.4512 | 1865.1902 | 5007.0356 | 383.4749 | -280.3132 | 2269.272 | -1728.1011 | 675.8118 | 1.0483 | -1187.1064 | 645.6658 | 10622.8223 | 210.1043 | -66.871
2030-02-17 | 10 | -72.0387 | -672.3094 | -95.1753 | -730.806 | -1035.4945 | -626.4598 | -5212.9263 | 800.1661 | 330.5842 | -109.2682 | 2050.6987 | 18.9497 | 1754.3811 | -355.0456 | 1317.6971 | -2106.8508 | 203.7802 | 209.9989 | -447.1618 | -108.3344 | -982.6215 | -656.54 | 228.3763 | -57.0921 | 3787.4805 | -2175.7698 | -850.2635 | -477.2966 | -34.0117 | 1214.6802 | 990.4917 | 7555.6631 | -1028.4893 | 1446.3901 | 4.0156 | -369.8078 | 7010.7656 | 1.5466 | 230.8867 | 450.213 | -2597.1138 | 291.8969 | 4566.8213 | 1902.7889 | 5018.043 | 411.848 | -280.7139 | 1984.7809 | -1406.8522 | 709.553 | 30.6797 | -1413.6935 | 115.0515 | 10092.6953 | 210.1042 | -75.3279
2030-02-17 | 11 | -64.8134 | -931.4244 | -96.8003 | -635.1113 | -1196.1982 | -385.6256 | -3385.6965 | 0.99945 | 45.4156 | -139.26 | 2213.6938 | -36.9328 | 1352.0968 | -357.1141 | 1322.4355 | -2139.4905 | 100.4616 | 209.9989 | -460.0784 | -5.5288 | -1049.3547 | -1026.063 | 193.8778 | -31.5146 | 3787.9387 | -2376.1482 | -1014.2256 | -388.9694 | -28.586 | 1046.1068 | 871.4061 | 6536.4761 | -1141.1184 | 1287.9484 | 4.454 | -736.3052 | 6265.6484 | -21.2665 | 144.1642 | 450.3081 | -2461.2844 | 225.5349 | 4472.8931 | 1822.3187 | 5028.2573 | 216.4768 | -398.2158 | 1808.7792 | -1134.9177 | 680.3608 | -78.4416 | -1186.5797 | 0.98559 | 9458.9482 | 210.1042 | -63.1629
2030-02-17 | 12 | -68.3014 | -915.0216 | -99.7367 | -626.3062 | -1399.0229 | -287.836 | -2821.4846 | -181.8251 | 134.3895 | -165.907 | 2310.1594 | -30.1113 | 1553.064 | -293.5175 | 1594.2228 | -2036.3806 | 162.7633 | 209.9989 | -495.1281 | 120.9409 | -880.6555 | -1392.816 | 164.9756 | -14.1128 | 3879.0969 | -2475.2166 | -1400.1412 | -361.5189 | -28.2613 | 914.3191 | 1012.9894 | 6400.5425 | -1158.1364 | 1352.9225 | 4.4155 | -870.6992 | 6580.1797 | -45.564 | 177.3514 | 450.2388 | -2729.7153 | 61.2113 | 4619.9561 | 1898.2124 | 5034.0532 | 390.4328 | -514.8602 | 1769.0414 | -803.3419 | 472.1521 | -373.2349 | -1081.7449 | 0.98779 | 7871.8267 | 210.1042 | -42.6418
2030-02-17 | 13 | -67.3667 | -817.1389 | -98.56 | -671.7099 | -1511.6218 | -306.5707 | -2676.0469 | -380.8372 | 335.5109 | -150.169 | 2537.4824 | 59.8209 | 356.4292 | -274.8604 | 1678.2981 | -1343.5956 | 181.1507 | 209.9989 | -534.9607 | 388.1128 | -1041.8251 | -3466.2661 | 135.0812 | 14.1423 | 3905.8643 | -2461.3027 | -2316.512 | -380.5201 | -28.3674 | 777.4781 | 1086.641 | 5987.7256 | -1343.2865 | 1315.4487 | 2.1297 | -905.7245 | 6850.6113 | 947.6716 | 714.0405 | 448.8123 | -2704.9062 | 17.7151 | 4493.8999 | 2027.7872 | 5034.9536 | 803.2902 | -960.1725 | 3063.0823 | 754.8347 | 529.5346 | -206.2714 | -1215.0188 | -427.2292 | 8398.2979 | 210.1042 | 24.106
2030-02-17 | 14 | -76.4824 | -833.1408 | -99.5347 | -731.4553 | -1501.3925 | -321.0984 | -2981.3972 | -224.2176 | 535.6364 | -149.9768 | 2507.1079 | -60.2523 | 1219.6927 | -374.5722 | 1380.1029 | -983.8854 | 249.0846 | 209.9989 | -516.2148 | 110.8819 | -916.8026 | -4617.5903 | 118.6448 | -7.3159 | 3754.5037 | -2730.0051 | -1873.2104 | -411.4323 | -27.5645 | 873.7717 | 1184.9932 | 6681.9546 | -1006.0034 | 1418.5762 | 1.2985 | -277.6085 | 8098.7114 | 117.1291 | 350.6774 | 450.1318 | -2628.5339 | 43.3395 | 4425.4556 | 1900.1548 | 5035.1094 | 412.393 | -502.77 | 1898.3679 | -213.2754 | 762.8236 | -308.9294 | -1283.5718 | -282.1771 | 10243.7051 | 210.1042 | 26.4333
2030-02-17 | 15 | -81.2908 | -822.1083 | -97.4098 | -739.6517 | -1541.7849 | -316.2221 | -3040.0254 | -563.6777 | 656.334 | -139.2101 | 2455.5642 | -62.8593 | 1134.6445 | -389.1521 | 1314.2273 | -988.4647 | 234.1044 | 209.9989 | -517.3273 | 120.3519 | -973.7094 | -5070.6772 | 95.5907 | -36.2817 | 3724.8948 | -2749.4993 | -2425.4658 | -415.9737 | -25.6721 | 819.1531 | 990.4409 | 7010.3203 | -1057.5841 | 1543.2344 | 0.60742 | 2.7632 | 8378.0918 | 147.795 | 409.2029 | 450.1969 | -2549.584 | -2.1144 | 4360.4937 | 1890.9913 | 5032.5034 | 432.7271 | -443.9898 | 2069.6353 | -294.6691 | 725.3692 | -362.4684 | -1272.7478 | -474.9955 | 11775.7656 | 210.1042 | 27.2027
2030-02-17 | 16 | -82.4862 | -820.9406 | -98.2943 | -726.7857 | -1696.9023 | -197.0961 | -2056.1926 | -911.5975 | 627.8685 | -80.6634 | 2921.3843 | 68.2134 | 1264.604 | -373.8257 | 1300.4349 | -1038.7123 | 254.6503 | 209.9989 | -532.5112 | 310.9576 | -1068.7177 | -5135.7739 | 78.73 | -28.1621 | 3722.0881 | -2821.282 | -2808.4731 | -376.7896 | -28.152 | 699.7977 | 950.4819 | 7167.4351 | -1113.0146 | 1613.3188 | 0.58341 | -68.6358 | 8511.7842 | 93.6801 | 397.9792 | 450.0652 | -2602.7727 | -2.586 | 4422.249 | 1904.5997 | 5031.9775 | 489.1192 | -434.6823 | 2276.4548 | -310.8493 | 690.248 | -81.197 | -1170.8185 | -505.7226 | 10857.541 | 210.1042 | 13.7585
2030-02-17 | 17 | -73.4513 | -869.0303 | -93.1776 | -672.8219 | -1874.6973 | -87.8486 | -1253.0426 | -1323.8783 | 750.4642 | -56.6629 | 3224.1704 | 137.5251 | 920.3972 | -351.2443 | 1347.0067 | -956.6013 | 252.4856 | 209.9989 | -537.9159 | 425.0966 | -1230.708 | -5465.4541 | 33.3025 | -20.288 | 3594.9778 | -2532.5713 | -2979.3215 | -335.1324 | -32.4427 | 556.6939 | 687.5371 | 6691.6709 | -1256.369 | 1518.7404 | 0.59163 | 158.6504 | 7728.0811 | 114.8391 | 397.0575 | 450.1026 | -2601.5242 | -81.6798 | 4351.3501 | 1800.792 | 5035.46 | 333.9526 | -280.1035 | 2459.9285 | -642.6785 | 727.1173 | -80.9185 | -630.9919 | -304.5927 | 10261.2637 | 210.1042 | 1.0006
2030-02-17 | 18 | -68.5329 | -948.9645 | -91.6578 | -614.0956 | -1796.23 | 2.0766 | -1406.1295 | -1263.5698 | 722.269 | -48.3441 | 3301.2725 | 154.2504 | 1585.167 | -339.9551 | 1346.4132 | -951.6289 | 194.3703 | 209.9989 | -522.6024 | 397.5966 | -1309.5709 | -5250.2095 | 30.3658 | -20.4068 | 3479.9321 | -2279.6025 | -2878.7197 | -297.1615 | -39.37 | 592.8046 | 582.8231 | 6237.0054 | -1278.0627 | 1468.5026 | 0.61944 | 74.1903 | 6890.9844 | -351.5412 | -187.8313 | 450.4195 | -2714.0972 | -85.0055 | 4658.4355 | 1627.7003 | 5044.6758 | 1.0058 | -533.4067 | 2242.2278 | -1323.345 | 736.5302 | -74.2255 | -666.5163 | -483.7981 | 9208.5938 | 210.1042 | 0.036523
2030-02-17 | 19 | -63.5727 | -1004.0554 | -93.3226 | -587.1591 | -1507.9362 | -49.8257 | -2206.4065 | -521.3986 | 210.6956 | -72.6109 | 3648.7878 | 120.2034 | 1788.9485 | -318.3638 | 1441.6403 | -1307.5796 | 198.4112 | 209.9989 | -533.4625 | 505.6092 | -1294.2019 | -4818.6465 | 82.925 | -30.6782 | 3616.6399 | -2126.3101 | -2657.8926 | -303.3635 | -40.6032 | 772.0264 | 581.8246 | 5861.5967 | -1153.4408 | 1329.1063 | 0.85092 | 489.1619 | 6124.6021 | -636.7955 | -458.6902 | 449.8025 | -2505.3511 | 26.7723 | 5208.8325 | 1634.0768 | 5055.4082 | 129.8599 | -1328.9801 | 1980.1914 | -1960.7534 | 744.3947 | 82.7381 | -918.6113 | 0.33481 | 8810.2256 | 210.1043 | -46.4933
2030-02-17 | 20 | -68.3332 | -932.8839 | -98.9225 | -646.1561 | -1484.8304 | -124.6313 | -2447.4817 | -514.2212 | 25.9452 | -110.3973 | 3668.3367 | 123.6339 | 1796.933 | -237.6643 | 1696.2209 | -1566.2251 | 260.7557 | 209.9989 | -566.7792 | 523.62 | -1481.3342 | -5416.5605 | 98.9691 | -87.2347 | 3762.2043 | -2243.7356 | -2617.3687 | -332.0432 | -39.7352 | 787.8699 | 186.6054 | 6516.3335 | -1100.9539 | 1403.6276 | 1.2343 | 1108.7755 | 6139.0708 | -543.5814 | -379.9488 | 450.0864 | -2362.5273 | 101.0618 | 5138.374 | 1717.634 | 5052.3857 | 239.6293 | -773.2015 | 2078.5491 | -2001.2119 | 979.4764 | 252.3666 | -811.6849 | -122.4542 | 9197.2432 | 0.10427 | -126.4629
2030-02-17 | 21 | -66.8589 | -910.2233 | -97.6928 | -641.6583 | -1800.395 | -154.6593 | -2730.0073 | -755.0161 | 377.0466 | -100.7508 | 3776.4131 | 135.2034 | 1817.2482 | -250.7108 | 1623.1815 | -1976.6022 | 276.433 | 209.9989 | -625.9574 | 667.5631 | -1538.0088 | -5391.4351 | 104.7585 | -91.8087 | 4089.7446 | -2271.6218 | -2534.6582 | -340.5385 | -36.1619 | 722.6137 | 92.5987 | 6503.3687 | -1089.6 | 1401.681 | 2.0761 | 1217.4077 | 5802.2139 | -314.4558 | -112.7948 | 450.3515 | -2395.8811 | 111.0729 | 4952.2227 | 1850.6002 | 5047.4429 | 397.4039 | -714.4434 | 2114.0383 | -1668.2023 | 1095.2539 | 192.8811 | -438.5015 | -238.7391 | 9099.0293 | 0.10427 | -150.8021
2030-02-17 | 22 | -58.9201 | -712.927 | -92.3809 | -580.8318 | -1759.6279 | -183.7289 | -2513.8359 | -1280.9746 | 852.2789 | -82.3721 | 3655.0854 | 172.3526 | 1957.5911 | -261.5636 | 1533.2061 | -2090.4885 | 223.0529 | 209.9989 | -693.481 | 807.374 | -1568.3246 | -4466.0391 | 56.2647 | -82.3451 | 4432.7158 | -2070.3174 | -2320.4138 | -335.7184 | -43.0635 | 514.4078 | -84.2706 | 5819.1816 | -1102.8164 | 1290.1326 | 4.3 | 1198.4958 | 4895.9092 | -107.2303 | 219.9638 | 450.2079 | -2344.0098 | -2.7919 | 4793.5327 | 1938.3707 | 5041.4751 | 625.9966 | -546.6799 | 2200.8306 | -1260.5948 | 1014.3224 | 68.7374 | -54.5805 | 0.98528 | 8064.3125 | 210.1043 | -136.6688
2030-02-17 | 23 | -42.7303 | -673.8154 | -82.7907 | -474.218 | -1819.7859 | -248.2101 | -2873.0667 | -1208.1324 | 1296.4603 | -74.9074 | 2711.9346 | 147.4496 | 1340.8441 | -256.1188 | 1514.9619 | -2134.2312 | 140.0784 | 209.9989 | -689.4756 | 710.866 | -1411.9762 | -3610.0627 | 22.2795 | -89.3384 | 4482.8184 | -1757.7604 | -2098.8386 | -332.6934 | -46.3277 | 470.1889 | -304.13 | 4488.5771 | -1165.0839 | 1038.3938 | 4.3697 | 1335.186 | 3438.0657 | 164.3342 | 587.7093 | 449.9371 | -2245.2363 | -85.6659 | 4475.6328 | 2027.0476 | 5032.9897 | 748.8735 | -282.1814 | 2527.6824 | -693.0961 | 915.0778 | -205.5989 | -76.5172 | 0.99709 | 7309.2358 | 210.1042 | -118.7391
2030-02-17 | 24 | -35.7094 | -427.8492 | -77.3885 | -424.8298 | -1834.5951 | -382.0048 | -2833.8811 | -1415.4833 | 1746.2058 | -54.5887 | 2191.697 | 145.3337 | 1830.3663 | -324.9415 | 1273.8707 | -2028.9365 | 167.5739 | 209.9989 | -693.8842 | 581.1683 | -1343.5663 | -2973.6304 | -54.0784 | -101.0082 | 4502.376 | -1753.6522 | -1611.1083 | -374.3114 | -54.794 | 347.3093 | -276.4919 | 3981.241 | -991.5286 | 878.3627 | 5.6182 | 1675.9169 | 2955.7532 | -314.3595 | -36.2991 | 450.2516 | -1978.4364 | -272.1951 | 4229.0947 | 1791.4462 | 5021.8242 | 1.0963 | -278.4874 | 2813.5813 | -493.7284 | 739.6231 | -841.1079 | -227.5396 | -1.6684 | 6688.0337 | 210.1042 | -73.1688
2030-02-18 | 1 | -15.7881 | -260.6397 | -66.1569 | -362.2879 | -1818.4225 | -511.9675 | -4458.8462 | -763.0708 | 1579.3815 | -18.6635 | 2671.3809 | 140.2702 | 1734.8198 | -381.3323 | 986.7308 | -1552.2671 | -97.5734 | 209.9989 | -651.2098 | 482.8043 | -1407.2321 | -4577.9141 | -52.9045 | -84.4265 | 4064.9648 | -1325.7874 | -2204.3142 | -390.4119 | -61.1885 | 308.9585 | -711.4994 | 1867.3544 | -1393.386 | 532.5517 | 4.0435 | 1664.4604 | 1016.376 | 28.1445 | 314.7329 | 450.0294 | -2188.6743 | -258.5216 | 3989.7468 | 1827.6605 | 5004.8833 | 119.5566 | -278.7607 | 2687.4309 | -591.5355 | 462.3644 | -1503.6619 | -483.1953 | 177.9236 | 7087.9204 | 210.1043 | -100.9505
2030-02-18 | 2 | 5.2029 | -15.8982 | -58.7819 | -310.3543 | -1118.9734 | -1050.0249 | -7967.4995 | 1086.8685 | 1803.094 | -8.7066 | 2230.6387 | 118.3759 | 1461.1952 | -451.2507 | 822.4675 | -998.0554 | -317.6809 | 209.9989 | -607.0915 | 403.4242 | -1300.124 | -4455.1553 | 13.8415 | -73.398 | 3909.5105 | -1145.9573 | -1933.0878 | -548.8771 | -68.7894 | 524.8356 | -676.1121 | -727.0639 | -1440.8163 | -19.0134 | 3.3539 | 1183.3566 | -1988.9399 | 217.1675 | 464.8394 | 449.8077 | -2205.5964 | -2.8742 | 3719.3406 | 1757.8657 | 4960.9629 | 78.5252 | -278.6801 | 2792.093 | -473.6746 | 659.9128 | -471.245 | -1465.3429 | 373.8124 | 7206.3247 | 210.1043 | -80.1133
2030-02-18 | 3 | -0.60969 | -84.8664 | -61.9988 | -288.2113 | -1223.6488 | -962.2687 | -7635.2783 | 912.6505 | 1845.9611 | -16.804 | 1916.8425 | 94.0122 | 1262.4852 | -450.0908 | 791.4609 | -1534.0326 | -213.9777 | 209.9989 | -585.83 | 322.4045 | -1179.3409 | -3274.8103 | 12.9986 | -84.4257 | 3900.1663 | -1129.5347 | -1651.4799 | -504.008 | -68.5148 | 535.9678 | -766.952 | 1.0071 | -1512.3213 | 163.4649 | 5.0878 | 1136.6891 | -1669.777 | 303.9144 | 537.447 | 449.7734 | -2224.9568 | -26.234 | 3596.022 | 1751.0559 | 4906.0322 | 104.7714 | -278.8339 | 2861.3965 | -259.4179 | 683.4484 | -540.6168 | -1289.9176 | 347.3244 | 7060.8765 | 210.1042 | -98.5838
2030-02-18 | 4 | -9.7491 | 41.0541 | -65.8461 | -340.3961 | -1257.9246 | -937.9936 | -6794.6992 | 698.1281 | 1881.277 | -33.742 | 1904.0956 | 51.266 | 1329.2606 | -467.2207 | 779.627 | -1805.9617 | -53.6507 | 209.9989 | -559.9667 | 280.8551 | -1054.6949 | -1972.9407 | 21.8057 | -95.1472 | 3905.4363 | -1302.7443 | -1281.532 | -487.5609 | -64.3268 | 569.4985 | -651.5554 | 1072.1182 | -1490.2203 | 339.1236 | 5.3273 | 1243.5277 | -330.2309 | 271.218 | 503.1928 | 449.8107 | -2164.5334 | -2.7983 | 3515.1917 | 1723.8236 | 4815.1426 | 65.156 | -278.7169 | 2889.624 | -346.2124 | 619.6677 | -972.839 | -1236.351 | 66.5602 | 7491.7319 | 210.1042 | -127.7094
2030-02-18 | 5 | -10.8422 | 24.3118 | -66.4057 | -340.9925 | -1201.6444 | -892.5081 | -6262.561 | 444.9887 | 1769.0522 | -32.512 | 2076.1201 | 62.8827 | 1631.8287 | -473.3875 | 817.1019 | -1722.1649 | 7.8872 | 209.9989 | -532.0204 | 323.7231 | -1121.4531 | -1782.8605 | 14.8568 | -95.4891 | 3713.6768 | -1264.5519 | -1433.2544 | -468.8761 | -64.3431 | 544.0107 | -718.973 | 1265.0063 | -1598.9093 | 383.6721 | 4.7601 | 1198.9586 | -189.4404 | 137.5319 | 387.8589 | 449.9047 | -2165.8674 | -43.3333 | 3720.0256 | 1752.1921 | 4812.7363 | 107.9319 | -278.9199 | 2838.2947 | -567.7173 | 478.9814 | -876.7089 | -1467.0955 | 0.99944 | 6775.1914 | 210.1043 | -67.0595
2030-02-18 | 6 | -27.8427 | -58.7267 | -74.1917 | -392.3808 | -1271.0559 | -759.3393 | -4560.9619 | -1.9617 | 1478.9049 | -42.0333 | 2409.9878 | 66.9184 | 1983.3036 | -446.3242 | 939.4932 | -1881.4014 | 175.9028 | 209.9989 | -511.0429 | 197.3323 | -1179.5529 | -2231.0703 | -24.8048 | -111.1161 | 3632.4846 | -1593.1835 | -1241.2843 | -453.4495 | -65.9231 | 512.7448 | -397.74 | 2973.4731 | -1379.1425 | 746.3127 | 5.5986 | 1469.5127 | 1647.2207 | -265.4795 | 79.8962 | 252.2102 | -2217.3118 | -197.6153 | 4038.7974 | 1719.6338 | 4975 | 0.10964 | -278.4874 | 2715.02 | -882.6619 | 376.6588 | -677.5376 | -1652.5441 | 10.4488 | 8450.5439 | 210.1043 | 18.3977
2030-02-18 | 7 | -25.9824 | 1.0013 | -77.1696 | -401.1155 | -1499.6505 | -839.0705 | -3921.9226 | -252.7385 | 943.756 | -87.7438 | 2688.9124 | 83.8726 | 1953.8867 | -309.6231 | 1446.3159 | -1629.1241 | 234.2118 | 209.9989 | -523.9864 | 210.9748 | -1278.7709 | -2500.717 | 12.9017 | -117.6776 | 3746.4358 | -1665.6556 | -1387.2712 | -474.5463 | -64.8132 | 579.1315 | -487.1411 | 2813.7654 | -1535.8068 | 648.4094 | 5.3595 | 1805.8334 | 1614.4463 | 102.9266 | 355.0806 | 449.9802 | -2387.2168 | -172.5929 | 4374.6753 | 1861.9369 | 4999.3623 | 479.0168 | -280.5358 | 2595.6079 | -906.8008 | 432.4294 | -553.4391 | -1309.6454 | 113.6264 | 8879.0527 | 210.1043 | -69.8874
2030-02-18 | 8 | -26.0692 | 88.4968 | -78.9706 | -416.2639 | -1769.9388 | -856.1846 | -3763.553 | -599.5601 | 150.8446 | -147.9983 | 2932.0894 | 72.2194 | 2017.8959 | 1.0005 | 1846.8552 | -1452.9277 | 291.5919 | 209.9989 | -611.0331 | 273.0433 | -1437.1602 | -2950.3267 | 22.2545 | -119.422 | 4210.2695 | -1617.7502 | -1726.5236 | -466.2686 | -68.5466 | 565.5587 | -601.0428 | 3063.2627 | -1668.9152 | 715.8214 | 5.7234 | 2346.0647 | 1997.5861 | -370.7096 | -145.6546 | 450.4102 | -2525.8054 | -155.9428 | 4637.417 | 1667.8635 | 5013.0542 | 131.1484 | -277.8275 | 2428.8333 | -947.5515 | 638.6697 | -712.7059 | -812.9862 | 321.3678 | 7356.5938 | 210.1043 | -140.8604
2030-02-18 | 9 | -39.736 | 0.9942 | -80.6452 | -409.325 | -1766.9215 | -798.1661 | -3128.7959 | -576.6337 | 184.048 | -171.2854 | 3322.0229 | 79.8186 | 2066.2319 | 79.4877 | 2156.0403 | -1116.8722 | 322.59 | 209.9989 | -622.5426 | 571.5283 | -1278.3176 | -2374.9207 | 53.2474 | -123.9249 | 4221.835 | -1507.4038 | -1859.2471 | -435.286 | -65.2916 | 564.9171 | -734.2424 | 3487.7734 | -1796.9077 | 804.1761 | 6.0437 | 2763.6797 | 2515.48 | -687.0699 | -536.1215 | 450.7354 | -2526.4233 | -151.0043 | 5097.0928 | 1650.5579 | 5026.1396 | 143.4002 | -277.2739 | 2102.929 | -1056.9408 | 790.1054 | -439.8947 | -426.2019 | 149.1013 | 6869.144 | 210.1043 | -237.0928
2030-02-18 | 10 | -35.175 | 135.9281 | -80.8991 | -422.746 | -1780.8081 | -954.8947 | -3875.3542 | -83.6916 | 318.0347 | -186.8845 | 2919.2195 | 49.2819 | 1883.8647 | 110.6363 | 2171.8396 | -1110.2194 | 290.1366 | 209.9989 | -693.5162 | 229.3555 | -1237.2344 | -2188.2661 | 15.3913 | -119.3282 | 4407.3774 | -1684.9452 | -1282.6735 | -510.8177 | -69.0827 | 662.8766 | -398.6386 | 3287.0408 | -1463.416 | 625.4488 | 5.6504 | 2917.5254 | 2272.5652 | -605.8949 | -677.6362 | 450.8235 | -2444.3809 | -279.4627 | 5260.6597 | 1673.0381 | 5041.7876 | 138.3344 | -588.606 | 2010.7108 | -765.8141 | 705.9294 | 0.97699 | -177.8142 | 58.1725 | 7241.0181 | 210.1042 | -294.5799
2030-02-18 | 11 | -24.8438 | 453.2958 | -78.7935 | -413.2944 | -1776.7626 | -1073.8704 | -3735.4956 | -141.1693 | 370.4103 | -174.4328 | 2937.053 | 87.0382 | 1652.9857 | -72.9129 | 2142.3162 | -369.5096 | 288.5633 | 209.9989 | -717.693 | 464.2583 | -1313.3525 | -2640.0022 | 5.768 | -96.7269 | 4413.2402 | -1520.4573 | -1797.0211 | -540.378 | -78.0367 | 512.7615 | -767.2742 | 2105.6975 | -1730.6652 | 321.8393 | 3.7021 | 2515.739 | 1158.1387 | -591.3277 | -649.6504 | 450.8983 | -2367.5046 | -235.7867 | 5248.0229 | 1681.0531 | 5050.8633 | 153.5034 | -829.8735 | 1705.5698 | -539.9741 | 602.8662 | -2.1153 | -196.4747 | 105.0459 | 5758.1182 | 210.1043 | -289.8882
2030-02-18 | 12 | -34.1124 | 679.4877 | -80.0082 | -457.4902 | -1794.3473 | -1084.4138 | -2577.0845 | -94.4959 | 492.3173 | -259.1415 | 2768.1494 | -100.9154 | 1416.812 | -102.4275 | 2183.8997 | -159.7848 | 491.7326 | 209.9989 | -742.1561 | 339.9513 | -1298.2754 | -2827.5552 | -69.0526 | -93.7525 | 4492.8926 | -1812.8116 | -1716.1003 | -561.904 | -88.3788 | 405.3799 | -365.9919 | 2828.8516 | -1415.5414 | 451.1468 | 4.2227 | 2758.5864 | 2084.1008 | -587.0767 | -628.9755 | 450.8163 | -2259.8777 | -399.3965 | 5241.6943 | 1677.282 | 5054.6675 | 179.6156 | -923.2161 | 1593.0674 | -290.1007 | 359.8068 | -42.0287 | -369.9983 | 313.7721 | 4729.6919 | 210.1043 | -244.4755
2030-02-18 | 13 | -19.1022 | 858.036 | -75.6268 | -462.1149 | -1792.8768 | -1132.9674 | -2124.3501 | -488.1152 | 583.4782 | -235.439 | 3490.512 | -26.0694 | 1664.2599 | -141.3638 | 2140.8047 | -8.5192 | 537.925 | 209.9989 | -692.0206 | 518.1371 | -1337.5741 | -2870.2246 | -100.5171 | -82.5089 | 4265.4346 | -1746.0519 | -2109.6335 | -580.1019 | -93.1552 | 258.4546 | -489.8152 | 2598.9968 | -1399.5204 | 285.5442 | 5.0472 | 2582.071 | 2082.0569 | -559.6708 | -555.2186 | 450.7441 | -2335.2886 | -341.1591 | 5252.2598 | 1701.436 | 5054.7773 | 298.107 | -1029.3573 | 1573.5819 | 7.5821 | 711.0898 | -958.6515 | -50.0615 | 1.0074 | 3834.5979 | 210.1043 | -289.947
2030-02-18 | 14 | -15.5293 | 900.3022 | -71.2881 | -445.6333 | -1813.8141 | -1065.8591 | -2029.6924 | -452.6958 | 635.5507 | -239.9087 | 3729.1125 | -47.0698 | 2126.3301 | -134.1353 | 2152.842 | -53.0151 | 534.8124 | 209.9989 | -644.9217 | 613.9427 | -1182.7729 | -3256.6851 | -104.7734 | -80.9162 | 4015.0962 | -1685.7986 | -2451.9832 | -561.8678 | -98.5634 | 221.8933 | -444.1842 | 1855.2124 | -1411.0964 | 292.944 | 5.5866 | 2593.7766 | 1528.244 | -705.7158 | -334.4647 | 450.5876 | -2417.6609 | -340.3386 | 4765.0552 | 1613.5824 | 5054.374 | 70.3332 | -843.6021 | 1686.7242 | 180.6805 | 641.1408 | -924.8281 | -766.4523 | 474.5247 | 3815.1367 | 210.1042 | -151.837
2030-02-18 | 15 | -27.9309 | 789.817 | -74.7573 | -473.8476 | -1825.9595 | -937.3337 | -1363.7297 | -713.8538 | 437.2492 | -265.0071 | 3490.8835 | -88.8001 | 1792.9932 | -144.9499 | 2175.6748 | -1134.3113 | 287.1892 | 209.9989 | -637.2589 | 582.711 | -1239.5145 | -3092.9678 | -120.8498 | -86.238 | 3965.8733 | -1958.7803 | -2183.4131 | -539.003 | -93.5732 | 203.7528 | -208.1613 | 2972.385 | -1302.5251 | 580.5833 | 6.3702 | 2831.5649 | 2774.4077 | -440.6827 | -197.7529 | 450.5775 | -2405.1802 | -316.1187 | 4769.7568 | 1682.6429 | 5052.2598 | 245.8913 | -778.5557 | 1930.1261 | 415.7947 | 596.92 | -694.016 | -894.9709 | 111.1451 | 4632.0737 | 210.1043 | -90.8648
2030-02-18 | 16 | -40.8147 | 574.5276 | -79.306 | -508.5944 | -1824.7969 | -793.5284 | -351.1743 | -1103.3739 | 157.316 | -237.6908 | 3432.2312 | -24.9338 | 1954.6158 | -176.6446 | 2115.9956 | -856.4597 | 423.239 | 209.9989 | -623.4438 | 573.7902 | -1233.8961 | -2572.2751 | -109.2075 | -88.3232 | 3921.4404 | -2128.5754 | -2032.2507 | -502.7291 | -83.3992 | 201.9655 | -18.6522 | 4658.7173 | -1269.0685 | 890.6313 | 6.0806 | 2779.6296 | 4600.0845 | -360.0398 | -96.1223 | 450.3707 | -2421.8958 | -269.1891 | 4810.4053 | 1761.7665 | 5050.5596 | 402.5167 | -740.6491 | 2186.9846 | 176.2958 | 579.6212 | -490.0403 | -1181.4094 | 1.0102 | 5290.7476 | 210.1043 | -98.1891
2030-02-18 | 17 | -37.0962 | 730.1709 | -77.1946 | -510.6237 | -1823.1615 | -892.0909 | -78.2045 | -1087.3964 | 317.7839 | -177.3565 | 3603.3557 | 94.239 | 1946.4841 | -152.6428 | 2141.4573 | -894.2372 | 410.346 | 209.9989 | -618.0725 | 520.4517 | -1263.2069 | -2361.9761 | -135.239 | -82.4147 | 3872.3938 | -2074.2683 | -1995.2329 | -536.277 | -87.9757 | 176.3421 | -56.7744 | 4747.1445 | -1273.1573 | 816.0098 | 6.1209 | 2809.9497 | 4703.4531 | -404.2294 | -185.957 | 450.4814 | -2411.8877 | -342.544 | 4848.3633 | 1734.7727 | 5051.8364 | 336.2125 | -931.1141 | 2310.885 | 4.3276 | 551.8492 | -351.1241 | -1129.2346 | 284.3145 | 5267.7593 | 210.1043 | -88.6977
2030-02-18 | 18 | -36.7619 | 305.6922 | -74.667 | -463.6753 | -1871.7245 | -515.9493 | 1708.6339 | -863.194 | 160.5062 | -194.9259 | 4070.564 | 151.9557 | 1034.4958 | -91.217 | 2148.9812 | -1121.0289 | 550.4138 | 209.9989 | -572.0587 | 484.9618 | -1189.3831 | -2725.1211 | -101.3749 | -69.9359 | 2760.3445 | -1584.7974 | -3329.1221 | -381.9048 | -76.5852 | 203.0669 | -354.8239 | 4565.7539 | -1698.5621 | 997.5487 | 5.5478 | 1967.609 | 4322.2271 | -166.3218 | -365.2585 | 450.6468 | -2452.051 | -358.1662 | 4843.6821 | 1690.5946 | 5059.4546 | 50.6933 | -1230.0742 | 2895.1702 | 13.8197 | 478.3626 | -1218.7323 | -298.8342 | 157.5152 | 3318.5308 | 210.1043 | -230.5464
2030-02-18 | 19 | -32.6699 | 11.2165 | -75.0526 | -421.1284 | -1815.3719 | -421.8449 | 2510.6846 | -1102.3137 | 175.8612 | -220.9347 | 3944.2432 | 189.6567 | 445.1095 | 181.8602 | 2113.3025 | -130.5563 | 697.7158 | 209.9989 | -707.5492 | 747.1406 | -1194.6013 | -2548.6543 | -56.9525 | -51.5043 | 3546.7461 | -1320.7577 | -3603.7749 | -310.1965 | -65.3443 | 271.1746 | -680.225 | 4144.2295 | -2068.8745 | 1012.7727 | 4.2032 | 1868.5973 | 4153.3623 | 14.1853 | -265.9035 | 450.4799 | -2445.1831 | -379.7907 | 5326.6367 | 1699.103 | 5058.978 | 499.5605 | -1565.4502 | 2767.29 | -433.9652 | 742.4794 | -167.1821 | -861.6992 | 177.6371 | 4287.3105 | 210.1042 | -250.6618
2030-02-18 | 20 | -44.288 | 0.99966 | -80.8105 | -446.2621 | -1511.3514 | -503.6266 | 959.5059 | -214.786 | 142.7056 | -295.6953 | 3938.5479 | 181.841 | 1361.3044 | 220.9656 | 2141.0779 | -298.4745 | 624.3486 | 209.9989 | -737.9101 | 722.3259 | -1175.4844 | -3003.748 | 0.99903 | -58.7518 | 3741.9656 | -1399.3286 | -3523.5947 | -350.7512 | -68.3692 | 448.3573 | -382.6007 | 3813.5149 | -1965.7731 | 953.7768 | 3.1097 | 1912.9265 | 3911.3042 | 198.5166 | -109.1819 | 450.3705 | -2549.5542 | -202.1854 | 5200.9526 | 1829.5055 | 5044.6694 | 567.1667 | -1472.9824 | 2797.1997 | -25.7625 | 883.2715 | 451.5972 | -1281.8268 | 1.0129 | 3793.5718 | 0.10427 | -249.9528
2030-02-18 | 21 | -50.6311 | -12.3547 | -83.8322 | -466.9748 | -1640.5472 | -523.8679 | 579.4826 | -374.1589 | 215.6543 | -280.8154 | 3466.0737 | 134.2528 | 785.8211 | 336.9392 | 2150.6404 | -459.1001 | 677.5074 | 209.9989 | -733.8469 | 627.0598 | -1098.6353 | -2717.6892 | -19.9987 | -68.6494 | 3761.5032 | -1583.3196 | -3319.2007 | -361.1788 | -67.3325 | 437.127 | -187.3757 | 4580.918 | -1731.0236 | 1070.5598 | 3.638 | 2224.3103 | 4445.8604 | 421.364 | 137.7471 | 450.2214 | -2482.2671 | -250.8965 | 5077.5234 | 1905.0811 | 5040.3613 | 729.5082 | -1251.6852 | 2970.2876 | -109.9384 | 777.2577 | 602.7602 | -1344.8036 | 1.023 | 4394.9565 | 210.1043 | -225.1608
2030-02-18 | 22 | -46.8481 | 492.2693 | -84.4717 | -457.8571 | -1772.239 | -786.9637 | -0.48279 | -467.5123 | 498.7693 | -234.3724 | 3323.7312 | 70.1213 | 1236.3906 | 319.237 | 2166.1514 | -438.1222 | 647.8539 | 209.9989 | -728.9032 | 678.1115 | -1017.1989 | -2607.8198 | -119.827 | -72.488 | 3628.051 | -1705.1611 | -3256.9565 | -459.6489 | -90.6703 | 266.4051 | -126.5352 | 4162.9141 | -1530.7382 | 888.3361 | 3.7389 | 2496.4382 | 3577.969 | 778.9346 | 655.5337 | 449.8173 | -2366.2927 | -352.9497 | 5105.105 | 2133.5332 | 5030.2671 | 1256.3176 | -999.2358 | 2985.7944 | 343.9317 | 515.3829 | -633.4142 | -223.7876 | 66.3733 | 3156.1838 | 210.1043 | -240.3794
2030-02-18 | 23 | -26.4066 | 554.9579 | -79.0578 | -420.1129 | -1811.2544 | -765.5624 | 443.2755 | -644.5648 | 573.1573 | -162.7142 | 3970.7988 | 136.223 | 1269.6211 | 1.0002 | 2152.0891 | -356.3069 | 600.8561 | 209.9989 | -691.3224 | 916.3327 | -1036.4121 | -2634.1543 | -89.2535 | -70.5322 | 3585.6616 | -1425.3011 | -3612.8904 | -426.845 | -95.6101 | 210.0717 | -619.86 | 3088.374 | -1808.1881 | 759.9042 | 3.5104 | 2389.2661 | 2775.1897 | 309.6531 | 592.3618 | 449.9261 | -2398.8909 | -166.7819 | 4119.8896 | 1811.3781 | 5020.2075 | 439.1153 | -603.9832 | 3078.1785 | 64.3204 | 426.0827 | -292.52 | -643.3433 | 242.9714 | 2404.408 | 210.1042 | -50.7288
2030-02-18 | 24 | -22.2099 | 954.3955 | -76.0326 | -441.8293 | -1857.4027 | -1109.1959 | -2001.1296 | -766.5566 | 1340.1622 | -184.2454 | 3864.7302 | 62.0396 | 2028.4377 | -109.3182 | 2152.6035 | -160.7805 | 619.3389 | 209.9989 | -723.8703 | 998.5679 | -974.6345 | -2232.1226 | -74.6468 | -84.6495 | 4497.0391 | -1740.6936 | -2269.5947 | -557.7581 | -103.6125 | 237.0309 | -409.0614 | 2544.6267 | -1463.0282 | 525.2883 | 4.6264 | 2914.7568 | 2742.4807 | -242.4538 | -16.4608 | 450.2988 | -2684.7979 | -167.492 | 4146.9414 | 1560.4987 | 5001.0776 | 0.99728 | -277.3891 | 2914.3789 | -28.5726 | 734.8262 | -877.8802 | -701.9178 | 1.0268 | 3067.9639 | 210.1043 | -182.2341
2030-02-19 | 1 | -17.8442 | 822.0818 | -69.7113 | -410.7259 | -1909.1158 | -954.3904 | -3339.0723 | -1549.0945 | 1898.1633 | -163.9667 | 3880.8096 | 58.5104 | 930.8249 | -166.8476 | 1994.8529 | -447.4185 | 577.8838 | 209.9989 | -685.0134 | 1073.0179 | -1065.5214 | -2334.8889 | -104.0479 | -79.071 | 4175.1084 | -1531.6584 | -2465.6401 | -498.1936 | -91.1294 | 102.5368 | -724.9305 | 1507.1213 | -1562.9039 | 450.2483 | 4.4417 | 2820.4639 | 1775.2073 | -7.0304 | 250.921 | 449.9689 | -2511.5491 | -252.9039 | 3805.0361 | 1577.2601 | 4989.4531 | 0.99082 | -277.7353 | 3173.4402 | 385.7437 | 758.7772 | -1654.6326 | -70.1294 | -1.8566 | 2225.1699 | 210.1043 | -252.3657
2030-02-19 | 2 | -4.7323 | 712.9842 | -63.3856 | -363.869 | -1882.4723 | -1036.1993 | -5089.3989 | -783.3995 | 2215.1108 | -115.647 | 3903.1548 | 48.4983 | 379.9268 | -298.8835 | 1549.5201 | -414.0183 | 308.9216 | 209.9989 | -667.1522 | 1257.1489 | -1116.9391 | -3389.196 | -48.1484 | -54.6735 | 3889.6755 | -1145.5214 | -2930.3184 | -482.1148 | -83.4319 | 169.1149 | -988.9922 | 0.99923 | -1857.8186 | 238.2371 | 4.1752 | 1957.7185 | 176.7833 | 97.9451 | 296.3662 | 450.0091 | -2806.9773 | -127.7257 | 3459.3462 | 1474.2944 | 4740.8369 | 1.0016 | -277.0696 | 3135.1145 | 123.1466 | 1182.083 | -1116.6379 | -52.598 | -327.5455 | 1239.1912 | 210.1042 | -319.1654
2030-02-19 | 3 | -16.9692 | 656.6699 | -70.544 | -448.0739 | -1641.9518 | -1096.1414 | -6583.7241 | 0.99075 | 2332.3696 | -113.2117 | 3505.4622 | -0.36821 | 254.3044 | -396.8436 | 1331.7498 | -485.3854 | 222.7856 | 209.9989 | -660.2791 | 1102.8606 | -1264.5297 | -4702.2759 | -36.8698 | -55.7319 | 3725.4082 | -1535.6991 | -2807.9304 | -542.9841 | -84.266 | 250.0574 | -559.6168 | 363.615 | -1545.3845 | 424.1101 | 4.1166 | 1528.9965 | 988.7362 | 172.4496 | 514.078 | 449.487 | -2829.5439 | -44.113 | 3245.2236 | 1474.1261 | 4688.8857 | 1.0237 | -277.913 | 4515.2915 | 1268.811 | 1254.6333 | -485.3716 | -205.9074 | 42.6787 | 1453.7861 | 210.1042 | -238.0807
2030-02-19 | 4 | -34.954 | 670.4644 | -79.9164 | -540.2969 | -1535.9041 | -1047.9556 | -6392.6294 | 0.99533 | 2336.0276 | -95.6278 | 3552.9197 | -48.8305 | 1637.2089 | -498.2278 | 961.8423 | -300.7569 | 282.5362 | 209.9989 | -612.4976 | 974.0081 | -1214.6965 | -5385.3433 | -39.0211 | -73.5121 | 3486.5884 | -2038.1294 | -2839.6746 | -574.3173 | -87.283 | 326.5318 | -310.6468 | 1851.3533 | -1287.9672 | 739.373 | 2.7257 | 1880.8398 | 3358.6467 | 53.9249 | 413.256 | 320.8208 | -2803.0881 | -11.5778 | 3518.8972 | 1722.5748 | 4626.4253 | 271.4027 | -279.488 | 3027.2444 | -79.9243 | 1137.4869 | -81.1523 | -588.354 | 472.8417 | 3539.2046 | 210.1042 | -165.326
2030-02-19 | 5 | -41.4848 | 374.7781 | -82.934 | -548.7709 | -1901.7142 | -835.9556 | -4333.5098 | -707.4091 | 2233.1902 | -52.7763 | 3911.3486 | 61.8868 | 2041.2896 | -510.8401 | 952.8271 | -5.8217 | 315.9533 | 209.9989 | -576.3349 | 1089.4691 | -1181.3981 | -5674.2437 | -24.3161 | -101.8598 | 3286.6714 | -2107.5627 | -3080.4233 | -518.6069 | -75.7962 | 328.7866 | -343.8505 | 2524.6604 | -1389.8759 | 886.1948 | 1.534 | 2432.6191 | 4282.6455 | -93.6706 | 447.8763 | 7.4463 | -2797.822 | -22.3101 | 3698.9536 | 1686.8657 | 4945.7617 | 130.9883 | -278.7303 | 3033.9644 | -406.1204 | 1067.4468 | -516.4843 | -357.0076 | 1.007 | 5762.5718 | 210.1043 | -238.3751
2030-02-19 | 6 | -61.7081 | 101.9727 | -91.3345 | -653.0026 | -1876.5443 | -686.392 | -3804.5469 | -1050.5582 | 1777.3188 | -46.8 | 3847.8301 | 80.9071 | 2093.5803 | -491.1598 | 1041.2687 | -149.0273 | 447.934 | 209.9989 | -511.7725 | 723.9453 | -1149.0548 | -5990.019 | -1.9806 | -130.4262 | 3027.5056 | -2531.2073 | -3019.74 | -517.4183 | -65.2637 | 476.9263 | 119.5643 | 4683.5752 | -1103.1414 | 1292.2943 | 1.0367 | 2952.4766 | 6537.9531 | -474.0643 | 0.95677 | 80.8323 | -2794.6519 | -123.3782 | 4077.9736 | 1563.752 | 4987.4712 | -3.9238 | -276.6366 | 2655.2773 | -1154.9556 | 876.462 | -190.4569 | -937.6309 | 224.4097 | 8264.9502 | 210.1043 | -148.7447
2030-02-19 | 7 | -77.5909 | 0.98492 | -99.8393 | -751.1956 | -1891.9962 | -561.7279 | -3760.2888 | -1008.1893 | 677.1365 | -86.4051 | 3904.9216 | 61.464 | 1909.014 | -378.7996 | 1446.2313 | 20.4364 | 505.4062 | 209.9989 | -482.0952 | 494.6019 | -1423.3087 | -6571.7817 | -108.9372 | -134.6679 | 2999.645 | -2848.1833 | -2658.9626 | -491.0337 | -68.1889 | 375.2768 | 633.2872 | 6220.0566 | -790.0922 | 1607.6194 | 1.534 | 3040.5603 | 8048.3491 | -316.4281 | -76.6313 | 450.3048 | -2560.1091 | -473.0443 | 4448.3325 | 1709.2329 | 5001.5571 | 143.6566 | -279.1296 | 2578.4458 | -1178.3527 | 648.7185 | -750.95 | -1456.4084 | 227.7491 | 9026.374 | 210.1043 | -51.9321
2030-02-19 | 8 | -67.6649 | 346.6931 | -102.9489 | -781.7869 | -1831.7357 | -887.8544 | -4702.9741 | -416.6001 | 834.5506 | -134.2507 | 3787.7314 | 59.0843 | 1815.9142 | -254.9641 | 1804.1714 | -43.5472 | 286.265 | 209.9989 | -620.9434 | 491.9224 | -1305.1123 | -6516.2769 | -92.6949 | -127.1258 | 3929.7046 | -2856.3989 | -2610.1655 | -598.939 | -83.2372 | 443.5694 | 596.9903 | 5141.5884 | -735.7145 | 1255.8304 | 1.0425 | 3088.6836 | 6888.2886 | -667.7454 | -292.61 | 292.931 | -2619.6624 | -463.8952 | 4627.875 | 1539.1505 | 5026.0269 | -3.6756 | -676.3529 | 2037.913 | -1632.349 | 706.5783 | -791.4554 | -682.0774 | 811.1746 | 9509.1377 | 210.1043 | -145.1506
2030-02-19 | 9 | -60.6215 | 339.5494 | -99.5337 | -784.8672 | -1887.8591 | -1029.5238 | -5864.8394 | -265.8478 | 879.2375 | -135.8489 | 3738.115 | 62.864 | 1818.0245 | -274.7164 | 1785.1431 | -56.7104 | 153.028 | 209.9989 | -640.0587 | 391.1655 | -1229.5016 | -6140.2441 | -76.7973 | -133.0071 | 4054.6799 | -2876.6353 | -2278.5625 | -646.5594 | -75.9471 | 511.7939 | 521.5685 | 4378.4185 | -595.3012 | 1006.769 | 1.5647 | 3099.3682 | 6362.9087 | -797.6299 | -458.1051 | 265.8628 | -2439.0549 | -419.8527 | 4597.9922 | 1489.3033 | 5044.3257 | -266.2885 | -1095.0634 | 1791.5887 | -1203.0878 | 707.4913 | -837.9968 | -592.1675 | 475.5558 | 11343.4414 | 210.1043 | -142.1348
2030-02-19 | 10 | -59.5642 | 451.2697 | -94.2292 | -795.607 | -1927.417 | -997.3256 | -6368.0381 | -581.1169 | 843.5905 | -126.5639 | 3869.3906 | 80.2299 | 1774.5774 | -284.5239 | 1748.5635 | -5.33 | 98.793 | 209.9989 | -594.238 | 530.8613 | -1376.5084 | -6298.4492 | -77.7226 | -120.7627 | 3713.3005 | -2828.3066 | -2521.4153 | -667.5461 | -73.2883 | 431.6545 | 551.6669 | 4123.3062 | -658.3104 | 1019.7349 | 1.4037 | 3010.0771 | 6636.6226 | -835.3115 | -412.448 | 449.637 | -2512.0469 | -388.362 | 4600.5098 | 1457.3796 | 5059.4668 | -224.322 | -1593.2014 | 1835.0148 | -986.5735 | 738.5424 | -841.6126 | -895.9519 | -1.2056 | 11378.0391 | 210.1043 | -125.9583
2030-02-19 | 11 | -55.1094 | 665.6558 | -87.6515 | -807.1801 | -1867.2349 | -1072.6511 | -6720.3452 | -253.236 | 374.0222 | -118.8773 | 3979.9563 | 85.5759 | 1754.8142 | -289.1773 | 1714.7849 | -266.1714 | 0.99891 | 209.9989 | -517.3955 | 358.0365 | -1482.4897 | -6778.002 | -102.6307 | -110.5601 | 3108.9922 | -2841.0391 | -2446.8374 | -700.4089 | -80.8345 | 394.2845 | 1036.4568 | 3524.6069 | -548.6633 | 840.7012 | 0.56664 | 2515.4238 | 6304.0459 | -780.7893 | -275.8883 | 449.6667 | -2442.2891 | -402.7244 | 4554.5771 | 1451.8184 | 5059.7847 | -137.9454 | -1730.316 | 1855.3337 | -1035.0363 | 694.2492 | -528.5814 | -941.9034 | 0.98961 | 11510.5986 | 210.1043 | -92.6848
2030-02-19 | 12 | -57.5939 | 642.4991 | -85.1065 | -804.0264 | -1762.0116 | -1069.9675 | -7263.4556 | 1.0041 | 204.7215 | -111.6029 | 4012.7249 | 99.2484 | 1744.0518 | -292.81 | 1714.8396 | -99.5771 | -22.0614 | 209.9989 | -459.3136 | 352.9172 | -1470.1243 | -6586.2148 | -93.9013 | -97.2736 | 2603.4861 | -2892.4983 | -2362.7163 | -699.4038 | -78.7137 | 397.4001 | 1356.8353 | 3881.2678 | -466.4075 | 877.2245 | 0.58447 | 2121.4707 | 6201.9941 | -770.1998 | -251.3356 | 449.6648 | -2297.981 | -334.1027 | 4548.3169 | 1456.5123 | 5062.0176 | -115.2308 | -1789.5215 | 1859.6078 | -1303.1592 | 721.4883 | -373.7779 | -897.3346 | -0.72518 | 11815.79 | 210.1042 | -53.0762
2030-02-19 | 13 | -64.0968 | 176.7736 | -80.7956 | -753.6034 | -1890.4476 | -606.8656 | -5517.4536 | -973.8659 | 1.0038 | -125.3191 | 3928.929 | 74.6899 | 1471.5018 | -247.093 | 1821.2421 | -238.1494 | 174.9315 | 209.9989 | -505.8597 | 605.6126 | -1478.6035 | -6504.6431 | 28.4699 | -93.8983 | 2938.1814 | -2635.8474 | -2782.6167 | -538.0469 | -61.3906 | 495.4068 | 830.9984 | 5120.395 | -881.2477 | 1269.4858 | 0.56732 | 2176.9075 | 6671.8843 | -700.1658 | -152.3871 | 449.6318 | -2451.6128 | 79.6209 | 4580.4912 | 1517.4363 | 5064.8594 | 1.0063 | -1759.454 | 1970.4448 | -996.6631 | 1039.4521 | 437.0962 | -804.5235 | -579.9488 | 10443.2529 | 210.1043 | -160.5925
2030-02-19 | 14 | -70.0124 | 122.8503 | -79.5785 | -749.4479 | -1933.6346 | -512.5834 | -5463.2173 | -1010.6605 | 1.0075 | -130.0403 | 3828.2825 | 35.9699 | 1281.2699 | -271.5531 | 1794.2209 | -205.1793 | 293.3095 | 209.9989 | -466.4174 | 544.5888 | -1268.5681 | -6437.5293 | 20.5709 | -89.2129 | 2690.168 | -2701.2341 | -2580.8088 | -512.3112 | -60.1596 | 521.1101 | 953.0038 | 6085.7202 | -793.6824 | 1410.6439 | 0.55956 | 2004.8984 | 7029.2002 | -662.3703 | -74.5116 | 449.9073 | -2682.7595 | 18.5904 | 4662.3306 | 1567.4883 | 5077.6665 | 133.714 | -1350.2944 | 2196.4668 | -1288.4926 | 986.326 | 625.5637 | -1116.4297 | -356.3081 | 8900.5977 | 210.1043 | -135.1982
2030-02-19 | 15 | -73.2867 | 44.0074 | -78.1842 | -747.5507 | -1919.2876 | -505.8655 | -5556.5688 | -718.0322 | -2.9907 | -122.0729 | 3323.9622 | 156.0974 | 1231.5377 | -310.3125 | 1634.9561 | -372.3936 | 311.2994 | 209.9989 | -481.3912 | 509.7232 | -1140.6154 | -6084.147 | 27.218 | -80.3409 | 2868.5112 | -2798.0991 | -2482.3992 | -516.3378 | -56.6071 | 532.2481 | 1238.6285 | 6379.311 | -716.8876 | 1455.0483 | 0.51543 | 1441.7271 | 7500.6646 | -667.1704 | -54.1128 | 449.8628 | -2661.3687 | 73.7325 | 4657.5947 | 1588.7656 | 5077.0557 | 133.1881 | -1350.2174 | 2185.3154 | -1721.05 | 989.4386 | 568.6619 | -932.5522 | -1.0741 | 8904.5889 | 210.1042 | -170.3108
2030-02-19 | 16 | -78.4412 | 0.99222 | -80.6154 | -743.8768 | -1918.1716 | -453.9364 | -4700.4121 | -1146.4635 | -2.9709 | -89.1002 | 2858.6558 | 115.4086 | 1124.3748 | -292.1678 | 1707.1051 | -179.9941 | 356.0641 | 209.9989 | -510.1254 | 602.0167 | -1101.1633 | -5813.0967 | 49.2889 | -74.1276 | 3098.6284 | -2860.4841 | -2691.74 | -499.5203 | -53.1276 | 529.5116 | 1176.3275 | 6773.002 | -784.6988 | 1593.4468 | 0.51359 | 1682.6874 | 8448.8115 | -669.7328 | -37.3674 | 449.6883 | -2636.4832 | 177.8154 | 4638.5103 | 1603.0508 | 5067.4258 | 131.2643 | -1624.3925 | 2212.4956 | -1844.3955 | 1028.6261 | 495.9496 | -789.8997 | -4.5533 | 8756.3105 | 210.1043 | -214.8139
2030-02-19 | 17 | -73.6145 | 152.0718 | -79.8088 | -748.6714 | -1923.4874 | -499.7493 | -4739.1465 | -1115.5039 | -2.9798 | -121.3272 | 2842.9629 | 45.9689 | 1411.2975 | -279.1457 | 1777.7144 | -647.9293 | 310.8365 | 209.9989 | -529.6434 | 691.421 | -1152.1135 | -5794.3506 | 32.6344 | -60.8271 | 3226.478 | -2735.8433 | -2804.6711 | -507.2271 | -57.7832 | 449.9469 | 1082.9507 | 6467.5283 | -876.3745 | 1510.4518 | 0.58884 | 1550.6501 | 7811.3794 | -741.3034 | -164.2757 | 449.6747 | -2649.1506 | 161.3719 | 4647.6206 | 1570.5869 | 5062.6411 | -3.0684 | -1749.9381 | 2324.0571 | -2050.6743 | 1053.0115 | 515.5206 | -706.8827 | -10.1243 | 6955.481 | 210.1043 | -233.1328
2030-02-19 | 18 | -54.1865 | 599.222 | -76.3681 | -713.38 | -1892.5963 | -778.2714 | -4905.8633 | -1058.589 | -2.9464 | -141.0452 | 2685.8315 | 60.8953 | 1443.311 | -153.7119 | 1980.2666 | -1413.4196 | 203.0907 | 209.9989 | -577.9843 | 604.8271 | -1205.5804 | -5617.7354 | -37.1874 | -77.6933 | 3607.1296 | -2536.4436 | -2569.7708 | -580.7592 | -76.8871 | 371.3142 | 202.1036 | 5166.5938 | -861.1368 | 1066.8073 | 1.6019 | 2131.8096 | 5474.8745 | -842.7583 | -314.7753 | 449.6654 | -2562.3257 | -38.6984 | 4646.5312 | 1536.7523 | 5065.9653 | -226.3807 | -1765.4052 | 2069.3667 | -1721.2681 | 878.7029 | 218.3815 | -903.5071 | -142.4616 | 5511.7329 | 210.1043 | -192.6378
2030-02-19 | 19 | -45.2741 | 952.9117 | -75.0776 | -668.6382 | -1580.4043 | -860.1505 | -3719.501 | -366.3572 | -2.8741 | -184.697 | 2423.2683 | 9.5518 | 1626.1971 | 44.98 | 2228.7231 | -1734.37 | 175.5341 | 209.9989 | -581.7325 | 620.6865 | -1330.4849 | -4923.8154 | -145.9925 | -110.3013 | 3726.2603 | -2370.4512 | -2399.147 | -583.2304 | -99.0161 | 208.3734 | -37.3354 | 4657.4331 | -772.3032 | 957.4028 | 3.7706 | 2864.0918 | 4412.4287 | -896.304 | -133.4389 | 449.4962 | -1953.3271 | -362.8452 | 4684.499 | 1523.1832 | 5063.8799 | -98.2851 | -1910.027 | 1856.5992 | -1876.4524 | 525.7159 | -273.1945 | -802.9076 | 433.0846 | 3116.6826 | 210.1043 | -135.3121
2030-02-19 | 20 | -41.4991 | 926.5974 | -77.2959 | -630.6638 | -1869.8685 | -916.9529 | -2968.4409 | -1109.7716 | -298.6865 | -194.2398 | 2385.7458 | -4.3284 | 1134.4951 | 325.2355 | 2228.155 | -1343.9836 | 240.4171 | 209.9989 | -656.4793 | 653.9814 | -1404.1321 | -5061.3164 | -194.7747 | -108.8697 | 4076.8188 | -2322.3274 | -2512.0037 | -572.2664 | -95.3237 | 99.4495 | 126.0073 | 4473.3325 | -800.6913 | 935.1617 | 3.9069 | 3033.689 | 3979.9568 | -746.9493 | -278.3138 | 450.3932 | -2036.1078 | -642.6669 | 4936.2334 | 1558.8645 | 5076.1084 | -3.0349 | -1290.7317 | 2165.1396 | -1304.9475 | 510.0442 | -222.619 | -735.0519 | -236.2981 | 3436.0508 | 0.10427 | -185.6144
2030-02-19 | 21 | -45.4352 | 694.1136 | -73.7007 | -536.8184 | -1869.7114 | -964.0685 | -3159.1968 | -1091.885 | 649.4571 | -214.2576 | 1746.3633 | -38.4377 | 841.119 | 201.4542 | 2263.8665 | -1267.4437 | 229.0622 | 209.9989 | -759.5344 | 439.7778 | -1035.9249 | -4495.3584 | -160.8948 | -116.9332 | 4538.9297 | -2196.8584 | -2210.2634 | -519.5458 | -85.1978 | 221.6222 | 96.6041 | 3532.1284 | -749.0541 | 670.6269 | 3.2424 | 3160.7378 | 3005.8196 | -715.7972 | -283.2931 | 450.5138 | -1665.1675 | -596.5569 | 4873.1904 | 1579.4143 | 5068.0303 | 0.99376 | -920.6998 | 2282.4102 | -1092.3718 | 281.0905 | -510.43 | -712.5654 | -198.006 | 3825.5845 | 210.1043 | -183.6751
2030-02-19 | 22 | -46.0734 | 741.4464 | -73.7988 | -532.6436 | -1892.479 | -969.8423 | -3006.0549 | -1284.2386 | 873.6599 | -206.923 | 2157.5369 | -15.8767 | 757.912 | 181.4523 | 2246.8987 | -1397.5065 | 240.3581 | 209.9989 | -722.3682 | 565.7148 | -1108.2089 | -4157.1118 | -144.572 | -119.8845 | 4475.9058 | -2168.1396 | -2180.4758 | -515.3029 | -85.3208 | 170.414 | -28.0876 | 3694.7166 | -710.3043 | 656.0832 | 4.0657 | 3211.6953 | 3506.4221 | -628.2617 | -272.4889 | 450.4608 | -1771.9009 | -482.2176 | 4916.0059 | 1580.9731 | 5056.3174 | 120.5108 | -965.0588 | 2420.2515 | -673.1331 | 370.2581 | -504.0969 | -566.6003 | 1.0156 | 3159.3628 | 210.1043 | -163.6751
2030-02-19 | 23 | -37.8125 | 661.7967 | -69.7501 | -460.6799 | -1885.4651 | -867.868 | -2563.4944 | -1444.5559 | 993.4367 | -187.9921 | 2028.7124 | 6.246 | 1249.0521 | 142.8121 | 2077.177 | -1162.1746 | 215.1193 | 209.9989 | -715.5112 | 710.8934 | -1226.3723 | -4284.6777 | -124.5676 | -110.7516 | 4476.8159 | -1881.2233 | -2739.4407 | -455.8517 | -83.9893 | 151.0633 | -535.8152 | 2772.6726 | -1144.8645 | 592.051 | 3.6782 | 3029.5022 | 2297.2722 | -475.4642 | 0.88609 | 450.3327 | -1870.0394 | -324.1272 | 4512.998 | 1620.4012 | 5041.5532 | 121.9957 | -513.1263 | 2620.5459 | -320.0068 | 529.8059 | -526.9324 | -683.9056 | 29.6947 | 1424.9567 | 210.1043 | -156.0672
2030-02-19 | 24 | -31.8696 | 639.6617 | -70.8611 | -479.6453 | -1945.9906 | -730.2078 | -2500.5234 | -1639.8811 | 1399.6339 | -132.704 | 2021.1068 | 13.161 | 1634.6962 | -259.6731 | 1683.9866 | -1684.3103 | 270.1818 | 209.9989 | -725.682 | 567.9746 | -1073.9795 | -4260.1655 | -120.3304 | -97.4247 | 4481.4961 | -1980.2908 | -2867.8662 | -463.1052 | -85.5882 | 160.079 | -476.2552 | 3370.7563 | -1157.3817 | 744.528 | 3.9301 | 2954.4158 | 2791.2358 | -708.1185 | -36.7542 | 268.4578 | -2235.6208 | -326.5062 | 3968.3064 | 1520.8073 | 5009.7095 | -288.0872 | -826.9108 | 2928.8577 | -541.7408 | 529.4182 | -1462.0304 | -94.1617 | 284.2156 | 478.6648 | 210.1042 | -261.4341
2030-02-20 | 1 | -34.7773 | 943.6488 | -70.3322 | -514.093 | -2019.0826 | -952.9835 | -5377.1968 | -1064.5149 | 1754.4261 | -79.4037 | 2793.1885 | 97.433 | 2032.3937 | -319.6359 | 1416.4554 | -1678.7793 | 282.5604 | 209.9989 | -721.8535 | 441.8711 | -1385.3619 | -3580.8289 | -104.1216 | -78.8641 | 4426.3506 | -2347.6497 | -2001.6039 | -591.7226 | -99.3416 | 247.5784 | 872.397 | 3501.1013 | -517.814 | 694.3202 | 4.6514 | 1658.6602 | 2919.8372 | -673.6237 | 1.0012 | 38.256 | -1903.6384 | -138.256 | 3836.3887 | 1524.4125 | 4979.7856 | -247.8915 | -277.1295 | 3340.2524 | -119.9798 | 691.3 | -1405.3323 | -305.7996 | 32.9008 | 619.5014 | 210.1043 | -335.9325
2030-02-20 | 2 | -35.1726 | 413.3757 | -68.5528 | -509.3583 | -1670.4868 | -647.8233 | -6175.4346 | 0.99512 | 2115.179 | -41.8314 | 2876.9026 | 130.5802 | 2075.7097 | -389.8015 | 1140.009 | -1790.7552 | 25.4347 | 209.9989 | -698.0384 | 798.3051 | -1264.8499 | -4220.0146 | -55.5497 | -35.4606 | 4243.4766 | -1970.9325 | -2862.0352 | -485.1819 | -85.0997 | 257.5412 | 279.0714 | 2812.1606 | -1139.8063 | 694.4413 | 3.3437 | 435.4734 | 2002.6508 | -403.9416 | 117.8204 | 197.3204 | -2582.7703 | -89.6248 | 3869.6394 | 1564.5764 | 4954.6587 | -3.7565 | -276.6736 | 3322.9819 | -596.536 | 1087.8749 | -578.7709 | -234.1192 | 1.0009 | 523.4164 | 210.1042 | -322.724
2030-02-20 | 3 | -34.5275 | 676.9737 | -70.5034 | -568.0991 | -1061.3368 | -1146.7351 | -8124.6934 | 1505.8792 | 2228.2661 | -18.3485 | 2506.7759 | 60.7427 | 2037.0499 | -532.037 | 646.0364 | -1131.7858 | -184.82 | 209.9989 | -370.0204 | 469.8042 | -828.2243 | -3551.9536 | -17.3372 | -74.9675 | 3023.2488 | -2403.3074 | -2883.2424 | -691.9744 | -93.7249 | 528.7172 | 365.8683 | 2567.822 | -1081.4817 | 476.3811 | 0.68824 | 399.7496 | 1666.4141 | -232.6185 | 372.1145 | 27.7786 | -2515.9963 | -1.8553 | 3599.2014 | 1621.0844 | 4947.8604 | 1.0094 | -278.2084 | 3201.6375 | -755.0341 | 766.5881 | 261.2381 | -1707.675 | 1205.8413 | 2662.311 | 210.1042 | -48.3256
2030-02-20 | 4 | -45.7856 | 760.3126 | -69.0526 | -678.7116 | -943.3395 | -1228.6005 | -8209.2666 | 1755.2649 | 2316.4697 | -31.3901 | 2566.4895 | 30.0372 | 1009.558 | -562.3323 | 669.4876 | -411.213 | 125.9122 | 209.9989 | -343.0319 | 263.0233 | -661.047 | -3599.4097 | -14.7771 | -104.3838 | 2946.7908 | -2339.8704 | -2600.9707 | -740.3896 | -92.7376 | 638.9987 | 679.5593 | 3489.7341 | -817.3016 | 698.7009 | 0.71373 | 916.3372 | 3978.436 | 764.4536 | 1020.976 | 80.1929 | -2495.9365 | -1.9369 | 3367.4167 | 1727.537 | 4930.4609 | 341.2939 | -281.046 | 5553.5503 | 661.748 | 545.6304 | 0.99936 | -1944.6914 | 1590.4562 | 3687.2373 | 210.1042 | 1.7243
2030-02-20 | 5 | -48.3709 | 808.7365 | -70.9398 | -697.8461 | -836.3453 | -1286.8701 | -8558.4375 | 2031.4438 | 2182.4072 | -30.4865 | 2859.469 | 27.48 | 1995.0083 | -594.0663 | 638.6254 | 153.9053 | 224.7894 | 209.9989 | -302.083 | 129.0601 | -733.928 | -3930.5642 | -30.1245 | -114.4857 | 2719.8657 | -2455.7861 | -2320.6531 | -767.6539 | -96.6755 | 673.3796 | 922.3712 | 3714.1367 | -626.1805 | 713.2921 | 0.69716 | 1107.1379 | 4158.6655 | 1.0007 | 282.3889 | 0.9983 | -2508.7253 | -24.1245 | 3692.5405 | 1725.4166 | 4636.6914 | 299.8711 | -279.9953 | 2685.0896 | -1023.4258 | 612.8918 | 63.2078 | -2109.9988 | 1329.9291 | 3810.8113 | 210.1043 | -3.3423
2030-02-20 | 6 | -56.2078 | 564.2877 | -74.9018 | -657.2451 | -744.714 | -1195.3845 | -8342.9229 | 1905.6864 | 1607.7637 | -45.1543 | 2670.0942 | -16.895 | 2067.0952 | -594.7321 | 643.4743 | 167.2985 | 241.9692 | 209.9989 | -505.3817 | 163.1521 | -918.7301 | -4135.1089 | 21.0759 | -90.6694 | 3546.1589 | -2450.5762 | -2380.1279 | -722.0753 | -88.6023 | 748.3735 | 920.8026 | 3985.7539 | -698.886 | 859.9234 | 0.70168 | 966.3314 | 4763.1982 | -531.1476 | -2.0785 | 62.2754 | -2589.7805 | 92.9907 | 4126.2065 | 1536.5294 | 4987.3584 | -3.3663 | -275.355 | 2749.0662 | -1664.3342 | 889.7559 | 272.4615 | -2322.4353 | 536.9225 | 4625.0439 | 210.1042 | -38.6705
2030-02-20 | 7 | -64.1002 | 585.3541 | -78.7846 | -774.541 | -926.4474 | -984.0204 | -7911.7715 | 1353.1877 | 220.6296 | -145.8561 | 3053.0376 | 17.2711 | 2073.759 | -535.4135 | 923.9781 | -2.7488 | 327.5368 | 209.9989 | -480.5103 | -4.605 | -1120.8031 | -4215.4531 | 0.99918 | -95.9711 | 3448.0789 | -2570.8208 | -2139.062 | -672.7889 | -87.9803 | 810.1479 | 1388.6227 | 5474.478 | -546.041 | 1075.7578 | 0.56044 | 926.413 | 6514.4829 | -493.1837 | -146.5328 | 449.8058 | -2667.9458 | 0.99516 | 4688.9375 | 1637.5177 | 5013.6719 | 187.8489 | -469.976 | 2899.6758 | -2014.912 | 774.9632 | 420.2252 | -2618.5686 | -33.819 | 5602.1836 | 210.1043 | -98.0202
2030-02-20 | 8 | -78.8073 | -529.6809 | -92.1405 | -712.5168 | -1929.9066 | -129.2504 | -5112.9375 | -482.8247 | 841.8333 | -85.2974 | 3384.9148 | 57.1572 | 1994.0605 | -395.6374 | 1481.6083 | -277.9492 | 411.2171 | 209.9989 | -509.25 | 583.389 | -1400.3853 | -4036.343 | 57.658 | -73.7292 | 3564.7979 | -2584.9941 | -2393.2131 | -395.9512 | -62.0616 | 714.3318 | 1550.6078 | 6633.4985 | -810.1367 | 1560.3141 | 0.55707 | 623.9568 | 8400.8574 | -859.3914 | -479.1427 | 405.4259 | -2217.4988 | 111.6519 | 4759.3853 | 1521.0494 | 5016.2627 | -166.2403 | -1164.0192 | 2186.708 | -1987.0242 | 785.4384 | 1.0191 | -1472.8452 | -154.2588 | 6393.1011 | 210.1043 | -89.4625
2030-02-20 | 9 | -77.4536 | -632.0916 | -91.1319 | -703.7842 | -1918.9277 | -49.4501 | -4604.4346 | -932.3397 | 1044.5652 | -122.136 | 3705.481 | 86.7586 | 1779.8895 | -349.0036 | 1641.1256 | -226.2261 | 341.6555 | 209.9989 | -510.9296 | 460.6183 | -1379.075 | -4275.2759 | 38.0158 | -64.031 | 3530.8916 | -2479.4617 | -1929.8433 | -392.1148 | -52.808 | 675.7219 | 1702.337 | 6565.3716 | -706.1765 | 1518.6917 | 0.53858 | 487.9658 | 9051.9932 | -891.9681 | -569.6024 | 449.8887 | -2090.1765 | 80.8408 | 4795.9814 | 1462.2828 | 5032.5591 | -264.0755 | -1499.3739 | 2030.8245 | -1728.1829 | 791.8384 | -225.2971 | -1163.5209 | -382.2563 | 6610.5156 | 210.1043 | -115.7971
2030-02-20 | 10 | -83.168 | -284.1339 | -89.3928 | -727.5851 | -1944.646 | -272.0649 | -5234.437 | -556.9551 | 997.2232 | -140.4915 | 3778.2988 | 56.0082 | 1737.283 | -356.4369 | 1575.1088 | -399.4188 | 343.8556 | 209.9989 | -484.1663 | 511.4932 | -1355.259 | -4495.769 | 43.2486 | -63.5358 | 3340.5391 | -2854.635 | -1679.9761 | -465.94 | -58.148 | 645.4538 | 1909.7212 | 6508.46 | -564.2303 | 1535.8235 | 0.55048 | 362.6138 | 9475.5 | -820.1331 | -493.0443 | 357.4151 | -2040.5297 | 141.3834 | 4720.3271 | 1468.1188 | 5055.064 | -261.8799 | -1621.8972 | 1945.7358 | -2061.2261 | 810.3663 | -83.3747 | -1080.4521 | -368.3804 | 6696.7227 | 210.1043 | -79.2477
2030-02-20 | 11 | -82.2332 | -223.6116 | -83.9746 | -727.3744 | -1951.9949 | -285.0412 | -5257.5093 | -492.214 | 626.8043 | -205.2134 | 3757.9827 | 101.4063 | 1860.7004 | -358.5226 | 1546.535 | -181.5883 | 343.2174 | 209.9989 | -482.0628 | 518.2433 | -1343.1097 | -4416.9497 | 60.575 | -34.5839 | 3317.6975 | -2869.3723 | -1566.4159 | -475.0271 | -57.0696 | 673.627 | 2039.0797 | 6392.5293 | -586.9684 | 1547.422 | 0.50877 | 116.8809 | 9774.4102 | -816.5496 | -457.8808 | 274.0521 | -2040.0121 | 182.6192 | 4684.7646 | 1449.7472 | 5057.7954 | -263.2878 | -1807.5573 | 1853.0133 | -2023.6913 | 845.9371 | -81.8824 | -1123.1918 | -584.5368 | 6632.5854 | 210.1043 | -84.4237
2030-02-20 | 12 | -80.661 | -370.9281 | -90.1636 | -740.6344 | -1950.3949 | -361.9264 | -4993.0166 | -674.2722 | 361.6936 | -270.0386 | 3900.9622 | -2.5703 | 1827.4539 | -365.0225 | 1520.642 | -0.89702 | 323.3778 | 209.9989 | -469.4772 | 559.7447 | -1270.3102 | -3908.4517 | 99.3414 | -33.6222 | 3238.8213 | -2894.6455 | -1812.7659 | -489.8922 | -47.7971 | 711.0057 | 2054.7798 | 6233.8516 | -604.9006 | 1515.2894 | 0.45131 | 108.0286 | 10188.0977 | -812.1423 | -448.3113 | 306.523 | -2005.3036 | 297.7795 | 4664.353 | 1428.7086 | 5059.936 | -264.5917 | -1818.8843 | 1919.209 | -1881.0265 | 908.9569 | 1.0306 | -1155.0365 | -907.6017 | 7685.04 | 210.1042 | -122.1302
2030-02-20 | 13 | -74.69 | -609.598 | -84.0113 | -717.4442 | -1955.6096 | -220.2351 | -4012.2021 | -753.8842 | 24.6714 | -175.6676 | 3793.2981 | -60.3321 | 1858.8938 | -285.9731 | 1810.8182 | 106.9749 | 354.8119 | 209.9989 | -437.3101 | 528.3138 | -1115.5022 | -3224.1646 | 116.7407 | -34.9955 | 3122.3447 | -2577.0493 | -1646.9215 | -426.8663 | -41.634 | 763.4426 | 2004.9044 | 6321.165 | -692.774 | 1526.4728 | 0.54691 | 113.8753 | 10088.9932 | -595.9553 | -216.9186 | 449.5418 | -1992.2943 | 373.3896 | 4693.5747 | 1433.9315 | 5056.6147 | -3.007 | -1497.873 | 1844.6631 | -2288.8862 | 769.132 | -82.0241 | -1373.1605 | -727.8314 | 8357.1309 | 210.1043 | -107.4537
2030-02-20 | 14 | -77.5168 | -556.6296 | -84.3302 | -725.7679 | -1933.2719 | -248.4988 | -3969.2217 | -726.7234 | 0.99885 | -360.1724 | 3834.5415 | -16.3077 | 1859.4492 | -418.0745 | 1335.306 | 150.0569 | 363.3262 | 209.9989 | -403.0372 | 248.9681 | -1085.4618 | -2909.5559 | 100.9434 | -38.4665 | 2872.5859 | -2732.8423 | -1542.1603 | -430.5341 | -41.8084 | 783.8112 | 2014.3007 | 6607.1333 | -650.773 | 1564.4775 | 0.36498 | 47.6057 | 10358.4375 | -572.0132 | -159.7591 | 449.4983 | -2191.9207 | 316.7066 | 4635.7959 | 1441.8638 | 5063.4375 | -3.0749 | -1512.639 | 2152.1382 | -2591.384 | 724.8785 | -52.4514 | -1445.7262 | -616.222 | 9321.9375 | 210.1043 | -94.2378
2030-02-20 | 15 | -78.064 | -511.9183 | -82.741 | -729.9877 | -1868.4731 | -292.0176 | -3241.3606 | -649.9149 | -212.615 | -320.2774 | 3676.6069 | 0.99955 | 1912.74 | -427.2314 | 1317.2462 | 152.2119 | 349.1562 | 209.9989 | -423.4227 | 282.2776 | -1036.988 | -2802.3259 | 131.4723 | -33.3889 | 2990.7876 | -2816.2961 | -1639.8719 | -447.2013 | -41.3761 | 855.6366 | 2035.2646 | 6601.0254 | -645.9834 | 1573.7766 | 0.38979 | 73.7192 | 10634.0605 | -657.6254 | -200.7353 | 363.1591 | -2299.4202 | 327.5798 | 4627.5244 | 1428.4598 | 5056.9214 | -31.8854 | -1583.0459 | 2219.366 | -2625.9216 | 886.8055 | 143.6297 | -1270.9277 | -932.6724 | 10868.8438 | 210.1043 | -124.8469
2030-02-20 | 16 | -72.4724 | -659.6465 | -75.7009 | -701.9103 | -1945.8901 | -139.3167 | -2968.5203 | -920.5641 | -213.1208 | -192.0114 | 3710.9216 | -133.8344 | 1918.0531 | -330.7709 | 1733.3574 | 344.3549 | 407.7971 | 209.9989 | -474.0681 | 300.147 | -1113.563 | -3397.5798 | 111.6638 | -22.866 | 3238.9275 | -2473.886 | -1736.1609 | -405.7447 | -40.6968 | 807.692 | 2035.9449 | 6121.3828 | -659.3889 | 1539.011 | 0.56376 | 78.7438 | 10595.751 | -631.1287 | -181.1485 | 449.5738 | -2380.1995 | 264.0733 | 4654.3931 | 1413.7184 | 5055.1099 | -3.2049 | -1507.2855 | 2213.6807 | -2391.6973 | 960.147 | 42.1131 | -1155.7683 | -1231.7666 | 11773.9199 | 210.1043 | -157.8521
2030-02-20 | 17 | -68.771 | -748.2595 | -73.5283 | -683.9797 | -1950.8506 | -28.9334 | -1961.843 | -1136.0564 | 1.0008 | -133.9319 | 3735.1426 | 40.0611 | 1829.2952 | -272.2162 | 1904.0557 | 364.8889 | 409.329 | 209.9989 | -485.583 | 337.6685 | -1183.5243 | -3566.5452 | 93.3269 | -38.3771 | 3297.5447 | -2302.2935 | -1851.2981 | -380.4511 | -40.6931 | 743.5519 | 1939.6335 | 5710.8379 | -670.7404 | 1528.8646 | 0.57197 | 455.3982 | 10762.0781 | -764.9022 | -252.6729 | 225.591 | -2070.728 | 214.0858 | 4597.3232 | 1396.9384 | 5072.4307 | -180.3847 | -1535.2786 | 2264.301 | -2207.6504 | 822.432 | -84.0949 | -1033.2561 | -641.8609 | 12077.4053 | 210.1043 | -135.74
2030-02-20 | 18 | -68.7419 | -755.6405 | -72.8818 | -673.213 | -1956.5358 | 21.0005 | -854.4308 | -1259.8236 | 432.9617 | -122.8414 | 3468.3479 | 75.2961 | 1902.9922 | -248.1016 | 1950.9095 | 357.5233 | 387.6942 | 209.9989 | -490.8999 | 367.1504 | -1282.799 | -3576.0349 | 84.9383 | -22.9568 | 3396.8782 | -2291.5544 | -1869.0383 | -360.1709 | -43.6854 | 724.4536 | 2034.8474 | 5905.042 | -695.619 | 1568.3452 | 0.56608 | 423.3783 | 11084.7158 | -844.5416 | -282.8829 | 231.6686 | -1933.5741 | 175.779 | 4624.9736 | 1388.2335 | 5070.8379 | -262.6718 | -1493.3868 | 2245.8062 | -2376.0376 | 753.0579 | -396.2914 | -814.7135 | -482.4443 | 11646.3574 | 210.1042 | -131.9316
2030-02-20 | 19 | -65.3499 | -647.0279 | -76.5848 | -685.1337 | -1919.4432 | -45.7346 | -337.5655 | -1010.1665 | 482.7879 | -125.249 | 3046.3538 | 61.9726 | 1972.0283 | -225.6025 | 1927.329 | 916.8042 | 277.9637 | 209.9989 | -494.6385 | 276.1253 | -1263.2811 | -3060.4595 | 46.2868 | -48.8073 | 3570.8413 | -2290.719 | -2026.5511 | -382.6862 | -52.3587 | 730.6738 | 1983.0483 | 5689.77 | -761.8253 | 1516.3196 | 0.43802 | 735.001 | 10835.8281 | -808.7742 | -2.2234 | 449.4397 | -1925.4077 | 30.4914 | 4520.5254 | 1387.7743 | 5075.8525 | -177.3127 | -1289.3944 | 2127.3333 | -2538.8806 | 538.3046 | -160.3608 | -1138.0908 | 138.2383 | 11107.0752 | 210.1042 | -48.9751
2030-02-20 | 20 | -63.492 | -695.2843 | -82.3235 | -702.3022 | -1875.8693 | -136.8004 | -1019.8273 | -823.6855 | 544.5562 | -146.0701 | 2773.2524 | 53.0358 | 2003.275 | -184.4785 | 2045.8337 | 651.5649 | 236.689 | 209.9989 | -561.5868 | 272.5664 | -1197.4459 | -3109.8442 | 56.5697 | -63.3104 | 3916.6008 | -2291.811 | -2057.74 | -386.8917 | -49.2932 | 755.5683 | 1936.5702 | 5616.8179 | -708.9781 | 1433.0012 | 0.98915 | 787.9538 | 10550.3945 | -787.1674 | -2.2656 | 450.2463 | -1976.328 | 45.5174 | 4407.4966 | 1390.6366 | 5066.1719 | -256.678 | -825.6843 | 2283.0144 | -2142.8682 | 598.2207 | 60.4147 | -1316.7778 | -1.3193 | 10432.2598 | 210.1043 | -47.0791
2030-02-20 | 21 | -65.8398 | -606.7992 | -87.6457 | -714.5613 | -1889.9601 | -219.6086 | -1060.4657 | -1186.9989 | 777.1107 | -152.0697 | 2844.7253 | 30.9665 | 1820.5228 | -235.087 | 1907.1202 | 458.069 | 242.7794 | 209.9989 | -580.2512 | 224.7964 | -1222.5566 | -3239.7629 | 67.0407 | -74.0203 | 3992.2649 | -2400.1648 | -2131.8784 | -397.7869 | -49.6747 | 671.9249 | 1791.5145 | 5932.6738 | -707.7487 | 1414.0388 | 1.1752 | 918.7382 | 10266.4043 | -676.9602 | 109.3475 | 450.2433 | -1816.6162 | 28.6432 | 4506.5254 | 1431.8678 | 5057.1812 | -12.9098 | -676.933 | 2344.7515 | -1830.7635 | 494.9347 | -642.6902 | -796.9301 | 8.7512 | 9665.1963 | 210.1042 | -105.3794
2030-02-20 | 22 | -69.1963 | -754.4268 | -88.9369 | -691.2068 | -1886.0052 | -103.3811 | -1017.4984 | -1153.3271 | 547.2254 | -142.6053 | 2593.9468 | 27.6959 | 1749.9532 | -316.9805 | 1705.438 | -38.8105 | 270.799 | 209.9989 | -588.902 | 231.5054 | -1238.5205 | -3125.8853 | 45.4886 | -82.9847 | 4031.3159 | -2413.6084 | -2111.8525 | -360.9814 | -46.6159 | 701.3212 | 1629.2729 | 6269.875 | -765.4854 | 1554.6675 | 1.1291 | 1074.4753 | 10459.3955 | -606.0571 | 122.0922 | 450.2075 | -1875.7134 | 95.7921 | 4393.082 | 1442.1821 | 5046.8672 | -12.958 | -621.347 | 2628.3457 | -1580.2555 | 408.3514 | -306.1518 | -843.3502 | 183.6856 | 8176.7266 | 210.1042 | -73.6934
2030-02-20 | 23 | -69.2531 | -606.1638 | -90.4123 | -688.4233 | -1899.3037 | -188.6363 | -1373.2147 | -1230.1334 | 1.0007 | -136.5773 | 3042.2288 | 35.9779 | 1408.1622 | -289.1839 | 1784.2094 | -324.6873 | 271 | 209.9989 | -548.46 | 449.5135 | -1101.8645 | -3408.5203 | 19.1644 | -30.9162 | 3789.6306 | -2512.3652 | -2180.5554 | -387.3056 | -54.4464 | 623.6084 | 1742.9028 | 6095.2705 | -830.0594 | 1486.7611 | 0.44492 | 302.8719 | 10035.9141 | -394.026 | 316.1855 | 449.401 | -2308.9661 | 204.2805 | 4342.6777 | 1479.5026 | 5038.6743 | 251.8313 | -758.1446 | 2861.9805 | -1511.9844 | 474.532 | -18.0494 | -1071.5609 | -2.3153 | 7492.8984 | 210.1042 | -105.0741
2030-02-20 | 24 | -77.6821 | -457.3398 | -92.0301 | -722.6072 | -1908.1495 | -250.3308 | -921.5463 | -1256.0327 | 678.5252 | -102.9571 | 3223.1997 | 9.9933 | 1900.6439 | -334.1542 | 1450.9249 | -1009.1465 | 331.0772 | 209.9989 | -555.2405 | 337.7244 | -981.9096 | -3317.8777 | 32.957 | -34.4979 | 3794.0081 | -2815.2271 | -2232.3027 | -419.9956 | -54.5768 | 577.3178 | 1342.6566 | 6962.9541 | -826.0979 | 1610.8689 | 0.596 | 105.6948 | 10214.7891 | -711.931 | 109.1323 | 449.5729 | -2603.4084 | 281.4062 | 3827.7305 | 1329.7581 | 5003.4033 | -290.4779 | -272.5578 | 3029.3777 | -1766.7886 | 779.62 | -325.269 | -52.5296 | 144.4311 | 8468.0098 | 210.1043 | -282.0894
2030-02-21 | 1 | -76.7706 | -648.6381 | -85.9994 | -664.1382 | -1963.6515 | -116.6804 | -2050.2 | -1444.2461 | 1958.1073 | -59.8957 | 3142.7761 | 8.419 | 1347.3326 | -460.9052 | 850.2291 | -2230.054 | 183.7918 | 209.9989 | -575.1613 | 572.7146 | -996.9326 | -2255.0088 | 80.448 | -38.7448 | 4033.5188 | -2656.3887 | -2123.0898 | -352.1142 | -42.3123 | 542.3398 | 673.3983 | 7510.2153 | -985.4625 | 1716.6117 | 2.2423 | 209.7021 | 9040.4551 | -779.5165 | 1.002 | 449.447 | -2659.8621 | 373.8847 | 3399.0493 | 1333.6873 | 4560.7622 | -299.3937 | -276.7858 | 3248.2793 | -1288.1112 | 930.1601 | -79.5431 | -52.0465 | 1.0102 | 7520.5479 | 210.1042 | -299.3317
2030-02-21 | 2 | -67.8191 | -314.9551 | -80.7885 | -621.1688 | -1595.3422 | -489.1931 | -4898.9795 | 186.4619 | 2307.9148 | -61.6803 | 3043.6885 | -77.278 | 1538.9706 | -540.9423 | 497.0363 | -2854.8489 | 46.2368 | 209.9989 | -536.0199 | 469.7187 | -808.4957 | -1108.9913 | 100.6779 | -49.9876 | 4024.5283 | -2444.563 | -1565.9597 | -435.3524 | -49.7644 | 659.8421 | 508.3952 | 7096.4111 | -894.3367 | 1514.24 | 4.6755 | 394.2289 | 6808.4727 | -384.3072 | 450.0911 | 1.001 | -2664.9934 | 274.571 | 3473.0234 | 1373.4551 | 4817.6187 | -3.3839 | -276.6962 | 3228.4709 | -1074.7985 | 1029.6453 | 1060.5646 | -822.049 | 885.252 | 5590.8755 | 210.1043 | -105.1545
2030-02-21 | 3 | -55.3851 | 59.4936 | -76.3699 | -568.3925 | -1402.3258 | -593.2344 | -5846.8442 | 483.8788 | 2406.3093 | -51.2069 | 3316.8948 | -80.3047 | 2131.9216 | -580.3478 | 368.1388 | -2608.7617 | -104.2431 | 209.9989 | -273.4872 | 457.0962 | -710.0848 | -754.2313 | 47.499 | -75.9209 | 3105.0869 | -2149.2141 | -1484.6289 | -440.9351 | -72.9924 | 544.4625 | 244.5709 | 5422.6719 | -1137.563 | 1284.2262 | 4.1381 | 335.9333 | 5089.0405 | -80.5609 | 595.2241 | 0.99923 | -2568.7749 | 282.139 | 3091.3323 | 1265.0408 | 4642.7363 | 0.99654 | -276.9106 | 2437.48 | -1622.8411 | 596.5613 | 323.4193 | -1204.9327 | 1685.0376 | 3835.1843 | 210.1042 | -13.7212
2030-02-21 | 4 | -41.9076 | 157.3868 | -71.1647 | -535.361 | -1094.6786 | -774.1845 | -6940.5991 | 1486.3667 | 2484.3713 | -41.2959 | 2764.939 | -70.9357 | 2141.2195 | -587.9525 | 333.5291 | -1985.8074 | -322.0306 | 209.9989 | -232.2937 | 400.6555 | -601.4684 | -705.7004 | 111.502 | -78.7663 | 2952.4932 | -1839.3246 | -1627.2236 | -481.6448 | -78.3361 | 737.7086 | -152.2508 | 3863.8567 | -1524.0416 | 997.6445 | 1.9098 | 17.5466 | 3954.2246 | -116.8297 | 507.1939 | 0.99954 | -2593.4324 | 483.4826 | 3007.2605 | 1254.3147 | 4497.0024 | -3.0161 | -278.0391 | 944.6157 | -3057.4197 | 741.5444 | 268.1732 | -583.6095 | 1382.0537 | 3897.4463 | 210.1043 | -60.4989
2030-02-21 | 5 | -36.0293 | 194.3119 | -69.5467 | -501.5277 | -1064.5979 | -794.6794 | -6815.2168 | 1345.8682 | 2412.3643 | -41.9501 | 2973.8076 | -58.8148 | 2142.1135 | -578.9462 | 362.3636 | -1617.2593 | -306.9538 | 209.9989 | -231.3115 | 430.2098 | -671.2021 | -673.0643 | 76.6915 | -76.254 | 2990.1204 | -1798.4569 | -1611.0497 | -482.1946 | -81.7947 | 650.5287 | -221.8224 | 3309.5461 | -1556.1462 | 877.293 | 2.5483 | -24.8232 | 3255.0327 | -2.687 | 491.0294 | 1.0025 | -2632.4185 | 357.9454 | 3114.0688 | 1229.0891 | 4581.106 | 1.0042 | -277.3276 | 1771.3986 | -2358.0798 | 638.4912 | 387.7997 | -1512.1893 | 1526.8909 | 3139.2402 | 210.1043 | -6.1557
2030-02-21 | 6 | -35.0476 | -15.5842 | -75.4063 | -467.2997 | -1037.9016 | -719.3735 | -6694.9995 | 1215.1111 | 2060.2896 | -12.8171 | 2420.9746 | 30.7698 | 1656.8909 | -575.1205 | 409.6276 | -1141.6177 | -148.0886 | 209.9989 | -456.589 | 306.4416 | -954.8942 | -691.9648 | 97.1988 | -53.7942 | 3834.8035 | -2002.8291 | -1087.132 | -452.262 | -73.5186 | 741.5726 | 14.9489 | 3059.95 | -1327.646 | 822.5258 | 4.8769 | 6.2987 | 3549.1133 | -574.4349 | 1.0033 | 261.0045 | -2732.9822 | 420.0034 | 3674.1946 | 1307.2555 | 4580.3633 | -3.1092 | -272.5475 | 2789.478 | -1753.4897 | 1029.3376 | 1239.1561 | -1571.4552 | 573.8401 | 3921.4258 | 210.1043 | -58.7195
2030-02-21 | 7 | -18.6199 | -266.0688 | -71.7106 | -371.9511 | -1464.901 | -426.4044 | -4394.3516 | -2.4032 | 375.3716 | -44.2931 | 2752.314 | 94.0493 | 2136.6965 | -396.0616 | 1065.943 | 70.9311 | -127.3894 | 209.9989 | -506.1113 | 313.2722 | -1302.9617 | -1141.8447 | -21.9969 | -29.3072 | 3967.0945 | -1227.15 | -1504.226 | -357.0006 | -86.3342 | 511.7561 | 77.311 | 1462.0903 | -1587.892 | 602.9675 | 4.8779 | -366.1157 | 3155.373 | -764.7198 | 0.99953 | 393.5692 | -2873.4922 | 64.6631 | 3804.3218 | 1263.1526 | 4888.1201 | -288.0848 | -272.5291 | 1965.3015 | -3133.5469 | 781.5364 | 789.647 | -1421.3352 | 1.0269 | 3608.5984 | 210.1042 | -50.6474
2030-02-21 | 8 | -9.1695 | -125.7825 | -79.8351 | -369.5215 | -1898.6459 | -625.2486 | -3594.1494 | -817.3251 | 320.1547 | -90.4824 | 2862.8171 | 190.8299 | 2121.6531 | -231.008 | 1594.6613 | 756.2997 | -130.5031 | 209.9989 | -569.3044 | 527.3185 | -1581.0753 | -1092.7546 | -29.6796 | -66.8042 | 4184.9717 | -1118.7096 | -1983.1716 | -412.3254 | -82.0936 | 377.7803 | -640.9864 | 446.8855 | -1811.9562 | 329.3494 | 5.5463 | 308.5646 | 3080.4268 | -883.8309 | 1.0007 | 449.4562 | -2627.3757 | 34.5873 | 3779.5588 | 1278.6885 | 4867.9263 | -274.7491 | -726.1393 | 2272.5823 | -2195.1206 | 751.3658 | 1.0147 | -856.6321 | -265.8929 | 3898.469 | 210.1043 | -40.1341
2030-02-21 | 9 | -19.1111 | 38.4008 | -85.793 | -426.6301 | -1908.1396 | -742.5516 | -3443.9131 | -831.0941 | 752.6739 | -137.9632 | 2623.5249 | 115.9034 | 2018.2821 | -252.2048 | 1682.3962 | 578.9533 | 8.5024 | 209.9989 | -586.0392 | 307.1885 | -1502.3834 | -652.5507 | -65.4456 | -117.3736 | 4264.0542 | -1553.6941 | -1678.9403 | -465.7935 | -82.3211 | 345.8148 | -359.7123 | 1253.7286 | -1533.825 | 464.4879 | 7.3159 | 2024.2954 | 4113.9839 | -1161.2943 | -2.6417 | 0.9997 | -2321.8625 | -35.9576 | 3615.5747 | 1256.5228 | 4626.4399 | -265.9008 | -1411.1986 | 2248.0798 | -1342.7228 | 452.7299 | -1069.1829 | -505.5413 | -5.6285 | 4186.0869 | 210.1043 | -62.4892
2030-02-21 | 10 | -20.0149 | 435.4726 | -81.2031 | -448.063 | -1921.946 | -844.1141 | -2840.5789 | -1004.4102 | 898.6708 | -219.0488 | 2818.644 | -53.7211 | 1637.1702 | -217.3757 | 1771.979 | 771.7627 | 55.3031 | 209.9989 | -609.9255 | 436.5979 | -1570.4656 | -834.5844 | -76.9275 | -115.2574 | 4315.0435 | -1638.5238 | -2066.3726 | -500.2987 | -90.3819 | 227.1084 | -319.8862 | 1177.3405 | -1595.4756 | 490.2248 | 7.4732 | 2050.5764 | 4585.5342 | -748.6738 | 87.0401 | 449.4467 | -2162.5696 | 5.1832 | 4376.3652 | 1356.8716 | 5053.1372 | -24.2779 | -1197.5558 | 2416.7922 | -971.8265 | 556.641 | -1103.4923 | -290.3777 | -28.4947 | 3423.3174 | 210.1043 | -146.4199
2030-02-21 | 11 | -25.6508 | 633.8621 | -78.0082 | -486.8301 | -1922.7297 | -895.6273 | -2561.3982 | -1021.042 | 473.7502 | -261.1101 | 2980.2136 | -140.5909 | 1459.4596 | -173.5819 | 1921.9061 | 377.8059 | 168.1734 | 209.9989 | -611.8039 | 349.6452 | -1472.3633 | -1374.8868 | -91.9499 | -115.4242 | 4277.1484 | -1814.1506 | -2060.2598 | -535.2232 | -93.9516 | 226.9771 | 39.2648 | 1510.0239 | -1362.7179 | 585.9768 | 7.5584 | 2444.7515 | 5661.5088 | -754.3071 | 71.0389 | 449.455 | -2232.6096 | 0.99936 | 4389.5884 | 1379.1484 | 5064.5327 | -54.6279 | -1337.1134 | 2328.2327 | -656.3799 | 521.7724 | -1057.1993 | -458.078 | -117.7675 | 4019.9883 | 210.1043 | -170.1751
2030-02-21 | 12 | -23.3442 | 839.6249 | -73.4878 | -497.1357 | -1919.8074 | -930.2211 | -2247.1777 | -1125.6433 | 1.0067 | -281.6875 | 3169.5811 | -143.4497 | 1484.2048 | -114.8526 | 2214.9307 | -11.7078 | 171.4364 | 209.9989 | -621.1356 | 484.7175 | -1459.6484 | -2087.0417 | -94.9359 | -91.1714 | 4224.8188 | -1754.3662 | -2566.8025 | -553.9631 | -97.9823 | 161.9207 | 401.014 | 1248.3937 | -1472.9839 | 563.0781 | 6.3337 | 2057.0557 | 5689.1201 | -710.4837 | 67.161 | 449.4461 | -2405.0967 | 20.6364 | 4435.5542 | 1392.9874 | 5064.8389 | -3.3903 | -1372.1614 | 2223.231 | -272.2804 | 621.3788 | -902.1508 | -619.1973 | -244.5634 | 4069.2141 | 210.1042 | -197.8786
2030-02-21 | 13 | -24.8863 | 980.3137 | -70.4863 | -512.7208 | -1922.0225 | -965.1118 | -1795.2969 | -1281.8918 | 1.0058 | -319.587 | 3457.7551 | -94.9567 | 1411.1636 | -146.3137 | 2179.9324 | 173.0162 | 210.7779 | 209.9989 | -650.7614 | 727.7617 | -1589.3966 | -2994.1514 | -97.5808 | -74.5783 | 4176.6885 | -1807.6636 | -2884.448 | -564.9094 | -100.2838 | 122.8309 | 545.1348 | 1676.9655 | -1437.9554 | 576.8237 | 4.6724 | 2150.2078 | 6250.668 | -601.5598 | 54.123 | 449.4941 | -2431.7739 | 72.7035 | 4452.7695 | 1377.1351 | 5081.0107 | 1.0064 | -1311.124 | 2260.0059 | -6.8877 | 763.0082 | -948.7822 | -529.8352 | -387.6049 | 3780.2507 | 210.1042 | -275.5397
2030-02-21 | 14 | -23.0375 | 1141.1876 | -65.6518 | -524.2664 | -1948.0138 | -947.5677 | -1785.6195 | -996.2355 | 1.0033 | -383.5638 | 3963.6726 | -45.865 | 1460.7168 | -151.6129 | 2167.6548 | 719.5076 | 178.5875 | 209.9989 | -612.2508 | 686.7608 | -1571.5245 | -3765.1946 | -119.8211 | -53.6458 | 3858.7209 | -1802.0542 | -2993.9697 | -570.443 | -111.0353 | 113.9912 | 720.6442 | 1317.574 | -1395.7734 | 546.8233 | 2.9769 | 1682.614 | 5870.186 | -546.3141 | 131.519 | 449.4588 | -2321.3032 | 60.4216 | 4464.9648 | 1363.5684 | 5080.3867 | 84.7396 | -1300.7358 | 2223.4978 | -94.3573 | 666.5618 | -512.2575 | -637.0926 | -21.3107 | 2759.1279 | 210.1042 | -259.4989
2030-02-21 | 15 | -31.6373 | 902.0383 | -67.5124 | -611.7557 | -1837.6755 | -948.8857 | -3433.0813 | -757.4472 | -2.7946 | -274.4893 | 3723.0156 | 184.3683 | 2144.4563 | -195.5933 | 2041.4325 | 432.2487 | 213.6387 | 209.9989 | -572.6832 | 734.7941 | -1470.7102 | -4332.5947 | -44.726 | -7.7153 | 3641.8667 | -1941.0363 | -3134.8911 | -598.3275 | -91.8557 | 267.0625 | 1146.0266 | 1760.8553 | -1272.6124 | 625.4728 | 2.4193 | 661.7431 | 6567.4214 | -950.6738 | -3.1342 | 416.4635 | -2277.043 | 252.8965 | 4091.624 | 1290.2706 | 4941.5771 | -267.7272 | -1383.6573 | 1327.9596 | -1595.2831 | 823.8469 | 43.5417 | -965.9092 | -339.7321 | 4924.6309 | 210.1043 | -234.6274
2030-02-21 | 16 | -44.3998 | 624.6668 | -68.9295 | -646.4044 | -1952.3602 | -716.6694 | -2312.3274 | -1183.642 | -2.8037 | -217.9339 | 3942.5181 | 124.3106 | 1832.9247 | -195.7343 | 2090.4434 | 922.9753 | 290.0854 | 209.9989 | -553.7519 | 740.8253 | -1437.1672 | -4446.1206 | -30.613 | -20.3024 | 3531.4138 | -2092.23 | -3122.6462 | -540.7416 | -83.7451 | 288.4524 | 1482.5366 | 3144.5916 | -1195.9027 | 913.9673 | 1.7514 | 842.5151 | 7801.731 | -937.0416 | 1.009 | 449.3401 | -2262.5684 | 287.9602 | 4203.9727 | 1329.345 | 5055.0879 | -267.0894 | -1251.446 | 1371.4282 | -1741.8967 | 750.0938 | 338.4288 | -1022.489 | -182.3725 | 7099.7344 | 210.1043 | -208.9768
2030-02-21 | 17 | -56.2893 | 455.4655 | -72.6774 | -668.236 | -1965.0055 | -598.3461 | -1665.3019 | -1525.647 | 1.0035 | -200.247 | 3853.8018 | 98.0136 | 1483.0759 | -197.3399 | 2094.854 | 638.5797 | 399.327 | 209.9989 | -533.9687 | 806.2947 | -1471.7635 | -4515.7036 | -24.3264 | -35.6936 | 3387.6472 | -2337.5593 | -3208.8545 | -519.1862 | -76.9324 | 284.3764 | 1393.6434 | 4530.4307 | -1091.9342 | 1184.1565 | 1.7223 | 1265.6917 | 8714.834 | -948.3242 | -2.4028 | 449.3917 | -2326.355 | 279.1685 | 4096.9775 | 1375.13 | 5058.3086 | -267.0269 | -1215.1711 | 1912.3837 | -1042.8137 | 815.9196 | 320.0821 | -1072.6652 | -436.3217 | 7786.1934 | 210.1043 | -236.5202
2030-02-21 | 18 | -61.7792 | 406.7567 | -75.3927 | -722.3446 | -1888.782 | -562.5486 | -1294.3529 | -1290.2365 | 1.0044 | -241.1956 | 3781.0823 | 46.6271 | 1327.3844 | -170.9279 | 2140.605 | 427.29 | 455.0768 | 209.9989 | -391.006 | 329.6582 | -1318.5342 | -4165.4395 | -50.5024 | -49.7839 | 2519.3372 | -2564.5742 | -2571.3362 | -531.3293 | -75.1218 | 335.2871 | 1866.5787 | 5878.7471 | -720.432 | 1253.2385 | 1.562 | 1367.446 | 8704.0771 | -927.4545 | -3.179 | 322.4725 | -2065.7058 | 99.1649 | 4222.2842 | 1431.8997 | 5028.3081 | -264.719 | -1572.556 | 1795.9065 | -1590.3647 | 574.8175 | 1.0182 | -935.7725 | 0.9898 | 7977.6821 | 210.1043 | -198.352
2030-02-21 | 19 | -57.8177 | 383.0517 | -78.0135 | -696.5182 | -1911.2531 | -542.17 | -1117.365 | -1604.3561 | 1.0077 | -359.8009 | 3775.5471 | 145.458 | 1097.8169 | -169.6524 | 2091.8198 | 259.9768 | 428.7635 | 209.9989 | -457.7963 | 361.6959 | -1388.2775 | -4345.5273 | -84.5625 | -44.8839 | 3031.3428 | -2382.9363 | -2661.842 | -521.777 | -78.278 | 292.2014 | 1468.1224 | 5845.9541 | -859.9405 | 1202.0686 | 1.3841 | 1484.6665 | 7547.2754 | -1007.5402 | -249.2205 | 442.427 | -2253.1086 | -124.9665 | 4617.7466 | 1460.8202 | 5065.3374 | -255.275 | -1785.5905 | 2093.5967 | -968.3416 | 687.2658 | -282.8222 | -1015.1003 | -109.4576 | 7552.9922 | 210.1042 | -221.2276
2030-02-21 | 20 | -45.019 | 628.1459 | -80.4992 | -672.6759 | -1855.5994 | -791.8705 | -2027.9691 | -1311.4349 | 583.6524 | -357.718 | 3792.218 | 172.31 | 1110.7645 | 57.2515 | 2107.9275 | 316.1405 | 321.5296 | 209.9989 | -746.9771 | 318.0499 | -1555.7681 | -4271.4287 | -129.4141 | -15.5178 | 4328.0728 | -2301.0518 | -2420.1946 | -566.9815 | -90.357 | 213.0966 | 1426.5007 | 4955.7407 | -830.2925 | 880.8738 | 2.2237 | 1284.0415 | 5925.7432 | -785.005 | -18.8499 | 450.3689 | -2328.5967 | -313.1223 | 4679.1562 | 1491.4869 | 5069.5449 | -63.4378 | -1122.7247 | 2234.2791 | -538.8282 | 628.4809 | -905.5862 | -585.2733 | -433.0242 | 5466.7129 | 210.1043 | -317.0928
2030-02-21 | 21 | -46.4052 | 649.2285 | -83.2608 | -697.0483 | -1866.8182 | -861.274 | -2997.4473 | -1153.8701 | 816.5696 | -372.1259 | 3727.8264 | 121.6997 | 1064.1331 | 13.1283 | 2126.9021 | 260.1216 | 340.3721 | 209.9989 | -700.5827 | 124.0807 | -1526.3165 | -4379.4165 | -153.1416 | -30.5249 | 4124.126 | -2470.885 | -1809.2039 | -593.4359 | -91.5678 | 245.704 | 1573.5769 | 5160.4663 | -514.5208 | 847.5432 | 2.7583 | 1581.0714 | 5663.6787 | -682.1103 | 22.1922 | 450.2907 | -2173.2451 | -374.6624 | 4731.5244 | 1560.7709 | 5053.4229 | -72.9204 | -906.1154 | 2401.4297 | -350.0486 | 473.4422 | -1245.5139 | -345.9793 | -65.5844 | 5015.3867 | 210.1043 | -297.9839
2030-02-21 | 22 | -40.5482 | 778.9319 | -82.8976 | -665.7531 | -1865.6196 | -978.6769 | -3389.8699 | -1062.0112 | 668.4973 | -371.3087 | 3690.4753 | 134.1505 | 994.691 | -141.3069 | 2137.5967 | 396.8095 | 290.7021 | 209.9989 | -603.4965 | 155.572 | -1404.8586 | -4120.5435 | -153.1058 | -44.2289 | 3718.1689 | -2409.916 | -1631.6249 | -616.7476 | -97.9561 | 226.1462 | 1449.0371 | 4289.4351 | -504.3734 | 675.4586 | 3.1506 | 1744.0831 | 4891.5098 | -971.7802 | 0.99644 | 28.9016 | -2078.3967 | -359.0477 | 4111.7095 | 1475.2894 | 4691.4517 | -268.211 | -1469.2812 | 2289.2451 | -239.7807 | 402.3744 | -1124.9979 | -340.9202 | 350.0738 | 4579.5054 | 210.1043 | -207.0335
2030-02-21 | 23 | -35.5219 | 836.5862 | -80.2514 | -600.2921 | -1881.7544 | -952.9591 | -3029.8242 | -1390.7858 | 1016.3372 | -290.8632 | 3747.0044 | 163.8122 | 1462.7117 | -140.4596 | 2138.7542 | 414.7437 | 267.2191 | 209.9989 | -621.6553 | 387.9742 | -1472.6809 | -4126.7417 | -155.1376 | -38.7808 | 3737.394 | -2198.1162 | -1900.7371 | -588.5756 | -96.8202 | 106.5563 | 1298.403 | 3341.7937 | -721.2259 | 599.157 | 3.4449 | 1342.3613 | 4340.6709 | -795.6097 | 0.99993 | 236.9007 | -2364.3892 | -312.9536 | 4108.4888 | 1528.0658 | 4775.1064 | -278.9797 | -865.9133 | 2577.9678 | -325.3587 | 529.5323 | -1388.6807 | 0.99347 | 168.719 | 3332.4148 | 210.1043 | -214.6783
2030-02-21 | 24 | -27.7225 | 907.0643 | -75.3461 | -538.6774 | -1931.2268 | -1151.0233 | -4903.2627 | -1060.5376 | 831.3188 | -182.6795 | 3741.4812 | 63.0214 | 1736.8368 | -162.108 | 2144.9604 | 453.16 | 307.2718 | 209.9989 | -659.7563 | 368.4072 | -1267.111 | -3800.8333 | -154.8282 | -43.0345 | 3922.6392 | -2172.7146 | -1433.5796 | -630.0275 | -103.7521 | 244.8227 | 1840.6143 | 2495.5693 | -405.8795 | 419.4752 | 3.706 | 978.3584 | 3800.1262 | -723.4136 | 0.99983 | 450.3853 | -2520.8687 | -213.672 | 3931.4561 | 1519.0334 | 4699.4751 | -288.5498 | -279.3592 | 2941.3115 | 281.325 | 500.8372 | -1516.9739 | -190.5291 | -120.0698 | 3526.7693 | 210.1043 | -287.7705
2030-02-22 | 1 | -30.4171 | 685.7048 | -70.7938 | -503.1282 | -1956.6562 | -947.1476 | -4038.6011 | -1424.0317 | 1833.749 | -151.2084 | 3803.5767 | 131.5853 | 1787.1372 | -151.3729 | 2113.5308 | 310.0999 | 362.5394 | 209.9989 | -566.1322 | 762.754 | -1394.6187 | -3778.219 | -58.5175 | -44.4015 | 3239.7698 | -1915.6143 | -2082.136 | -557.6512 | -90.2751 | 241.2173 | 1469.0938 | 2716.9785 | -781.1031 | 646.9322 | 3.7965 | 1036.1567 | 4051.4636 | -754.9299 | 1 | 385.2281 | -2732.7236 | 116.9766 | 3665.1943 | 1463.2583 | 4534.9385 | -297.1828 | -276.9793 | 3179.0251 | 97.4948 | 1001.7126 | -400.5538 | -430.3202 | -171.2104 | 4121.5635 | 210.1043 | -336.4941
2030-02-22 | 2 | -31.7013 | 294.3712 | -68.7088 | -516.2258 | -1701.1748 | -758.3375 | -4085.8794 | -548.6804 | 2203.5264 | -127.6712 | 3842.7126 | 65.204 | 1772.3282 | -179.0992 | 1814.1986 | -375.9808 | 220.5468 | 209.9989 | -370.0221 | 624.0172 | -1281.6721 | -3401.1379 | -30.2566 | -34.3764 | 2054.9785 | -1728.4532 | -1797.5474 | -508.6904 | -81.5843 | 355.5799 | 1035.5847 | 2775.9663 | -979.3044 | 669.2754 | 2.2407 | 154.1808 | 4365.3442 | -500.3542 | 326.7822 | 0.9999 | -2594.8828 | 119.1141 | 3625.7158 | 1481.8944 | 4587.9395 | -3.2309 | -277.1261 | 3354.0879 | -141.4889 | 1001.8497 | -326.3397 | -446.3307 | -48.2399 | 5343.5107 | 210.1043 | -312.2342
2030-02-22 | 3 | -45.8349 | -17.998 | -71.7372 | -585.3293 | -1508.0104 | -560.4017 | -5256.7783 | 0.99799 | 2270.8555 | -105.768 | 3805.8323 | 36.7127 | 1821.5289 | -243.4976 | 1578.5048 | -792.3475 | 47.3075 | 209.9989 | -290.7016 | 580.9766 | -1190.464 | -3314.4934 | 22.0315 | -32.4335 | 1675.9873 | -1895.4087 | -1519.9287 | -459.6293 | -73.3635 | 505.7676 | 1072.6029 | 4196.4497 | -968.9067 | 1082.9504 | 2.1388 | 21.8943 | 5701.833 | -315.7626 | 517.2581 | 1.0016 | -2492.5305 | 220.0884 | 3510.3213 | 1565.2943 | 4691.3252 | -3.9862 | -277.9875 | 3389.0833 | -321.5808 | 1075.7219 | 1.0121 | -811.1649 | -47.5591 | 6295.5879 | 210.1043 | -284.6609
2030-02-22 | 4 | -39.3012 | 0.99767 | -71.5259 | -544.9615 | -1044.0425 | -777.9158 | -6915.2422 | 1145.8594 | 2286.2185 | -73.9372 | 3740.2136 | 36.191 | 1855.9492 | -347.9758 | 1171.2915 | -757.6948 | -204.2365 | 209.9989 | -340.2943 | 618.1069 | -1003.3765 | -3332.5127 | 126.6277 | -48.8031 | 2175.1699 | -1968.6725 | -2079.7566 | -504.2437 | -68.6648 | 755.9344 | 338.5682 | 3336.1125 | -1336.5916 | 915.834 | 0.79387 | -19.086 | 4400.2617 | -309.9783 | 496.5478 | 1.0052 | -2712.6672 | 491.001 | 3458.626 | 1564.3046 | 4622.6338 | 0.80306 | -278.0818 | 3333.843 | -591.0057 | 1286.8949 | 1319.2092 | -1915.1001 | 208.8751 | 7196.6909 | 210.1042 | -112.7738
2030-02-22 | 5 | -39.2707 | -84.1978 | -67.6543 | -525.0888 | -1186 | -601.7482 | -6047.4614 | 519.8243 | 2177.459 | -41.5413 | 3752.5718 | 73.1491 | 1764.2109 | -390.5689 | 979.4177 | -1001.9849 | -113.2225 | 209.9989 | -389.0838 | 546.6791 | -1085.6006 | -3727.9153 | 96.4309 | -55.5128 | 2575.02 | -1886.3615 | -1642.3319 | -457.09 | -73.1678 | 699.5195 | 386.3888 | 3359.6987 | -1207.4187 | 1031.881 | 1.8669 | 254.779 | 5122.7178 | -373.1639 | 387.9828 | 1.0003 | -2780.3809 | 367.5311 | 3302.821 | 1525.3699 | 4668.335 | 0.99756 | -277.9077 | 3336.0493 | -962.3394 | 1255.7861 | 737.7094 | -1630.443 | -223.2751 | 6750.1919 | 210.1043 | -247.0868
2030-02-22 | 6 | -42.8918 | -916.6125 | -65.8198 | -453.277 | -1667.8538 | 0.99887 | -4301.9102 | -345.5681 | 1717.2196 | -28.342 | 3820.738 | 109.3855 | 1713.8175 | -342.1168 | 1089.9204 | -934.3167 | 3.9192 | 209.9989 | -359.0689 | 705.2526 | -1310.6932 | -3963.6018 | 110.3469 | -48.4099 | 2219.1711 | -1430.5323 | -1609.5557 | -260.1834 | -53.8229 | 672.4039 | 234.0213 | 4076.3398 | -1432.6714 | 1321.7684 | 1.3309 | 1.0038 | 6188.4346 | -675.6382 | 0.999 | 375.6698 | -2863.7886 | 419.4216 | 3539.9028 | 1376.6641 | 4566.1045 | -119.6944 | -272.4155 | 2972.9788 | -1792.2173 | 1204.7628 | 888.0612 | -1236.3796 | -115.7071 | 6711.8545 | 210.1043 | -166.4615
2030-02-22 | 7 | -50.1093 | -1087.4557 | -74.6222 | -466.0514 | -1918.1791 | 104.5553 | -3358.2119 | -812.2109 | 886.0098 | -47.5209 | 3813.522 | 132.1972 | 1611.8573 | -247.9859 | 1435.3807 | -794.9403 | 198.8864 | 209.9989 | -367.6909 | 551.9836 | -1652.2734 | -4351.4238 | 78.4075 | -53.2444 | 2393.0605 | -1393.6356 | -1475.6643 | -223.3403 | -53.7769 | 669.1231 | 478.6882 | 4924.1294 | -1266.1528 | 1470.8506 | 1.7659 | 395.5932 | 6710.2998 | -2.3268 | 1.0003 | 375.2543 | -2714.0017 | 249.834 | 4039.5725 | 1392.1971 | 4932.2437 | -2.8628 | -273.7148 | 2312.1829 | -2160.6646 | 1067.1613 | 767.9385 | -1284.0597 | 1.0113 | 7539.6143 | 210.1043 | -113.1843
2030-02-22 | 8 | -38.6681 | -715.0089 | -81.0969 | -472.0202 | -1816.1166 | -337.7877 | -3618.4912 | -917.8218 | 753.185 | -135.1105 | 3653.1704 | 122.0059 | 1549.2802 | -85.4212 | 2071.3831 | -207.3734 | 213.3092 | 209.9989 | -568.6318 | 377.2117 | -1664.2261 | -4463.8687 | 35.7182 | -59.8317 | 3683.8867 | -1479.0927 | -1816.9545 | -342.599 | -54.104 | 612.0284 | 404.09 | 3635.8618 | -1243.7816 | 1028.1238 | 1.7734 | 828.1493 | 5240.0649 | -78.4667 | 201.2893 | 0.99832 | -2699.5566 | 16.3502 | 3877.8862 | 1390.7518 | 5022.8608 | -2.7419 | -276.881 | 1890.6571 | -1447.3113 | 983.7612 | -232.5279 | -912.7089 | 100.2669 | 7912.5244 | 210.1043 | -151.4379
2030-02-22 | 9 | -40.2065 | -463.9544 | -81.8418 | -506.6219 | -1853.7194 | -452.4359 | -3937.0356 | -1203.6469 | 802.5258 | -145.2394 | 3673.0759 | 118.8747 | 1551.798 | -75.8134 | 2111.4163 | -85.2272 | 208.0531 | 209.9989 | -556.9639 | 432.7285 | -1733.843 | -4574.7524 | -6.5563 | -74.9167 | 3622.1995 | -1688.5118 | -2168.4336 | -391.6356 | -54.3575 | 465.2512 | 87.7603 | 3668.6826 | -1166.942 | 983.4268 | 2.8924 | 1685.8271 | 5380.5928 | -23.5731 | 201.5701 | 1.0003 | -2504.1768 | -91.5266 | 3976.7046 | 1381.9974 | 5061.2988 | -2.6211 | -284.8848 | 1832.6644 | -1260.3287 | 854.9301 | -1620.1664 | -399.6838 | -1061.0538 | 7491.7056 | 210.1043 | -305.4209
2030-02-22 | 10 | -43.5388 | -109.3649 | -79.9792 | -577.0034 | -1896.087 | -525.2946 | -3368.2009 | -1440.51 | 786.4915 | -122.5247 | 3835.6658 | 131.5697 | 1639.121 | -155.2224 | 1875.4844 | 448.3142 | 208.7352 | 209.9989 | -547.8677 | 447.5724 | -1776.0819 | -4892.5845 | -48.434 | -85.045 | 3585.9609 | -2031.4526 | -2241.4526 | -452.0351 | -61.2452 | 331.5047 | 318.1845 | 3872.9702 | -996.7493 | 977.6197 | 3.2024 | 1741.2278 | 6476.7495 | -2.4522 | 146.9022 | 449.4431 | -2240.2659 | -94.0821 | 3992.7131 | 1376.7736 | 5068.2544 | -52.7981 | -276.8234 | 1637.4778 | -1121.4609 | 747.6914 | -1026.3232 | -576.5585 | -692.2467 | 7594.52 | 210.1043 | -177.6485
2030-02-22 | 11 | -41.8753 | 76.7471 | -77.0423 | -586.4237 | -1914.2111 | -532.5849 | -2699.7749 | -1731.7511 | 532.3664 | -107.1472 | 3860.4915 | 152.2364 | 1663.5465 | -192.792 | 1776.4602 | 751.5696 | 177.6319 | 209.9989 | -540.013 | 575.2806 | -1660.0131 | -5036.999 | -62.3626 | -88.8101 | 3497.6682 | -2056.3772 | -2618.1101 | -460.0452 | -65.8545 | 238.1239 | 135.7657 | 3422.9285 | -1150.5059 | 894.0573 | 2.1123 | 1632.9896 | 6810.5737 | -1.6403 | 202.043 | 449.336 | -2352.4985 | -89.8811 | 3954.1797 | 1367.0778 | 5078.8257 | -64.7103 | -436.6242 | 1835.549 | -1048.3971 | 764.595 | -395.492 | -511.8653 | -329.3306 | 7343.4453 | 210.1043 | -147.0502
2030-02-22 | 12 | -37.3929 | 502.6385 | -73.1859 | -581.0867 | -1919.8542 | -691.6357 | -2671.593 | -1674.7777 | 622.4952 | -143.3743 | 3871.5369 | 107.1601 | 1666.1083 | -198.3823 | 1900.2571 | 1007.7258 | 183.8613 | 209.9989 | -597.7504 | 472.0602 | -1496.8557 | -4727.9658 | -122.2564 | -97.7469 | 3869.9385 | -2091.1907 | -2434.9861 | -510.0761 | -80.7788 | 143.1773 | 622.5785 | 2772.2258 | -986.1284 | 741.8126 | 2.5797 | 1981.691 | 6678.8525 | -227.7487 | 1.0019 | 370.9688 | -2263.1047 | -198.329 | 3891.5215 | 1366.502 | 5009.3203 | -261.1917 | -677.514 | 1818.3722 | -979.418 | 444.86 | -1727.6315 | -335.363 | -203.137 | 5262.0469 | 210.1043 | -220.417
2030-02-22 | 13 | -36.7783 | 817.931 | -69.837 | -583.1326 | -1945.5726 | -904.3484 | -2738.457 | -1591.5795 | 707.3019 | -248.1924 | 3919.875 | -55.8158 | 1762.5321 | -117.0475 | 2219.1943 | 902.1844 | 311.3922 | 209.9989 | -671.5274 | 228.6988 | -1453.1481 | -4143.0566 | -173.3202 | -83.6059 | 4256.604 | -2235.4316 | -1949.5603 | -565.1043 | -91.865 | 118.7679 | 1143.4181 | 2635.4893 | -513.7944 | 732.5546 | 4.4294 | 2260.6348 | 6779.9297 | -1094.5005 | -2.2138 | 1.0042 | -1941.0482 | -312.8513 | 3146.7532 | 1264.6771 | 4315.2036 | -262.6793 | -1459.6298 | 2119.8835 | -200.0813 | 388.9319 | -2178.4758 | -276.1598 | -315.3695 | 5915.8447 | 210.1043 | -390.0889
2030-02-22 | 14 | -33.1486 | 970.8405 | -66.6403 | -590.3587 | -1947.236 | -1056.7141 | -3311.5017 | -1349.6058 | 606.1257 | -283.4481 | 3961.6257 | -74.908 | 1691.9904 | -129.1051 | 2206.541 | 1079.0247 | 275.9602 | 209.9989 | -696.8724 | 259.1401 | -1461.7214 | -4473.3135 | -103.4631 | -66.1489 | 4312.333 | -2240.8921 | -2034.1033 | -608.7171 | -94.9227 | 264.8006 | 1236.5244 | 1921.9038 | -533.0823 | 661.8163 | 4.5278 | 2069.6272 | 6843.7695 | -1119.9338 | -2.1778 | 1.0012 | -2007.858 | -123.9079 | 3061.2961 | 1273.3293 | 4232.9419 | -263.2814 | -1375.9103 | 2051.1296 | -100.5176 | 608.3368 | -960.2393 | -50.147 | 86.8117 | 7312.2817 | 210.1042 | -293.0522
2030-02-22 | 15 | -43.6805 | 732.5009 | -68.7441 | -631.8488 | -1986.1902 | -828.9824 | -2889.3845 | -1326.4037 | 1.0017 | -246.6058 | 3991.6362 | -85.9712 | 1712.2271 | -137.1243 | 2194.6736 | 1272.6725 | 264.4917 | 209.9989 | -657.3778 | 520.7695 | -1471.7037 | -5112.6895 | -29.207 | -50.6104 | 4088.832 | -2228.1213 | -2535.3425 | -560.6655 | -81.8915 | 284.7279 | 1112.6758 | 2448.4849 | -788.0002 | 919.0932 | 2.9801 | 1860.1978 | 8201.4785 | -502.2978 | 0.99631 | 430.9791 | -2143.0708 | 104.2944 | 3673.502 | 1285.2744 | 4685.0483 | -266.6855 | -1317.2546 | 2796.7632 | -805.5595 | 761.3729 | -81.2839 | -145.8677 | -3.1161 | 7933.6641 | 210.1043 | -260.6483
2030-02-22 | 16 | -48.4243 | 481.3429 | -67.1877 | -669.8566 | -1937.6403 | -668.06 | -2591.5625 | -1558.9781 | 1.0007 | -173.649 | 3955.0962 | 36.2656 | 1701.4086 | -134.3339 | 2166.3022 | 1198.3777 | 266.9147 | 209.9989 | -628.6729 | 514.7704 | -1401.1725 | -4138.8066 | -16.6717 | -18.4946 | 3950.5083 | -2240.9688 | -2335.0813 | -534.8163 | -72.0636 | 322.3358 | 1189.835 | 3207.6001 | -712.524 | 957.2841 | 2.2004 | 1174.5734 | 8868.3906 | -2.6801 | 219.3142 | 449.3484 | -2011.0844 | 167.9332 | 3944.7168 | 1358.2205 | 5081.9604 | -2.4991 | -427.7225 | 2260.6292 | -1209.1594 | 648.085 | -7.118 | -443.6439 | 36.4108 | 9727.3545 | 210.1043 | -235.3009
2030-02-22 | 17 | -49.4739 | 660.7413 | -69.3041 | -654.0125 | -1954.2294 | -754.4803 | -2216.6724 | -1736.2153 | 1.007 | -181.4913 | 3756.4343 | 93.8116 | 1723.2854 | -167.883 | 2121.241 | 1158.756 | 310.7986 | 209.9989 | -657.1006 | 502.3388 | -1480.2609 | -3663.7039 | -61.4594 | -35.1357 | 4056.7468 | -2348.5383 | -2280.6519 | -555.1586 | -78.8818 | 234.3102 | 1378.5487 | 3351.9539 | -530.8313 | 966.6426 | 3.816 | 1936.9695 | 8971.126 | -1.3615 | 181.8152 | 449.3858 | -1910.1005 | 39.5044 | 3807.3662 | 1350.1451 | 5047.9082 | -2.6166 | -274.8625 | 2286.9087 | -1058.8296 | 645.5942 | -114.0985 | -174.7494 | 0.99737 | 9298.1592 | 210.1043 | -253.9828
2030-02-22 | 18 | -43.7682 | 881.0507 | -68.3434 | -645.0059 | -1972.0557 | -870.4016 | -2024.8114 | -2078.2402 | 111.3493 | -264.772 | 3868.7686 | 67.0928 | 1413.0586 | -122.2741 | 2178.627 | 928.9595 | 187.5048 | 209.9989 | -689.2231 | 423.6544 | -1501.3096 | -3641.9673 | -166.2335 | -42.0647 | 4304.4297 | -2342.9907 | -2205.4861 | -577.5525 | -86.9514 | 53.9419 | 1372.5221 | 2563.5962 | -520.2142 | 897.825 | 3.346 | 1949.2273 | 8360.0156 | -2.3071 | 114.1874 | 334.7169 | -1716.6713 | -163.5442 | 4149.4268 | 1387.4033 | 5083.3428 | -3.0516 | -314.0254 | 2498.5149 | -795.0119 | 383.7872 | -320.843 | -468.5224 | 275.9957 | 8860.6797 | 210.1043 | -219.9882
2030-02-22 | 19 | -38.7111 | 968.0696 | -69.4317 | -667.8535 | -1927.7892 | -1043.5095 | -3218.896 | -1492.9993 | 756.3805 | -254.8048 | 3732.9209 | -24.5249 | 1501.7692 | 219.2555 | 2184.3735 | 246.0222 | 63.701 | 209.9989 | -654.3961 | 203.1875 | -1342.5446 | -3751.3936 | -164.29 | -44.7583 | 4204.9561 | -2408.7158 | -1964.3986 | -626.3859 | -93.6932 | 208.16 | 1353.8463 | 2166.5085 | -376.7346 | 713.0334 | 2.7084 | 1834.0945 | 7796.0103 | -2.2907 | 135.8519 | 70.5048 | -1782.6885 | -243.8679 | 4070.8926 | 1462.3441 | 5088.4399 | 1.0034 | -277.5862 | 2156.2986 | -1434.7621 | 370.2766 | -615.4444 | -538.1157 | -2.8885 | 9306.4121 | 210.1043 | -315.1622
2030-02-22 | 20 | -40.567 | 929.4101 | -72.9365 | -702.653 | -1892.1073 | -1039.0824 | -3923.3091 | -1257.7837 | 661.1369 | -314.7379 | 3681.5488 | 5.3353 | 1554.1956 | 361.6252 | 2205.0417 | -299.0712 | 6.2744 | 209.9989 | -780.8868 | 263.7464 | -1391.4956 | -3770.562 | -163.287 | -29.62 | 4576.2061 | -2368.9785 | -1997.705 | -622.5667 | -95.1218 | 220.9798 | 1502.8109 | 2571.5342 | -314.5319 | 820.8305 | 3.4992 | 1776.6156 | 7713.2725 | -389.3179 | 189.0366 | 1.0008 | -1989.1298 | -327.3305 | 3965.9709 | 1381.3534 | 5071.5176 | -3.1047 | -513.8642 | 2380.77 | -1274.7312 | 538.7388 | 30.5808 | -536.559 | -49.9374 | 8825.3174 | 210.1043 | -265.5533
2030-02-22 | 21 | -39.5852 | 872.7402 | -72.6683 | -689.2125 | -1899.6394 | -1051.046 | -4406.8301 | -1270.6396 | 760.7178 | -271.0669 | 3876.2031 | 0.99998 | 1306.7684 | 364.566 | 2208.9041 | -304.265 | -22.5236 | 209.9989 | -715.8834 | 218.8612 | -1435.9724 | -3947.822 | -170.0564 | -38.1603 | 4394.2095 | -2351.6331 | -1856.4546 | -625.6766 | -93.7043 | 229.22 | 1477.8971 | 2682.8848 | -245.2544 | 792.8506 | 3.801 | 1861.0449 | 7034.4058 | -577.9456 | 243.2158 | 1.0013 | -2037.4094 | -378.4185 | 3806.782 | 1350.4315 | 4822.5112 | -16.9994 | -952.9667 | 2464.8928 | -1003.4955 | 605.3795 | 191.2287 | -560.9134 | 1.0037 | 9402.915 | 210.1043 | -265.3448
2030-02-22 | 22 | -43.774 | 877.3358 | -74.9526 | -696.5854 | -1901.8525 | -1005.9788 | -4299.3784 | -1263.929 | 979.9032 | -197.8165 | 3928.0161 | 15.1415 | 1571.8771 | 351.4054 | 2183.2288 | -526.3022 | 55.6881 | 209.9989 | -712.2975 | 337.2514 | -1430.6526 | -4010.3596 | -145.1118 | -43.4165 | 4261.7036 | -2438.0022 | -2027.7059 | -617.1733 | -93.7656 | 224.8714 | 1309.2565 | 3244.7522 | -322.048 | 882.3534 | 3.8311 | 1988.2235 | 6786.0352 | -763.6776 | 18.222 | 450.4263 | -2114.0447 | -273.1867 | 3914.1782 | 1370.219 | 5021.2354 | -266.3227 | -692.4425 | 2485.7712 | -945.0925 | 734.8469 | -82.921 | -821.7421 | 139.5947 | 8564.7734 | 210.1043 | -206.8096
2030-02-22 | 23 | -40.92 | 827.1781 | -71.7534 | -660.1945 | -1931.3163 | -1005.8465 | -4813.9912 | -1156.6176 | 933.9446 | -196.7358 | 3858.5461 | 6.8503 | 1656.5259 | 137.2709 | 2176.988 | -561.8683 | 104.2019 | 209.9989 | -679.4252 | 448.8655 | -1330.1426 | -3974.4382 | -139.7762 | -48.3717 | 4030.7468 | -2405.2808 | -1979.4075 | -607.7626 | -95.0973 | 257.1524 | 1299.3672 | 3508.2212 | -361.7858 | 840.0681 | 3.1573 | 1833.0385 | 6032.002 | -1048.3811 | -2.1394 | 0.99953 | -2106.6853 | -89.0868 | 3270.0017 | 1333.001 | 4496.8042 | -276.2935 | -1051.1688 | 2393.2161 | -602.479 | 671.2218 | -196.4774 | -944.4343 | -45.6489 | 8092.187 | 210.1043 | -234.0754
2030-02-22 | 24 | -34.3206 | 727.8324 | -67.2177 | -577.4431 | -1971.7238 | -939.2442 | -4284.8838 | -1313.2637 | 1203.2123 | -181.3831 | 3844.251 | 44.99 | 1754.9307 | -72.3451 | 2206.9338 | -677.4214 | 88.1812 | 209.9989 | -663.4481 | 309.3297 | -1378.2319 | -4225.5771 | -102.0363 | -49.9498 | 3951.1609 | -2280.5061 | -2083.1082 | -585.4678 | -94.6284 | 290.9737 | 1221.0007 | 2925.3987 | -483.8765 | 684.0378 | 2.0801 | 1452.526 | 5163.4946 | -1015.2396 | -2.0864 | 140.9416 | -2079.5012 | 23.8087 | 3660.0439 | 1371.1779 | 4679.9868 | -286.3072 | -1064.6276 | 2573.8708 | -821.7729 | 538.1463 | -1024.1899 | -145.3873 | -3.4336 | 7744.5283 | 210.1043 | -303.7001
2030-02-23 | 1 | -29.4466 | 837.0466 | -59.4771 | -528.9181 | -2000.9253 | -1041.364 | -4257.4067 | -1308.5875 | 1450.6018 | -169.0807 | 3816.374 | 44.8958 | 1632.874 | -122.448 | 2047.0367 | -169.1917 | 168.75 | 209.9989 | -706.3045 | 123.312 | -1168.3687 | -3619.769 | -143.3911 | -39.9112 | 4153.8345 | -2256.8132 | -1400.92 | -600.019 | -99.1121 | 293.79 | 1558.0366 | 2739.2341 | -134.2013 | 592.315 | 4.5366 | 1635.6227 | 5630.6221 | -749.2071 | -2.0833 | 183.6659 | -2167.114 | -90.7787 | 3643.3584 | 1473.9984 | 4780.1699 | -294.6674 | -635.9945 | 2788.4836 | -189.2007 | 523.5996 | -1203.5598 | -459.571 | 162.7978 | 7284.5605 | 210.1043 | -297.6314
2030-02-23 | 2 | -26.7463 | 613.6899 | -55.0044 | -479.0153 | -2006.5293 | -765.8662 | -3214.843 | -1484.2566 | 1858.4098 | -125.7013 | 3844.0735 | 83.7793 | 1856.4395 | -203.1916 | 1754.6785 | -364.8103 | 143.9899 | 209.9989 | -673.8898 | 301.726 | -1164.9362 | -3107.1462 | -127.1661 | 22.2949 | 3990.7622 | -1972.0013 | -1315.6282 | -525.4169 | -94.9355 | 235.7496 | 1584.2928 | 2752.95 | -346.0045 | 650.4261 | 4.4805 | 916.8518 | 5587.5073 | -723.202 | 1.001 | 244.8745 | -2113.9885 | -8.9424 | 3617.1396 | 1486.9098 | 4833.1055 | -299.9188 | -276.9472 | 3067.3486 | -121.0525 | 525.2787 | -1194.9855 | -651.7067 | 182.1955 | 5274.9819 | 210.1043 | -280.7442
2030-02-23 | 3 | -26.8297 | -13.8987 | -51.7401 | -425.8875 | -2003.9916 | -405.2875 | -3353.5903 | -1275.8868 | 2019.8353 | -88.5391 | 3805.9402 | 49.1718 | 2119.646 | -314.8825 | 1288.4071 | -672.3486 | 95.6563 | 209.9989 | -553.197 | 321.6733 | -929.1935 | -3121.1392 | -74.0061 | 1.6528 | 3296.5894 | -1606.9095 | -882.8849 | -415.3389 | -80.067 | 349.8719 | 1065.8926 | 2636.9414 | -569.075 | 816.2855 | 4.2617 | 772.5484 | 6103.812 | -828.5379 | 0.99944 | 40.4082 | -2387.6194 | 0.99691 | 3645.5701 | 1523.5038 | 4837.5527 | -302.7217 | -276.6777 | 2999.7603 | -651.2331 | 774.2823 | -698.2188 | -778.1472 | 246.0734 | 6239.7637 | 210.1043 | -250.6842
2030-02-23 | 4 | -29.0095 | -554.9266 | -50.0285 | -397.3763 | -2019.9683 | -114.1045 | -3539.1458 | -943.0605 | 2080.6147 | -90.9412 | 3738.9814 | -59.9227 | 1953.2947 | -486.8189 | 768.8803 | -736.6791 | 5.9089 | 209.9989 | -531.1223 | 312.5434 | -690.9464 | -2019.8683 | -30.868 | -29.5434 | 3312.0818 | -1434.0413 | -669.8113 | -319.2253 | -65.3587 | 452.3987 | 514.8082 | 2740.5015 | -775.8364 | 969.6682 | 5.3912 | 711.7733 | 6868.0474 | -430.7361 | 88.4871 | 1.0001 | -2572.7432 | 0.99696 | 3889.5564 | 1583.7461 | 4839.5146 | -3.5598 | -277.1008 | 2900.9404 | -992.0737 | 927.8621 | -411.5477 | -667.1324 | 223.313 | 7136.2578 | 210.1043 | -250.5184
2030-02-23 | 5 | -22.4861 | -669.2112 | -52.1863 | -401.0554 | -1786.6627 | -224.1184 | -4884.0376 | -299.7184 | 2096.1406 | -80.3146 | 3702.1794 | -67.8336 | 1931.7522 | -527.1402 | 632.1884 | -486.9919 | -129.6558 | 209.9989 | -472.5022 | 290.9516 | -582.8462 | -1485.7723 | -16.6017 | -46.6301 | 3127.9729 | -1289.7701 | -742.2552 | -311.1168 | -68.6648 | 500.4874 | 353.2261 | 1613.3409 | -859.0857 | 811.4037 | 4.771 | 571.485 | 5503.0767 | -387.9628 | 91.7089 | 1.0006 | -2557.3059 | 17.3844 | 3829.0803 | 1599.4989 | 4796.2847 | -3.7878 | -277.8816 | 2832.3235 | -1099.6405 | 826.8973 | 199.1825 | -1016.6191 | 791.2014 | 6345.1953 | 210.1043 | -144.61
2030-02-23 | 6 | -21.9057 | -376.6332 | -57.1021 | -490.1924 | -1185.5974 | -459.2749 | -6369.147 | 622.4931 | 1981.1235 | -63.177 | 3715.6348 | -50.5497 | 1936.948 | -538.8996 | 549.164 | -644.377 | -330.7727 | 209.9989 | -451.2788 | 338.0399 | -601.1098 | -1224.2866 | 9.5583 | -44.633 | 3128.8691 | -1433.3147 | -998.2379 | -406.2969 | -77.6635 | 590.4786 | 334.1141 | 1390.2117 | -843.9286 | 702.6602 | 5.2221 | 601.7254 | 5045.3892 | -508.0014 | 0.99864 | 69.6507 | -2603.9238 | 195.2765 | 3911.3164 | 1453.507 | 4758.1533 | -3.2506 | -272.8364 | 2656.5637 | -1731.6161 | 876.1886 | 782.7982 | -1814.1512 | 827.0856 | 5678.9473 | 210.1043 | -33.4278
2030-02-23 | 7 | -22.3752 | -85.7727 | -65.1367 | -546.8079 | -1258.1636 | -671.3647 | -6550.1763 | 571.8206 | 1537.9851 | -60.0574 | 3742.0569 | -32.9094 | 1909.833 | -520.6093 | 587.5857 | -798.9169 | -504.327 | 209.9989 | -472.4694 | 308.7268 | -702.6201 | -1643.6116 | -11.984 | -45.5867 | 3360.7458 | -1690.2869 | -996.9933 | -474.0641 | -86.8503 | 558.1045 | 396.1221 | 841.8743 | -844.6693 | 569.5358 | 5.0334 | 549.6812 | 4985.3901 | -726.2354 | 1.0016 | 96.0331 | -2574.8721 | 150.0046 | 3813.0706 | 1355.9387 | 4902.4014 | -297.863 | -272.5052 | 2172.3298 | -2549.0696 | 788.8623 | 543.361 | -1526.6008 | 792.1024 | 6628.9272 | 210.1043 | -138.8822
2030-02-23 | 8 | -30.3235 | -65.0591 | -73.8064 | -617.2914 | -1449.9906 | -683.6392 | -6100.1802 | 13.3737 | 1012.5354 | -102.4211 | 3773.0042 | -27.8614 | 1822.5348 | -401.0739 | 1003.3063 | -653.7134 | -484.9016 | 209.9989 | -510.3849 | 393.8027 | -946.5984 | -2128.4548 | 3.8212 | -40.9022 | 3446.2954 | -1888.0542 | -1058.4298 | -477.6569 | -85.4877 | 517.8367 | 465.1482 | 1576.6696 | -806.9892 | 692.3257 | 5.9484 | 675.9627 | 5781.7183 | -466.5127 | -12.3327 | 271.0818 | -2728.749 | 206.9292 | 4279.6953 | 1408.0288 | 4982.7046 | 1.004 | -272.5423 | 2720.104 | -2057.6963 | 1039.7137 | 0.99533 | -1391.8307 | 1.0016 | 8018.7124 | 210.1043 | -219.5637
2030-02-23 | 9 | -29.5861 | -81.1784 | -75.6581 | -619.1026 | -1916.0543 | -693.2988 | -5689.4355 | -412.9871 | 363.2059 | -106.8251 | 3804.3796 | 0.59361 | 1733.3987 | -334.8357 | 1206.3075 | -805.3215 | -509.2159 | 209.9989 | -594.6482 | 493.42 | -1140.3671 | -2614.8606 | -15.7428 | -29.2149 | 4068.9983 | -1845.9636 | -1366.0132 | -476.2639 | -85.0469 | 416.7213 | 520.1174 | 1665.1742 | -841.4019 | 676.7175 | 5.811 | 746.3411 | 5440.7271 | -463.5769 | -22.3775 | 449.3791 | -2749.2974 | 249.7789 | 4379.522 | 1392.3058 | 4999.8013 | -3.5046 | -272.5563 | 2013.0331 | -2415.96 | 1070.5378 | 212.5564 | -1435.7532 | 1.0016 | 9059.0859 | 210.1043 | -205.3877
2030-02-23 | 10 | -18.9904 | -145.8719 | -70.6937 | -569.1273 | -1882.9387 | -727.9828 | -6320.0068 | -377.2221 | 666.5392 | -125.0853 | 3817.9734 | -12.6883 | 1716.2133 | -285.0203 | 1316.0841 | -874.3618 | -617.9869 | 209.9989 | -643.7363 | 447.0107 | -1193.0468 | -2917.697 | -32.104 | -45.9867 | 4308.2676 | -1590.4548 | -1465.4778 | -484.6625 | -85.4565 | 404.2297 | 471.2098 | 933.2115 | -788.1888 | 453.9743 | 6.0004 | 651.341 | 4374.5239 | -529.6472 | 1.003 | 449.5422 | -2738.6487 | 169.1343 | 4326.7271 | 1350.1915 | 5016.5845 | -110.9341 | -443.8863 | 1776.2358 | -2530.3228 | 1046.4573 | 0.99545 | -1149.3574 | 0.74524 | 9043.8965 | 210.1043 | -169.1328
2030-02-23 | 11 | -7.7349 | -590.9919 | -62.5082 | -459.0046 | -1961.835 | -482.4893 | -6639.3516 | -331.3205 | 394.4865 | -126.3085 | 3827.0505 | -14.6592 | 1767.4189 | -290.3629 | 1275.665 | -1077.1984 | -685.3492 | 209.9989 | -651.877 | 486.2438 | -1148.2048 | -2912.8828 | -6.1039 | -50.3189 | 4367.9941 | -1104.2644 | -1645.0394 | -401.9633 | -77.9867 | 478.5806 | -147.8218 | 96.5222 | -921.2897 | 314.4247 | 4.9648 | 777.1233 | 3334.1716 | -276.6776 | 1.0014 | 449.3577 | -2711.6545 | 228.2283 | 4343.4731 | 1304.1447 | 5030.8267 | -3.1286 | -716.5506 | 1510.1266 | -2435.0674 | 1003.895 | 495.375 | -1254.8036 | -57.8932 | 8360.4072 | 210.1043 | -122.5506
2030-02-23 | 12 | -7.6737 | -574.5782 | -61.1706 | -446.1602 | -1879.8784 | -501.58 | -6790.6074 | -606.278 | 408.1348 | -142.7929 | 3841.8464 | -45.8962 | 1750.6904 | -169.262 | 1309.507 | -1058.2894 | -676.1709 | 209.9989 | -685.306 | 573.3532 | -1186.6367 | -2988.6238 | 5.0651 | -50.731 | 4487.4722 | -1124.3088 | -1688.0179 | -406.5069 | -74.9474 | 443.9977 | -200.4899 | 0.99965 | -887.5957 | 312.7912 | 5.5426 | 1538.4574 | 3175.9897 | -379.4593 | 0.99981 | 449.4575 | -2691.9875 | 328.5171 | 4367.375 | 1320.6991 | 5033.2251 | -21.601 | -818.8188 | 1394.2318 | -2080.0137 | 1098.4633 | 974.009 | -1523.5741 | -203.7023 | 9033.9492 | 0.10427 | -166.4667
2030-02-23 | 13 | -23.1877 | -347.5781 | -62.6862 | -450.9275 | -1926.7393 | -331.5614 | -4857.1265 | -1249.6156 | 564.2545 | -183.0449 | 3925.4602 | -15.8152 | 1677.0178 | 129.1486 | 1626.5032 | -1407.6227 | -346.9716 | 209.9989 | -716.6685 | 767.3279 | -1190.8542 | -2929.688 | 1.0275 | -50.3575 | 4474.6616 | -1336.4761 | -1597.7842 | -380.2033 | -71.3205 | 389.6651 | -151.4397 | 2724.4036 | -690.4919 | 751.38 | 7.2769 | 2417.7119 | 4840.3394 | -59.6659 | 1.0009 | 449.4469 | -2598.6003 | 362.0497 | 4367.3921 | 1313.6979 | 5034.5391 | -3.1713 | -434.0663 | 2104.4226 | -945.4221 | 1053.8179 | 926.8802 | -1475.3026 | -269.3781 | 7531.5884 | 0.10427 | -188.8455
2030-02-23 | 14 | 0.63446 | 10.877 | -53.5409 | -345.2218 | -1937.7623 | -519.4489 | -3184.3015 | -1488.8011 | 618.2727 | -199.7955 | 3923.7922 | -0.66459 | 1644.0679 | -2.1881 | 1907.5537 | -1328.9078 | -317.7386 | 209.9989 | -706.7494 | 936.4323 | -1173.4774 | -2815.7678 | -45.9 | -34.506 | 4412.584 | -987.3384 | -2236.8306 | -410.245 | -80.267 | 201.1224 | -735.1142 | 815.2841 | -1145.5497 | 181.6758 | 5.2245 | 2518.6892 | 2399.134 | -89.5018 | 0.99903 | 449.3141 | -2345.0845 | 306.5415 | 4326.5781 | 1333.5833 | 5041.5845 | -3.2003 | -366.4734 | 2630.657 | -795.3798 | 715.1682 | 346.5141 | -1178.4834 | -3.2267 | 5746.3364 | 0.10427 | -194.1456
2030-02-23 | 15 | 5.6555 | -12.6586 | -47.5457 | -296.3272 | -1948.8951 | -524.6752 | -3122.5833 | -1213.3342 | 439.0159 | -208.4734 | 3918.0344 | -12.1503 | 1667.4189 | 10.037 | 1927.6217 | -627.938 | -206.3244 | 209.9989 | -681.9119 | 858.796 | -1096.0703 | -1818.7374 | -17.7536 | -17.0711 | 4281.9019 | -844.0282 | -1953.6509 | -403.494 | -81.133 | 266.9353 | -509.195 | 5.0533 | -1147.5815 | 144.0978 | 5.9872 | 1980.8673 | 2287.3066 | -554.5626 | 0.9982 | 449.5267 | -2191.8159 | 311.9366 | 3973.4541 | 1294.1583 | 5027.6284 | -290.029 | -387.899 | 2788.5862 | -749.6453 | 822.0441 | 615.9626 | -1167.2887 | -2.9907 | 7157.918 | 0.10427 | -193.1378
2030-02-23 | 16 | 7.7101 | 52.8405 | -46.4394 | -274.7622 | -1962.4557 | -549.5306 | -3197.9119 | -1030.5347 | 688.3204 | -200.7154 | 3894.7305 | -2.2131 | 1645.7628 | -21.7198 | 1906.5084 | 286.8732 | 1.0003 | 209.9989 | -646.5816 | 726.8297 | -1071.0776 | -1026.986 | -35.2596 | -29.1713 | 4102.4858 | -742.5085 | -1799.3427 | -400.7151 | -86.0414 | 283.303 | -379.5372 | 1.0012 | -1359.2094 | 87.989 | 4.5343 | 2032.9092 | 2354.0527 | -643.5004 | -2.0443 | 449.3479 | -2141.4417 | 268.588 | 3961.7236 | 1275.8549 | 5023.3247 | -272.442 | -315.0149 | 2837.0159 | -860.2378 | 797.1818 | 84.74 | -1363.806 | -51.955 | 6473.8403 | 0.10427 | -208.9138
2030-02-23 | 17 | -4.3336 | 676.8796 | -51.8271 | -298.5297 | -1638.8442 | -657.7638 | 102.8789 | -2.5228 | 1.008 | -125.5014 | 3908.7878 | 155.3439 | 1582.3063 | -44.1361 | 1811.051 | -74.8665 | 239.1859 | 209.9989 | -643.666 | 615.0113 | -1160.7351 | -1179.0592 | -127.3523 | -66.9843 | 4039.8523 | -1128.222 | -1706.0809 | -417.1562 | -119.953 | 139.0016 | -436.1049 | 960.5311 | -1193.5549 | 270.5168 | 5.8243 | 2842.9185 | 2485.1328 | -824.6919 | -2.185 | 0.99822 | -2120.6252 | 107.9657 | 3907.1179 | 1273.4337 | 4834.8931 | -291.2949 | -973.5217 | 2814.9202 | -512.676 | 583.6486 | -82.8005 | -1511.8494 | 118.414 | 2794.8865 | 0.10427 | -189.7489
2030-02-23 | 18 | -1.7304 | 699.2155 | -54.7802 | -283.4372 | -1884.3802 | -647.0738 | 1657.1327 | -807.508 | 565.7972 | -94.8805 | 3838.751 | 195.001 | 1488.9003 | 14.7147 | 1796.126 | -357.2693 | 84.5924 | 209.9989 | -745.9751 | 684.9348 | -1167.9376 | -342.8697 | -169.6577 | -62.9913 | 4505.0479 | -1094.2998 | -1870.5157 | -374.5735 | -119.2194 | 15.5154 | -731.2394 | 673.1348 | -1469.2667 | 142.3351 | 5.6093 | 2670.334 | 1667.0072 | -855.5343 | -2.1549 | 0.99977 | -2086.6633 | -68.3999 | 3974.3789 | 1274.3573 | 4829.2725 | -283.8184 | -959.4752 | 2826.3809 | -796.4203 | 481.8583 | -717.5782 | -1008.3412 | 1.0239 | 1668.1682 | 0.10427 | -324.4282
2030-02-23 | 19 | 2.4701 | 1022.9011 | -58.745 | -307.3021 | -1940.5994 | -926.8945 | 852.0748 | -147.2304 | 575.2371 | -119.588 | 3791.5908 | 194.9993 | 1269.3887 | 108.9026 | 2009.7839 | -255.357 | 35.338 | 209.9989 | -746.882 | 446.9297 | -1065.3318 | -120.2718 | -194.363 | -69.0867 | 4499.4707 | -1165.3652 | -1326.9829 | -442.34 | -131.3857 | 92.2088 | -672.9384 | 567.2823 | -1468.5378 | 0.99972 | 5.6355 | 2809.2834 | 861.8113 | -805.0851 | -278.0637 | 240.2897 | -2186.0703 | -214.3241 | 4832.6836 | 1329.1223 | 5035.0776 | -3.0925 | -1537.9314 | 2823.3555 | -604.9074 | 361.2062 | -1152.6025 | -470.2573 | -11.2912 | 110.9783 | 0.10427 | -369.6903
2030-02-23 | 20 | -2.1586 | 610.7887 | -66.4006 | -310.8332 | -1933.2385 | -724.1221 | 1007.1774 | -561.5424 | 713.0989 | -102.4056 | 3824.4585 | 194.9996 | 1276.9469 | 136.3088 | 1962.9935 | -83.2873 | 19.3419 | 209.9989 | -763.1992 | 589.101 | -1083.8374 | -49.2046 | -158.0677 | -56.2786 | 4611.001 | -1020.6127 | -1823.5925 | -357.9476 | -111.9196 | 113.7498 | -795.3363 | 1020.2381 | -1975.7804 | 250.161 | 4.7139 | 2319.9771 | 860.8755 | -880.9758 | -428.9582 | 1.0001 | -2418.0674 | -210.1259 | 4940.686 | 1368.4479 | 5028.0229 | -3.0449 | -1472.4015 | 2757.3669 | -1121.98 | 518.6276 | -969.6638 | -477.8631 | -298.2675 | 401.9733 | 0.10427 | -345.832
2030-02-23 | 21 | -16.3039 | 425.9283 | -70.1993 | -301.8809 | -1933.3124 | -664.1176 | 866.7122 | -811.075 | 841.0574 | -88.4222 | 3855.698 | 195 | 1012.9561 | 115.2113 | 1867.4099 | -178.6685 | 4.1814 | 209.9989 | -664.3908 | 734.0068 | -1093.4222 | 82.7207 | -123.0094 | -66.318 | 4384.1626 | -926.2258 | -2224.5581 | -327.5858 | -101.2099 | 117.1146 | -1040.379 | 1065.4615 | -2218.7131 | 274.8887 | 5.0873 | 2198.7749 | 509.2169 | -784.4885 | -593.6299 | 450.6651 | -2576.1609 | -83.1651 | 5055.1538 | 1470.7794 | 5034.8252 | 1 | -857.0871 | 2861.2107 | -992.4278 | 508.5844 | -1266.2561 | -480.4272 | -159.6232 | 808.9075 | 0.10427 | -340.0265
2030-02-23 | 22 | -36.3422 | 544.3687 | -79.3581 | -373.2626 | -1948.4364 | -722.3845 | 580.0867 | -478.6185 | 284.3145 | -109.9163 | 3913.823 | 195.0036 | 1675.4736 | 402.4001 | 1717.5137 | -293.4471 | 320.7178 | 209.9989 | -673.7248 | 743.5571 | -1009.8636 | 251.9581 | -93.9595 | -81.8254 | 4501.2476 | -1502.3679 | -2035.3188 | -387.0141 | -107.5537 | 160.3146 | -579.3961 | 2793.8577 | -1665.2426 | 741.3607 | 8.7884 | 2799.7283 | 2080.9658 | -806.7537 | -2.0724 | 171.4646 | -2571.4221 | -4.0483 | 4369.4893 | 1435.8615 | 5027.4189 | -29.911 | -947.0201 | 3020.0796 | -515.8956 | 816.8923 | -103.671 | -1021.1443 | 218.4906 | 2437.1782 | 0.10427 | -223.5611
2030-02-23 | 23 | -28.8739 | 485.9477 | -80.9101 | -401.051 | -1925.8375 | -775.7286 | -1142.3232 | -1214.0164 | 692.3424 | -169.4487 | 3726.2446 | 61.9297 | 1921.0328 | 64.8773 | 1933.1532 | -750.0341 | 246.5976 | 209.9989 | -703.2188 | 805.1772 | -1143.083 | 368.4424 | -76.4801 | -66.4588 | 4553.3525 | -1544.9115 | -2063.7041 | -411.8655 | -96.4473 | 127.5717 | -839.6279 | 3101.4685 | -1717.7859 | 734.7184 | 8.4882 | 2487.4443 | 2299.9695 | -791.8441 | -2.1814 | 408.9244 | -2667.9587 | 51.7075 | 4349.6201 | 1518.0416 | 5020.5366 | -5.0522 | -484.7556 | 3293.637 | -67.5072 | 1050.7864 | -431.5176 | -485.4619 | -8.2542 | 3089.332 | 210.1043 | -323.2993
2030-02-23 | 24 | -27.5457 | 511.4423 | -80.0454 | -388.2976 | -1982.0432 | -883.7307 | -2301.1506 | -1165.7665 | 1031.47 | -143.8753 | 2938.5227 | -23.016 | 1550.4369 | -151.3555 | 1516.6406 | -675.0944 | 294.1276 | 209.9989 | -699.8517 | 768.5322 | -932.8732 | 38.6955 | -61.277 | -81.5107 | 4556.251 | -1532.9259 | -2356.5088 | -435.1758 | -89.5362 | 171.9063 | -721.1761 | 2721.6602 | -1761.7928 | 728.4559 | 8.4911 | 2626.0903 | 1903.6545 | -461.306 | 198.6142 | 450.1707 | -2782.887 | 35.6533 | 4146.8193 | 1719.0417 | 5018.0771 | 66.1779 | -279.0562 | 3435.6187 | 259.0386 | 1102.8538 | -574.2695 | -93.0427 | -58.9006 | 2819.6907 | 210.1043 | -343.7209
2030-02-24 | 1 | -20.009 | 983.6102 | -76.5398 | -414.3092 | -1972.3186 | -1266.5238 | -5741.8726 | -864.0723 | 1622.1525 | -147.3973 | 3171.3481 | -27.1644 | 1599.996 | -139.3251 | 1551.8447 | -262.3795 | 310.2947 | 209.9989 | -719.1952 | 393.3248 | -900.7437 | -1647.6699 | -141.4007 | -37.3458 | 4509.1558 | -1802.7015 | -1775.0948 | -585.9872 | -103.6358 | 165.7202 | -183.7179 | 1835.8716 | -1154.3687 | 341.378 | 8.3753 | 2485.772 | 979.6146 | -911.0344 | 1.0007 | 1.0006 | -2640.8826 | -170.9543 | 3624.365 | 1503.8438 | 4729.1782 | -298.026 | -621.3089 | 3251.4468 | -173.4335 | 839.2999 | -1322.9196 | -382.8516 | 62.8067 | 2608.2866 | 210.1043 | -334.9141
2030-02-24 | 2 | -15.3599 | 420.2201 | -75.8272 | -403.3384 | -1981.7827 | -1088.5083 | -5802.8613 | -666.021 | 2043.4608 | -133.8583 | 3210.2996 | 2.6272 | 1303.3011 | -267.3372 | 1408.8417 | 655.2172 | 337.2947 | 209.9989 | -748.6865 | 702.2706 | -1069.2452 | -3371.1543 | -110.8343 | -23.899 | 4565.1055 | -1578.144 | -2936.9912 | -513.0404 | -88.108 | 81.3301 | -113.2496 | 225.5567 | -1591.5868 | 219.4001 | 6.9811 | 1750.1241 | -305.1543 | -706.5618 | 17.2643 | 1.0002 | -2787.6599 | -211.9177 | 3322.8972 | 1454.2605 | 4167.8784 | -3.0086 | -777.9141 | 4127.0801 | 553.5079 | 1159.9297 | -960.5734 | 0.99697 | 1.0143 | 3887.8489 | 210.1043 | -370.3153
2030-02-24 | 3 | -16.8881 | 969.2738 | -77.4742 | -468.7737 | -1433.376 | -1374.3203 | -8241.1699 | 991.7484 | 2235.8589 | -174.882 | 2443.8298 | -139.4955 | 1801.6316 | -399.9384 | 1220.3314 | 348.8368 | -2.1558 | 209.9989 | -725.9609 | 222.7097 | -1006.3137 | -3847.7314 | -188.2005 | -16.2936 | 4547.3218 | -1876.2153 | -2371.3958 | -661.0773 | -117.9335 | 164.0777 | 184.3363 | 143.5368 | -1112.7496 | 159.6041 | 7.4418 | 1326.6378 | 168.1392 | -728.2172 | 1.0029 | 299.9346 | -2690.217 | -485.463 | 3636.0281 | 1445.1903 | 4765.0957 | -302.6812 | -275.9745 | 3079.0242 | -395.2639 | 1017.2667 | -1343.2458 | -281.5826 | 408.5237 | 3289.082 | 210.1043 | -339.9442
2030-02-24 | 4 | -7.8698 | 1676.3411 | -75.2618 | -499.9466 | -864.6071 | -1873.7263 | -10352.9346 | 2360.1248 | 2106.2378 | -127.769 | 2674.9661 | -45.2836 | 2061.791 | -439.9468 | 1171.0129 | 1176.8743 | -57.5897 | 209.9989 | -668.5359 | 212.2386 | -1021.6844 | -4426.5488 | -178.1412 | -11.3965 | 4255.5386 | -2056.7983 | -2483.707 | -866.2774 | -142.2598 | 279.464 | 466.304 | -1204.0701 | -846.4451 | -236.2455 | 5.1919 | 878.5581 | -1689.9574 | -400.6104 | 243.5928 | 17.7104 | -2668.5083 | -444.6973 | 3910.2034 | 1509.0394 | 4979.0645 | -3.205 | -276.7626 | 2880.3984 | -635.3244 | 910.8168 | -1040.288 | -1279.3632 | 795.7682 | 2946.6448 | 210.1043 | -219.4993
2030-02-24 | 5 | 4.2508 | 1793.2142 | -69.5463 | -529.6796 | -267.1925 | -2151.8806 | -12430.3516 | 3702.8018 | 1883.1841 | -203.4811 | 3483.7312 | -68.9981 | 1986.2562 | -448.5255 | 1064.8466 | 1510.2543 | -428.5981 | 209.9989 | -300.8047 | 129.8918 | -886.3366 | -4518.5444 | -115.5607 | -25.0399 | 2581.5383 | -1941.9839 | -2667.4192 | -973.6194 | -150.0497 | 537.7968 | 845.5477 | -2932.6047 | -1012.9868 | -608.1245 | 0.65202 | 190.4844 | -2378.8262 | -2.8886 | 569.5709 | 1.0009 | -2677.7383 | -109.0087 | 3464.5979 | 1577.3971 | 4974.0347 | 52.6662 | -278.3159 | 1602.3134 | -1268.1317 | 699.7256 | -475.9499 | -2287.3882 | 1562.0427 | 3775.9663 | 210.1043 | -66.6825
2030-02-24 | 6 | -14.4948 | 1721.6704 | -71.5105 | -528.7075 | -92.8747 | -2256.074 | -13244.4863 | 4242.2739 | 2074.3386 | -163.3789 | 3445.8662 | -178.9714 | 1973.8739 | -394.0389 | 1335.8905 | 1411.2391 | -101.2288 | 209.9989 | -196.4875 | 47.0833 | -921.9994 | -4483.897 | -69.4043 | -44.4155 | 1866.5743 | -2297.2009 | -2377.8257 | -1007.4097 | -152.1049 | 677.2657 | 1444.0226 | -475.2371 | -626.9651 | -324.9084 | 0.73682 | 521.8635 | -2176.1882 | -107.1286 | 481.696 | 0.99952 | -2713.7239 | 78.6852 | 3164.3699 | 1502.5686 | 4693.5059 | 1.0131 | -278.0682 | 1644.636 | -1467.7665 | 680.1784 | -225.6416 | -2530.1387 | 1850.6823 | 5311.4463 | 210.1043 | -11.0952
2030-02-24 | 7 | -31.4997 | 1608.2812 | -87.4801 | -410.6179 | -6.4574 | -2344.3015 | -13565.3643 | 4223.1826 | 2049.6978 | -294.1368 | 3691.8057 | -89.9943 | 1953.8367 | -409.4753 | 1266.2145 | 1087.5166 | 5.751 | 209.9989 | -184.9665 | -14.1605 | -973.1783 | -4674.0171 | -93.399 | -39.8298 | 1712.9701 | -2477.4175 | -2214.8406 | -1001.0022 | -150.5013 | 672.5985 | 1765.3977 | 1.0008 | -467.0193 | -178.0767 | 0.64924 | 541.733 | -1719.5819 | -265.7796 | 669.4614 | 1.0005 | -2757.6699 | 0.99964 | 3258.157 | 1665.3517 | 4972.5078 | 1.0062 | -278.2097 | 2307.5991 | -968.1768 | 628.393 | -79.846 | -2812.3101 | 1632.6057 | 5442.5283 | 210.1043 | 60.1735
2030-02-24 | 8 | -30.5724 | 1498.6534 | -90.8439 | -420.6275 | 187.8305 | -2395.7349 | -14384.2783 | 4490.7178 | 1458.8417 | -190.1165 | 3892.7493 | -162.2222 | 1965.0773 | -358.2623 | 1520.0247 | 1015.0361 | 18.6117 | 209.9989 | -186.5472 | -58.1951 | -1101.066 | -5182.9429 | -62.2017 | -44.4986 | 1638.277 | -2544.3462 | -1990.9919 | -1015.6907 | -143.5561 | 768.217 | 2275.4138 | 90.4777 | -342.1023 | -190.1732 | 0.61094 | 691.1212 | -1710.8464 | -556.8648 | 444.5013 | 1.0008 | -2741.2524 | 82.4124 | 3484.282 | 1752.1921 | 4971.5083 | -2.2015 | -278.2448 | 2339.5596 | -532.0198 | 708.6369 | -80.5557 | -3263.0461 | 1131.5298 | 5541.98 | 210.1043 | 70.9066
2030-02-24 | 9 | -37.9647 | 1153.8105 | -97.5266 | -554.8915 | -7.7871 | -2196.6067 | -14478.6357 | 4330.7344 | 321.7525 | -206.5551 | 3748.5376 | -184.5304 | 1982.9609 | -342.5407 | 1622.8705 | 1132.4792 | 118.1982 | 209.9989 | -383.6069 | -232.5225 | -1100.8153 | -5692.5156 | -53.5933 | -15.8054 | 2389.6528 | -2828.1111 | -1477.5557 | -984.717 | -131.3051 | 845.4128 | 2472.2808 | 863.0768 | -89.5931 | -2.867 | 0.67278 | 638.2657 | -59.2928 | -392.158 | 198.1842 | 407.6062 | -2633.8877 | -2.4417 | 3835.0659 | 1698.0817 | 4995.0234 | -3.3896 | -276.4757 | 2068.4617 | -867.1512 | 785.9679 | 252.2126 | -3059.7976 | 467.5882 | 6404.5317 | 210.1043 | 112.8895
2030-02-24 | 10 | -35.6292 | 975.8386 | -93.1677 | -550.1522 | -130.7058 | -2079.2715 | -14134.7373 | 3785.5669 | 1.0035 | -306.9977 | 3811.8494 | -2.4638 | 1814.2908 | -372.7745 | 1449.4855 | 723.662 | 141.3788 | 209.9989 | -398.8463 | -265.6624 | -1152.7802 | -6205.2588 | 6.0142 | 1.7685 | 2245.8232 | -2836.6294 | -1523.0338 | -965.4214 | -117.069 | 895.3632 | 2449.1658 | 848.6567 | -46.0078 | 38.6795 | 0.63031 | 446.834 | -86.2784 | -32.9899 | 75.9757 | 449.2859 | -2683.3574 | 1.0052 | 4041.2507 | 1677.7672 | 5017.6689 | -3.1513 | -320.2549 | 1698.4437 | -909.775 | 893.1249 | 578.8925 | -3179.9932 | 207.9198 | 8396.2949 | 210.1043 | 115.5772
2030-02-24 | 11 | -28.7461 | 1098.4913 | -76.0569 | -534.689 | -284.6656 | -2054.771 | -13965.1201 | 3480.9888 | 1.0037 | -370.0952 | 3643.8801 | -37.3689 | 1681.4135 | -392.9826 | 1454.3838 | 964.9507 | 146.2287 | 209.9989 | -349.427 | -187.8077 | -1072.6085 | -6177.4233 | 3.6226 | -1.2759 | 2056.1414 | -2812.9797 | -1483.6971 | -969.4143 | -118.8764 | 834.2458 | 2591.8499 | 638.2599 | -39.4514 | 16.6995 | 0.53657 | 450.561 | -270.2847 | -300.6161 | 27.5961 | 448.3633 | -2620.5933 | 42.1356 | 4111.6997 | 1609.8131 | 5027.0591 | -6.9184 | -576.1787 | 1594.3834 | -825.1512 | 870.858 | 1.1232 | -2852.7041 | 397.992 | 8596.6289 | 210.1043 | 38.9326
2030-02-24 | 12 | -30.2797 | 1320.1306 | -68.3552 | -526.9821 | -102.1148 | -2122.1685 | -14299.5156 | 3838.376 | 1.0046 | -361.588 | 3723.7163 | -1.6795 | 1719.1464 | -426.7657 | 1358.0879 | 1173.6448 | 143.3763 | 209.9989 | -183.93 | -182.7971 | -1012.3509 | -6233.9082 | -4.1472 | -23.2939 | 1388.1121 | -2754.1938 | -1350.2339 | -978.1771 | -127.6979 | 798.1455 | 2675.1975 | 508.3749 | -4.1562 | 0.99881 | 0.48395 | 619.2172 | -406.1194 | -380.2188 | -2.2483 | 449.3891 | -2816.0044 | 123.2047 | 4172.0215 | 1634.4069 | 5035.4829 | -3.3192 | -760.0232 | 1617.2151 | -205.9889 | 844.7902 | -86.1184 | -3181.1619 | 598.7593 | 6793.9312 | 210.1043 | 42.4879
2030-02-24 | 13 | -27.5574 | 1595.7233 | -61.0436 | -400.2741 | 29.0932 | -2280.3467 | -14294.8633 | 4170.6426 | -2.9597 | -357.711 | 3721.5815 | -5.5128 | 1813.0027 | -474.8659 | 1261.2905 | 1185.2745 | 107.0749 | 209.9989 | -194.2903 | -139.7829 | -954.8497 | -6115.2773 | -6.5644 | -25.1382 | 1375.597 | -2737.0486 | -1385.4406 | -1011.6961 | -138.685 | 764.0338 | 2599.0056 | 96.5639 | 6.9801 | -129.806 | 0.48292 | 726.5388 | -1570.4062 | -397.6991 | 1.8731 | 449.413 | -2811.6609 | 105.8149 | 4157.8569 | 1658.386 | 5039.1245 | -3.4345 | -795.7854 | 1692.7057 | -145.0175 | 894.9949 | -244.7233 | -3022.3499 | 598.6154 | 5689.3154 | 210.1043 | -29.3536
2030-02-24 | 14 | -24.4313 | 1555.451 | -54.7097 | -513.4793 | -1.0229 | -2125.6843 | -13404.3633 | 4001.5713 | 1.0038 | -326.9726 | 3683.4246 | -1.7739 | 1778.4982 | -474.6891 | 1233.8756 | 1132.5446 | 133.8064 | 209.9989 | -190.3947 | -185.761 | -798.9845 | -5858.792 | 1.5632 | -32.0245 | 1416.6199 | -2713.3643 | -1242.3114 | -992.8375 | -135.9669 | 801.8099 | 2577.9219 | 226.7513 | 40.5981 | -35.1271 | 0.47673 | 819.1695 | -614.3004 | -526.0997 | 161.1091 | 449.566 | -2764.6311 | 122.2403 | 3990.3882 | 1635.8434 | 5039.834 | 1.0044 | -685.9162 | 1998.9143 | -181.7321 | 883.9546 | -128.6041 | -2903.373 | 622.6249 | 6713.3999 | 210.1043 | -56.0611
2030-02-24 | 15 | -33.3344 | 1714.6483 | -74.7099 | -404.8229 | 139.5108 | -2304.7131 | -13665.7393 | 4288.1133 | 529.8232 | -349.7619 | 3678.3135 | -24.3384 | 1795.5408 | -508.9991 | 1156.8107 | 1167.5493 | 111.2237 | 209.9989 | -164.4731 | -163.7362 | -723.1033 | -5611.3398 | -32.7942 | -42.0226 | 1402.4003 | -2704.5298 | -1324.229 | -1017.5282 | -144.471 | 748.7391 | 2598.9407 | 2.1873 | 53.4153 | -113.1042 | 0.4562 | 706.5601 | -1597.5271 | -664.1966 | 462.2809 | 179.6355 | -2711.1101 | 133.6522 | 3682.782 | 1606.3694 | 5039.6528 | -3.3953 | -1069.2026 | 2001.368 | -658.7628 | 877.4266 | -81.292 | -2761.3831 | 904.848 | 5847.9736 | 210.1043 | -42.9008
2030-02-24 | 16 | -30.8656 | 1680.4207 | -72.1448 | -409.308 | -2.7397 | -2260.3318 | -12774.7656 | 3907.9858 | 1054.3854 | -326.797 | 3645.863 | -1.4964 | 1911.625 | -565.7872 | 903.3165 | 1259.8318 | 121.5947 | 209.9989 | -139.4534 | -152.462 | -715.3807 | -5514.9639 | -84.8529 | -64.0999 | 1354.1895 | -2619.2231 | -925.1948 | -999.6873 | -145.6029 | 663.1495 | 2200.1326 | 36.7612 | 53.3366 | -58.3771 | 0.56086 | 804.3935 | -1548.8822 | -724.5474 | 382.5386 | 193.2281 | -2557.4827 | 125.3748 | 3766.7307 | 1605.4886 | 5040.2725 | -3.401 | -1075.9301 | 2122.0325 | -1176.5071 | 668.8492 | -82.8664 | -2551.4475 | 1313.7812 | 7737.6064 | 210.1043 | -5.2504
2030-02-24 | 17 | -32.3327 | 1210.4498 | -69.913 | -524.3971 | -358.7308 | -1838.0795 | -10690.9707 | 2759.8538 | 1078.7814 | -325.6602 | 3644.9912 | -1.4529 | 1816.7711 | -571.8087 | 872.4976 | 1298.3412 | 53.5742 | 209.9989 | -119.4121 | -154.3648 | -744.6241 | -5197.4263 | -98.6876 | -65.9026 | 1288.6996 | -2332.1638 | -783.7346 | -879.1127 | -121.407 | 615.0654 | 1918.955 | 152.999 | -225.6038 | 149.133 | 0.57417 | 577.6871 | 773.7988 | -553.9254 | 1.0074 | 449.3944 | -2585.437 | 28.1778 | 4187.2842 | 1624.884 | 5042.749 | -3.57 | -931.4996 | 2097.1887 | -1430.783 | 541.0842 | -198.4406 | -3024.4778 | 1221.8201 | 8571.6162 | 210.1043 | -4.133
2030-02-24 | 18 | -44.3003 | 725.811 | -73.607 | -554.4963 | -492.332 | -1550.3588 | -9716.4541 | 2320.738 | 859.4794 | -266.0468 | 3739.8066 | 195.0012 | 1640.1646 | -490.3771 | 1064.3146 | 808.7798 | 125.1986 | 209.9989 | -194.7071 | -169.7324 | -765.4883 | -4649.875 | -55.3801 | -34.9522 | 1298.2509 | -2334.0933 | -716.8028 | -783.3218 | -102.3049 | 714.0213 | 2251.3999 | 1177.0472 | -266.9743 | 448.4924 | 0.47832 | 365.8404 | 3586.1401 | -604.1632 | -462.9764 | 449.8354 | -2570.7212 | 38.1356 | 4931.2485 | 1683.4889 | 5050.8999 | 156.0571 | -1272.7098 | 2090.0413 | -1843.9154 | 788.0266 | 341.5902 | -2631.9771 | 456.0149 | 9478.7979 | 210.1043 | -102.7996
2030-02-24 | 19 | -60.9335 | 316.4808 | -78.6569 | -590.5358 | -800.7505 | -1164.1575 | -8362.1006 | 1416.472 | 207.2733 | -280.5094 | 3661.8418 | 159.7697 | 1060.6073 | -395.9576 | 1374.1235 | 515.3986 | 149.0536 | 209.9989 | -186.8637 | -197.9627 | -1001.6182 | -4820.3369 | -45.4551 | -24.4788 | 1274.5852 | -2590.4871 | -622.6735 | -699.3253 | -88.8682 | 736.8531 | 2528.6089 | 3497.7986 | -195.7533 | 805.9066 | 0.44475 | 93.0259 | 6339.313 | -729.6876 | -543.3239 | 449.785 | -2697.8425 | 68.917 | 4983.1104 | 1611.7556 | 5044.6802 | -3.2542 | -1662.8331 | 1665.2894 | -2817.2756 | 744.9985 | 746.0121 | -2495.9304 | 468.576 | 9813.709 | 0.10427 | -111.3094
2030-02-24 | 20 | -64.2648 | -242.2113 | -77.7682 | -738.6628 | -1500.5493 | -472.6168 | -6415.855 | -28.3108 | 219.6036 | -118.8565 | 3810.7756 | 103.0174 | 1404.7832 | -195.6277 | 1968.2186 | 660.1818 | 246.0296 | 209.9989 | -227.4028 | 62.3516 | -1374.1628 | -5010.2866 | 4.6311 | -30.3983 | 1410.2726 | -2742.7747 | -926.668 | -512.1895 | -67.6377 | 685.9438 | 2093.0891 | 5301.9961 | -598.891 | 1259.2755 | 0.54874 | 7.5841 | 8566.6152 | -747.4064 | -567.7549 | 449.7717 | -2633.1074 | 110.9844 | 4911.106 | 1552.8558 | 5044.498 | -55.6912 | -1656.0532 | 1775.8528 | -2278.7817 | 935.6987 | 141.1604 | -2150.3828 | -93.4809 | 9818.4375 | 0.10427 | -134.2982
2030-02-24 | 21 | -53.9128 | -1006.4431 | -73.5119 | -561.0811 | -1858.1042 | 24.6871 | -4037.9941 | -1153.2588 | 1.0035 | -127.2644 | 3758.1631 | 92.9734 | 1220.4403 | -176.3608 | 1882.9829 | 331.6222 | 249.8618 | 209.9989 | -303.0627 | 316.9455 | -1452.2163 | -4672.2944 | 62.8645 | -23.4598 | 1890.4344 | -1777.1017 | -1233.9764 | -288.8087 | -45.6205 | 678.8918 | 1155.5317 | 4738.8672 | -1149.1323 | 1375.4041 | 0.70591 | -108.686 | 8252.7666 | -577.0127 | -368.1525 | 449.8265 | -2727.385 | 217.373 | 4871.1104 | 1588.9443 | 5059.4219 | 112.2336 | -1350.3729 | 1927.0834 | -2201.7271 | 1109.1191 | -57.3261 | -2058.3547 | -141.1693 | 9712.3955 | 210.1043 | -124.8108
2030-02-24 | 22 | -45.092 | -1013.1451 | -73.3025 | -497.261 | -1851.1919 | -153.9814 | -4423.0674 | -1069.4103 | 628.0472 | -81.7817 | 3738.4578 | 139.6498 | 941.5353 | -303.1405 | 1567.9016 | 679.7773 | 169.0766 | 209.9989 | -348.9376 | 391.3087 | -1302.4563 | -3823.959 | 108.5349 | -41.9734 | 2220.4614 | -1650.7401 | -1141.3698 | -311.731 | -38.3615 | 743.9656 | 1206.6306 | 3536.6594 | -1252.4126 | 1148.8813 | 0.69101 | 87.8466 | 7322.647 | -295.0923 | -192.0087 | 450.4911 | -2725.5981 | 344.3843 | 4718.4702 | 1656.4854 | 5052.1748 | 210.7806 | -896.8071 | 2234.2957 | -1862.825 | 1133.0781 | 0.99141 | -1731.3167 | -179.522 | 10269.6846 | 210.1043 | -147.4454
2030-02-24 | 23 | -52.9899 | -886.0088 | -78.2164 | -562.9579 | -1841.6381 | -267.3623 | -4632.9688 | -908.5024 | 487.9696 | -88.8928 | 3676.5037 | 73.6154 | 314.7081 | -349.0385 | 1450.5806 | 406.035 | 173.8694 | 209.9989 | -401.1655 | 363.8703 | -1204.1311 | -3520.4226 | 122.5413 | -47.5127 | 2714.0845 | -1907.285 | -1102.1364 | -353.041 | -36.965 | 761.4021 | 1161.1454 | 3773.5347 | -1243.0012 | 1245.1792 | 0.46916 | 117.6846 | 8051.0596 | 216.8609 | 428.9306 | 450.0968 | -2611.0989 | 416.9883 | 4129.8979 | 1768.9908 | 5042.4116 | 277.6513 | -548.9099 | 2481.1462 | -2033.2837 | 1094.9095 | 1.0533 | -1906.6682 | -301.874 | 11046.0059 | 210.1043 | -137.9244
2030-02-24 | 24 | -71.7604 | -841.9357 | -85.0132 | -676.8901 | -1592.002 | -304.5246 | -4765.2954 | -322.7276 | 1215.5063 | -49.5359 | 3463.9231 | 55.42 | 1283.6669 | -465.5284 | 993.9355 | -154.3786 | 255.7651 | 209.9989 | -425.7496 | 329.3619 | -864.1456 | -1599.7479 | 173.4782 | -53.4497 | 3314.1309 | -2381.6016 | -965.6204 | -376.5605 | -32.4076 | 903.4803 | 855.512 | 5247.6099 | -1099.7598 | 1571.7435 | 0.64183 | 343.8852 | 9602.4775 | -301.1585 | -0.91728 | 97.4574 | -2435.6631 | 565.1393 | 4030.7112 | 1512.2516 | 5011.4336 | -9.0687 | -664.8283 | 2534.2815 | -2298.6826 | 1002.9463 | -44.9599 | -1945.637 | 28.1871 | 11861.6338 | 210.1043 | -168.5638
2030-02-25 | 1 | -77.9228 | -851.8873 | -82.2501 | -542.6506 | -1387.3595 | -401.2552 | -5771.2026 | 491.276 | 1879.4429 | -57.7134 | 3568.5483 | -61.7078 | 625.287 | -623.0831 | 492.2653 | -353.2115 | 184.1305 | 209.9989 | -382.0919 | 162.377 | -537.192 | -573.952 | 117.9131 | -51.8344 | 3168.595 | -2376.5447 | -411.097 | -369.3928 | -27.0919 | 1002.514 | 888.8215 | 5651.5815 | -840.3862 | 1575.6069 | 0.67818 | -120.9011 | 9116.4219 | 55.1322 | 565.309 | 449.9129 | -2271.7761 | 242.5366 | 3427.8167 | 1529.6941 | 4954.8086 | 1.009 | -276.7933 | 3122.481 | -1746.275 | 550.1147 | -81.2433 | -1446.3195 | 422.0403 | 10833.8457 | 210.1043 | -149.2289
2030-02-25 | 2 | -70.5734 | -525.3079 | -76.9574 | -585.9305 | -874.8705 | -855.5179 | -7362.5991 | 1880.5435 | 1843.4022 | -44.799 | 3251.0669 | -88.3848 | 434.5725 | -678.7451 | 249.7801 | -601.6895 | 28.3295 | 209.9989 | -358.3549 | 98.4343 | -372.282 | -214.166 | 168.1385 | -73.2072 | 3153.1877 | -2148.4976 | -290.0937 | -530.4941 | -37.1023 | 1124.5209 | 729.8636 | 5306.583 | -761.3331 | 1316.976 | 1.0848 | 31.931 | 7077.5479 | 96.7362 | 589.3578 | 449.9194 | -2434.2883 | 281.5848 | 3208.6538 | 1566.121 | 4792.2798 | 0.99257 | -278.07 | 3171.4104 | -1898.9556 | 587.3444 | 177.9571 | -2100.6223 | 588.3907 | 9467.9248 | 210.1043 | -113.1395
2030-02-25 | 3 | -52.1521 | -34.3319 | -68.4737 | -381.0712 | -357.6467 | -1227.7716 | -9514.832 | 3053.3899 | 1673.4758 | -14.3859 | 2923.8831 | -75.7449 | 1769.0358 | -714.3602 | 28.2977 | -750.9691 | -168.7103 | 209.9989 | -250.6224 | 30.5602 | -246.5917 | 11.2962 | 158.5429 | -88.0894 | 2885.0317 | -1922.2511 | -533.8788 | -598.8991 | -65.7643 | 1163.0062 | 623.4398 | 3127.7063 | -976.4324 | 974.8583 | 0.68623 | 131.4446 | 3601.1628 | -167.6046 | 848.2764 | 1.0003 | -2316.6116 | 382.9147 | 2820.8147 | 1438.213 | 4840.3931 | -47.5204 | -276.4829 | 2773.5583 | -2081.3159 | 332.2014 | -74.9158 | -2874.8147 | 1234.3015 | 6319.3838 | 210.1043 | 54.0099
2030-02-25 | 4 | -42.8429 | 308.1984 | -78.1935 | -330.9743 | 51.1088 | -1550.2164 | -11248.8008 | 4031.4683 | 1184.7015 | -15.3161 | 2895.0327 | -93.1494 | 2129.186 | -711.6705 | -16.2048 | -1042.7557 | -293.8034 | 209.9989 | -99.0454 | -107.3996 | -205.3039 | -2.3288 | 146.2241 | -104.7841 | 2361.7859 | -1771.9135 | -509.1413 | -654.549 | -84.4101 | 1230.745 | 474.8878 | 1637.9091 | -1086.3213 | 640.3953 | 0.68506 | 58.7247 | 463.7564 | -488.8279 | 253.9614 | 449.4036 | -2221.5286 | 395.9056 | 2764.1514 | 1434.6121 | 4322.9038 | -147.6539 | -272.4127 | 1972.8223 | -3290.7156 | 268.8927 | -73.403 | -3434.7654 | 1370.291 | 3644.7651 | 210.1043 | 143.0718
2030-02-25 | 5 | -40.2197 | 161.6802 | -75.5526 | -335.4125 | 182.5183 | -1509.5797 | -11657.7148 | 4246.8823 | 653.4918 | 11.1649 | 1288.2742 | -28.9189 | 2134.2688 | -687.9745 | 26.3031 | -1578.3989 | -296.8977 | 209.9989 | -293.6791 | -158.5293 | -239.4385 | -55.5369 | 178.1269 | -88.939 | 3286.0991 | -1857.3396 | -392.4442 | -659.2195 | -74.0506 | 1348.156 | 668.918 | 1887.8219 | -906.8605 | 664.5764 | 1.7694 | 172.17 | 619.3836 | -68.3716 | 163.1478 | 329.6793 | -2304.1902 | 397.3125 | 3204.6401 | 1443.4673 | 4484.5469 | -2.5197 | -272.659 | 731.4299 | -4736.5947 | 431.1353 | 966.5894 | -3976.6145 | 702.825 | 4692.4131 | 210.1042 | 122.0725
2030-02-25 | 6 | -49.7648 | -346.6337 | -72.378 | -377.5565 | 218.0723 | -1293.806 | -11019.9414 | 3830.0999 | 366.788 | 14.7085 | 1366.276 | 25.1628 | 1686.9412 | -625.366 | 210.4632 | -2121.5171 | -338.58 | 209.9989 | -302.2849 | -101.6504 | -496.2732 | -338.4613 | 227.8751 | -86.0395 | 3290.6606 | -1940.0776 | -858.814 | -603.9482 | -45.1351 | 1425.3883 | 624.3911 | 3221.9148 | -1123.9952 | 955.2325 | 0.62125 | -35.3707 | 2668.3611 | -688.9815 | 0.99989 | 338.187 | -2317.9866 | 601.0743 | 3570.9436 | 1356.8923 | 4852.9897 | -288.9784 | -272.4886 | 2135.6125 | -3509.908 | 564.5628 | 1202.7344 | -4672.0771 | 453.0629 | 8752.623 | 210.1042 | 127.5754
2030-02-25 | 7 | -70.9483 | -732.2739 | -83.3763 | -665.9789 | 131.7519 | -1077.9891 | -10698.333 | 3410.3625 | -1259.6147 | -47.3401 | 2510.625 | -29.1406 | 2152.1365 | -492.1533 | 663.5154 | -2685.1455 | -358.3211 | 209.9989 | -267.2175 | -348.1566 | -633.302 | -635.722 | 273.5034 | -88.9519 | 3231.7388 | -2340.9456 | -469.8732 | -608.8843 | -33.1449 | 1706.024 | 1240.5405 | 5821.5527 | -597.2576 | 1249.7538 | 1.7082 | -17.4794 | 6357.2734 | -233.5948 | 0.99716 | 449.5844 | -2421.7312 | 820.6634 | 4206.7847 | 1334.9237 | 5016.3276 | -10.4581 | -272.5103 | 628.9154 | -5429.8931 | 416.5398 | 2163.6145 | -4952.0273 | 614.4604 | 13271.0557 | 210.1043 | 226.8291
2030-02-25 | 8 | -69.9029 | -1008.147 | -89.6721 | -633.4799 | -355.1798 | -929.7801 | -9305.9287 | 2462.0981 | -1562.8959 | -89.019 | 2458.8972 | 22.8066 | 2119.2729 | -259.3329 | 1353.0106 | -3374.605 | -400.9408 | 209.9989 | -375.2312 | -168.0777 | -1007.5302 | -926.019 | 285.8631 | -53.1957 | 3638.6125 | -2617.6687 | -386.7495 | -534.1312 | -28.2822 | 1641.3716 | 1633.6062 | 5961.4717 | -419.8823 | 1228.8171 | 3.8228 | -400.4852 | 5898.8882 | -826.0678 | -76.4737 | 449.5756 | -2444.322 | 865.6169 | 4184.5835 | 1274.1322 | 5028.4233 | -265.7286 | -726.7354 | 1941.2655 | -3314.7666 | 715.1087 | 2368.791 | -4004.6321 | 178.5719 | 15819.3896 | 210.1043 | 139.9327
2030-02-25 | 9 | -52.0982 | -693.7316 | -81.3499 | -566.3477 | -1196.2355 | -761.5557 | -8631.3115 | 1044.7534 | -483.6716 | -96.3645 | 2416.3945 | 116.8889 | 1924.5073 | -187.3304 | 1513.9519 | -2983.2957 | -592.7268 | 209.9989 | -422.9019 | 105.1861 | -1168.231 | -746.3812 | 187.7578 | -16.2144 | 3769.9412 | -2421.9675 | -418.1401 | -509.6412 | -34.9863 | 1229.4398 | 1358.1008 | 4901.147 | -545.0297 | 954.715 | 5.555 | -934.4821 | 4267.1851 | -799.4991 | -2.3263 | 449.4793 | -2429.4683 | 547.6306 | 4287.5698 | 1286.5826 | 5048.7368 | -72.146 | -1138.2262 | 1027.8564 | -3364.282 | 744.4893 | 738.4907 | -2758.0137 | 0.99805 | 16430.8652 | 210.1043 | -2.9952
2030-02-25 | 10 | -39.2098 | -925.4312 | -70.4714 | -478.027 | -1531.0662 | -604.9494 | -7483.8599 | 380.5182 | -2.8663 | -114.4527 | 2585.9875 | 111.3624 | 1878.6783 | -103.34 | 1620.922 | -2583.0813 | -624.8308 | 209.9989 | -461.5147 | 118.3187 | -1247.748 | -622.8354 | 193.2803 | -2.2741 | 3922.3933 | -2031.5461 | -213.4106 | -480.9367 | -35.3496 | 1022.7147 | 1330.0948 | 3928.219 | -500.4469 | 727.7528 | 7.0446 | -826.5729 | 3010.3574 | -946.1616 | -137.9773 | 449.6109 | -2382.2485 | 430.5747 | 4342.8589 | 1274.0245 | 5062.8423 | -253.3209 | -1442.1227 | 870.2317 | -3094.3489 | 1048.0957 | -60.8347 | -1771.9966 | -122.7487 | 17035.168 | 210.1042 | -110.8205
2030-02-25 | 11 | -19.9321 | -1115.8727 | -57.474 | -321.3664 | -1650.6262 | -441.8083 | -7425.9282 | -2.9309 | -2.8563 | -108.9363 | 2522.4536 | 132.8023 | 1862.7467 | -51.1997 | 1665.8098 | -2060.4619 | -687.9919 | 209.9989 | -451.2809 | 111.8837 | -1071.2428 | -804.2078 | 80.9075 | 2.74 | 3902.8901 | -1274.2515 | 83.5983 | -395.2043 | -41.7887 | 848.0414 | 1100.7822 | 2260.3262 | -674.0036 | 423.1989 | 6.6949 | -955.533 | 1089.7303 | -993.085 | -183.881 | 449.5394 | -2621.4587 | 94.7265 | 4595.9175 | 1343.9507 | 5078.6724 | -21.5675 | -1592.1654 | -58.6106 | -3660.3955 | 750.5146 | -80.4698 | -1388.2156 | 408.1845 | 15550.7363 | 210.1043 | -52.2838
2030-02-25 | 12 | -8.0795 | -838.6332 | -49.4546 | -257.1074 | -1620.1144 | -480.1523 | -7179.6484 | 0.99106 | -2.8762 | -122.0551 | 2510.2207 | 88.7933 | 1816.1052 | 48.3064 | 1629.282 | -1605.1984 | -691.965 | 209.9989 | -456.397 | 354.1462 | -1120.2728 | -1307.2856 | 52.4996 | 2.8145 | 3894.6562 | -926.7535 | -385.177 | -376.7983 | -50.9225 | 651.1827 | 454.0685 | 1093.2869 | -1097.6375 | 243.1916 | 5.7977 | -830.0616 | -242.0968 | -1162.5966 | -314.1297 | 449.6086 | -2558.3862 | 46.6584 | 4716.8003 | 1375.0247 | 5077.8755 | -2.7676 | -1786.5958 | -391.3298 | -3890.7656 | 726.5965 | -319.9599 | -1240.4313 | 1.3934 | 12632.4102 | 210.1043 | -34.5649
2030-02-25 | 13 | 2.6611 | -203.2075 | -45.0951 | -251.7762 | -1247.0454 | -854.7826 | -8569.4854 | 953.775 | -2.893 | -102.0881 | 2637.9255 | 120.8731 | 1728.0892 | 181.9607 | 1610.8962 | -1594.8982 | -770.1683 | 209.9989 | -473.3358 | 50.4862 | -1136.9677 | -2844.7561 | 3.2773 | -14.8892 | 3888.9373 | -1009.9858 | 39.3732 | -498.7646 | -75.7578 | 666.7186 | 226.0199 | -28.3104 | -876.2928 | -99.5493 | 6.2023 | 307.0463 | -1326.978 | -1098.0645 | -274.0759 | 449.6123 | -2462.4941 | 0.99589 | 4694.9956 | 1401.7358 | 5074.5137 | -2.6868 | -1813.1539 | -132.0161 | -3539.27 | 739.6807 | -428.5884 | -1616.0852 | 1.0119 | 10873.0381 | 210.1043 | -43.499
2030-02-25 | 14 | 4.6214 | 167.2855 | -45.4132 | -266.0641 | -722.5062 | -1166.3451 | -10178.5693 | 2161.5632 | -2.843 | -113.0989 | 2766.8677 | 86.6628 | 1593.1758 | 305.2711 | 1631.0944 | -1507.3871 | -700.3719 | 209.9989 | -482.6447 | 85.4065 | -996.344 | -4113.0889 | 7.0364 | -22.8642 | 3861.4856 | -1197.2178 | -7.8856 | -593.4094 | -82.1907 | 749.6998 | 467.8788 | -575.5699 | -750.4315 | -234.4983 | 5.4019 | 742.7018 | -2006.2213 | -1154.5616 | -326.722 | 449.6143 | -2649.1179 | 0.99656 | 4776.376 | 1431.3583 | 5073.1597 | -2.8289 | -1843.1798 | 28.6536 | -3316.4709 | 814.4398 | -381.3755 | -2120.7163 | -169.0028 | 8622.9619 | 210.1042 | -84.5707
2030-02-25 | 15 | 6.9935 | 353.113 | -42.8153 | -245.1435 | -674.0107 | -1196.9205 | -9982.8867 | 2188.4753 | -2.8892 | -90.0792 | 2949.0237 | 195.0002 | 955.9579 | 61.0024 | 1838.3223 | -1508.1185 | -673.4624 | 209.9989 | -536.2419 | 240.481 | -1057.7104 | -4063.6477 | 28.4179 | -14.2764 | 4059.8359 | -1106.1212 | -400.0742 | -582.3585 | -88.8667 | 684.9589 | 234.6374 | -583.1334 | -1014.2975 | -231.913 | 6.0028 | 423.937 | -2439.6316 | -1149.2078 | -292.1255 | 103.7973 | -2792.8225 | 102.194 | 4463.7573 | 1438.7222 | 5067.7231 | -259.6951 | -2001.6689 | 2576.7041 | -754.7902 | 1051.9464 | -13.2373 | -2077.1296 | -572.7089 | 6049.5103 | 210.1043 | -152.1
2030-02-25 | 16 | -2.765 | 707.0074 | -47.6911 | -261.5461 | -924.2367 | -1279.134 | -8865.6963 | 1653.3948 | -2.837 | -155.6411 | 2882.2644 | 55.2027 | 1627.223 | 27.8549 | 1906.0065 | -623.4913 | -140.3327 | 209.9989 | -527.3611 | 94.9292 | -954.5325 | -3099.6824 | -57.1473 | -20.7856 | 4076.3899 | -1415.3518 | -350.2552 | -595.6167 | -105.5552 | 522.9534 | 533.6588 | 224.2911 | -788.3012 | -36.906 | 6.9076 | 945.0203 | -1786.1886 | -1247.4108 | -369.6412 | 449.7114 | -2489.0266 | -43.4978 | 4740.7168 | 1530.3274 | 5065.9248 | -2.8187 | -1996.1252 | 1444.9772 | -1998.7111 | 837.2646 | -668.9216 | -1255.6979 | -59.5188 | 4041.8765 | 210.1042 | -203.8677
2030-02-25 | 17 | -9.7248 | 683.8841 | -50.4935 | -245.6174 | -1307.6968 | -1246.2059 | -6982.6938 | 587.5025 | -2.7808 | -183.9888 | 3081.6318 | 26.6344 | 1397.4368 | 38.4416 | 2024.2037 | -755.225 | 31.773 | 209.9989 | -514.3553 | 135.397 | -1144.2388 | -1859.783 | -99.9997 | -23.6101 | 4000.5986 | -1564.4176 | -500.3711 | -594.834 | -105.9511 | 381.6555 | 737.405 | 880.7187 | -594.3418 | 0.99897 | 7.9511 | 1475.5348 | -1079.7615 | -1236.3713 | -370.6361 | 449.5755 | -1992.4137 | -95.2953 | 4712.2075 | 1542.4178 | 5068.5918 | -2.9265 | -1994.2706 | 1731.0931 | -1763.7382 | 668.5974 | -1258.6647 | -873.7221 | 1.0028 | 4875.9102 | 210.1042 | -235.0278
2030-02-25 | 18 | -7.9017 | 727.1747 | -48.463 | -229.5538 | -1697.2789 | -1243.5526 | -5838.6162 | -1.8031 | 1.0035 | -162.2778 | 2657.9983 | 44.3391 | 1036.8971 | 384.3376 | 1783.8578 | -447.5215 | 42.5871 | 209.9989 | -568.0747 | 244.7105 | -1155.7975 | -1606.5602 | -123.3686 | -17.1988 | 4295.9741 | -1463.3895 | -716.5054 | -557.0694 | -108.5109 | 309.3605 | 447.9289 | 866.1071 | -735.987 | -3.5348 | 8.2661 | 1766.1174 | -1043.1591 | -1288.8344 | -512.7775 | 449.828 | -1973.8239 | -212.5012 | 4640.4102 | 1515.6093 | 5074.2759 | -252.4398 | -1965.5026 | 1833.8253 | -1599.2118 | 578.9269 | -1218.2046 | -773.3791 | 0.98663 | 4823.8828 | 210.1043 | -207.2291
2030-02-25 | 19 | -2.535 | 217.2501 | -37.3526 | -127.0645 | -1466.4131 | -388.4674 | -1932.1147 | 0.99467 | 1.0044 | -104.2736 | 2989.3145 | 195.0003 | 1408.4789 | 419.3291 | 1780.7141 | -440.2433 | 2.6979 | 209.9989 | -543.9305 | 751.857 | -1059.9524 | -1389.3348 | -19.3485 | 17.603 | 4186.5962 | -405.705 | -2113.5178 | -189.1183 | -88.922 | 402.9093 | -369.6625 | 1001.0266 | -1631.7245 | 289.6231 | 8.2506 | 723.0207 | -899.8447 | -1173.2932 | -528.9752 | 234.0383 | -2152.3938 | -84.5994 | 4817.0288 | 1486.6174 | 5076.7817 | -242.1938 | -1996.8864 | 1520.3794 | -2296.4636 | 607.0042 | -120.0042 | -1245.2888 | 233.8219 | 358.3535 | 210.1043 | -140.2544
2030-02-25 | 20 | -0.53995 | -59.9454 | -38.9303 | -88.585 | -1369.1946 | -153.4525 | -15.2965 | -550.8046 | 108.9527 | -122.2335 | 2936.2837 | 195.002 | 1322.1085 | 604.5317 | 2197.8398 | -199.7461 | -6.7925 | 209.9989 | -600.1738 | 770.4967 | -1302.5469 | -1122.3088 | -37.7433 | 39.017 | 4409.8936 | -149.4355 | -2154.6316 | -74.6488 | -82.0338 | 318.46 | -364.0467 | 1037.0701 | -1941.5563 | 367.8237 | 6.8966 | 465.4013 | -783.6921 | -1228.0753 | -964.4576 | 450.1559 | -1749.2354 | -234.5317 | 5503.3052 | 1516.8833 | 5068.8999 | -211.4235 | -2000.9745 | 1975.8131 | -1979.7294 | 507.3947 | 263.1259 | -1728.8303 | 224.8209 | -1358.2319 | 210.1043 | -179.8522
2030-02-25 | 21 | -18.0914 | -395.581 | -44.5632 | -95.1083 | -1710.7642 | -235.1271 | 1.0004 | -827.4297 | 464.3201 | -161.5217 | 2455.2566 | 175.3995 | 1226.1855 | 649.4673 | 2368.9597 | -216.7099 | 96.6388 | 209.9989 | -654.0553 | 689.0187 | -1044.1459 | 88.0461 | 28.0045 | 28.3143 | 4558.5605 | -395.3246 | -1842.2589 | -130.7495 | -59.5404 | 474.1387 | -12.0271 | 1560.2244 | -1746.5087 | 428.3511 | 6.6333 | 834.6528 | 183.8024 | -838.7389 | -589.1097 | 450.6192 | -1611.4055 | -60.3878 | 5556.666 | 1617.4344 | 5058.564 | 281.0571 | -1931.4797 | 2278.6677 | -1263.5911 | 378.4758 | 300.9143 | -1563.5225 | 316.0809 | 2087.8513 | 210.1043 | -182.803
2030-02-25 | 22 | -33.3143 | -24.063 | -52.8107 | -203.0618 | -1919.0616 | -481.1373 | 0.99431 | -866.6328 | 419.6166 | -161.28 | 3116.0991 | 171.4697 | 1271.5076 | 543.5504 | 2176.6167 | -386.2438 | 263.3693 | 209.9989 | -585.1498 | 486.6695 | -1154.9236 | 1305.8419 | -37.026 | 0.48985 | 4329.1875 | -1034.5289 | -840.2083 | -279.2267 | -71.18 | 378.3739 | 559.2639 | 3525.2617 | -1044.8783 | 505.5081 | 9.1927 | 1493.6639 | 2453.2136 | -451.5383 | -103.2784 | 450.3622 | -1404.8046 | -190.7432 | 5275.4688 | 1751.6406 | 5059.8271 | 569.0903 | -1541.469 | 2981.7991 | -63.6322 | 422.4195 | -71.2606 | -966.5646 | -134.2245 | 3839.0549 | 210.1042 | -264.6827
2030-02-25 | 23 | -23.9519 | -37.2089 | -53.1549 | -203.2367 | -1943.1965 | -460.4556 | 151.5299 | -980.6252 | 737.1166 | -127.953 | 3303.0715 | 195.0006 | 1472.6782 | 415.2352 | 1888.5588 | -466.28 | 304.3052 | 209.9989 | -605.5243 | 624.8397 | -861.7401 | 1354.5183 | 0.99809 | -0.92531 | 4398.2524 | -1058.3746 | -1326.6179 | -264.7294 | -68.4474 | 398.7311 | 380.9016 | 3689.5684 | -1233.8623 | 662.9507 | 8.7476 | 1613.5907 | 2708.24 | -828.7392 | -18.3949 | 450.2641 | -1890.4294 | -18.2218 | 4807.4199 | 1744.349 | 5051.9126 | 382.6061 | -1019.0311 | 3153.9792 | 420.3065 | 459.7643 | -140.9011 | -585.3834 | 320.4168 | 4221.1279 | 210.1043 | -194.391
2030-02-25 | 24 | -20.973 | 1.0002 | -48.7907 | -175.8781 | -1845.4611 | -466.7991 | 1.4751 | -607.824 | 1104.9938 | -125.5737 | 3650.0232 | 195.0016 | 1491.9985 | 67.9849 | 2023.5596 | -1064.1906 | 284.2325 | 209.9989 | -617.8679 | 583.7455 | -675.795 | 1141.8129 | 30.7495 | 12.3867 | 4410.606 | -919.6192 | -1535.3218 | -250.1801 | -69.2454 | 451.8336 | 45.7621 | 3180.918 | -1405.0482 | 682.0511 | 8.6573 | 1145.4307 | 2135.0784 | -1222.8047 | -124.29 | -2.6579 | -2229.2341 | 92.8267 | 3953.429 | 1586.2847 | 4952.9487 | -283.4258 | -954.2582 | 2866.8845 | 333.2174 | 905.9899 | -80.729 | -733.8542 | -5.7522 | 4471.7397 | 210.1043 | -268.538
2030-02-26 | 1 | -0.38887 | 131.2016 | -40.0429 | -107.9835 | -2023.9502 | -666.1696 | -3216.4932 | -1259.6395 | 1599.3534 | -78.6146 | 3391.1411 | 194.9998 | 1729.2747 | -121.4714 | 1696.9548 | -369.3734 | 225.9212 | 209.9989 | -658.4451 | 708.1895 | -816.4798 | -239.5576 | 65.6254 | -42.3379 | 4530.6753 | -631.3848 | -1489.684 | -293.5026 | -67.1202 | 453.56 | -643.5906 | 1043.3699 | -1976.4867 | 305.3397 | 6.149 | 1501.7787 | 316.7061 | -1052.618 | -2.3925 | -2.9308 | -2595.8933 | 1.0025 | 3762.791 | 1603.4631 | 4816.0513 | -138.104 | -529.5585 | 2864.4741 | 500.9947 | 1001.0491 | -311.3601 | -1099.5442 | -129.5526 | 3691.4841 | 210.1043 | -311.2253
2030-02-26 | 2 | -9.2418 | 315.0279 | -42.78 | -154.1161 | -1991.3688 | -817.7923 | -3843.7451 | -1064.1195 | 1677.2465 | -98.4732 | 3116.8354 | 113.9494 | 1984.2787 | -183.3264 | 1572.2041 | -1128.0723 | 115.7784 | 209.9989 | -637.6699 | 370.105 | -571.8406 | -27.7729 | -21.9003 | -55.071 | 4524.1714 | -1076.187 | -1117.8374 | -384.5967 | -77.1775 | 444.347 | -257.7814 | 1555.6429 | -1384.8021 | 513.9881 | 7.93 | 1785.0758 | 1267.1455 | -884.4004 | -2.1188 | -3.0144 | -2478.6912 | -326.7698 | 3593.6609 | 1573.3328 | 4555.4761 | -3.0095 | -473.6865 | 3357.8276 | 910.7681 | 900.0875 | -787.9705 | -1120.0009 | -155.6843 | 6149.9194 | 210.1042 | -309.266
2030-02-26 | 3 | -6.012 | 50.6197 | -40.5742 | -130.0001 | -2009.7556 | -705.3204 | -4027.7766 | -788.5883 | 1653.6885 | -74.1421 | 2408.927 | 153.3329 | 2004.0298 | -298.2978 | 1426.458 | -462.3226 | 174.0588 | 209.9989 | -642.9528 | 526.2865 | -685.5585 | -747.4059 | 32.8276 | -37.1026 | 4518.8433 | -831.3194 | -1997.0974 | -333.1711 | -65.0439 | 492.9965 | -389.3036 | 682.6785 | -1699.8756 | 451.3707 | 6.5319 | 1210.4376 | 1104.172 | -823.403 | 43.0756 | 1.0003 | -2662.2629 | -199.9989 | 3537.3188 | 1562.0194 | 4566.8193 | -3.1093 | -282.5681 | 3301.6416 | 592.9308 | 1166.1664 | -402.4021 | -1286.6833 | -399.0797 | 6559.0469 | 210.1043 | -301.6068
2030-02-26 | 4 | -3.6009 | 282.0216 | -43.4682 | -166.5123 | -1903.689 | -935.9529 | -4630.5947 | -202.3496 | 1536.9348 | -82.1531 | 2444.3208 | 111.5998 | 1934.5566 | -318.8802 | 1417.2382 | -81.9912 | 157.0513 | 209.9989 | -656.3334 | 456.883 | -766.9148 | -1909.0171 | -7.2495 | -39.699 | 4516.5786 | -1010.2789 | -2019.2515 | -423.2834 | -76.98 | 453.9476 | -114.8544 | 2.4828 | -1492.4022 | 255.1191 | 5.9751 | 1294.2726 | 1019.0989 | -718.6664 | 158.1352 | 1.0035 | -2648.2119 | -289.4082 | 3485.5566 | 1529.3684 | 4632.791 | -3.2227 | -277.3667 | 3306.9744 | 515.7864 | 1111.891 | -427.6927 | -1468.226 | -283.3399 | 6177.0415 | 210.1043 | -288.5682
2030-02-26 | 5 | -6.4264 | 355.6638 | -47.343 | -207.1075 | -1997.377 | -1023.5094 | -4300.7456 | -329.268 | 1330.8883 | -85.9134 | 3615.6301 | 131.3567 | 1776.4944 | -312.1632 | 1558.0219 | 390.0464 | 149.3505 | 209.9989 | -673.4634 | 505.777 | -939.49 | -2835.3035 | -27.0846 | -41.3992 | 4434.1187 | -1129.2062 | -2149.4304 | -461.5864 | -81.6896 | 390.4304 | 228.8936 | 2.4806 | -1426.7587 | 235.9695 | 6.0478 | 1627.1686 | 1343.199 | -757.14 | 63.0425 | 1.0013 | -2820.6184 | -334.3006 | 3455.053 | 1484.9901 | 4493.4331 | -3.2161 | -360.744 | 3161.1099 | 260.29 | 1222.6914 | -279.7171 | -1441.2273 | -456.0319 | 6010.9976 | 210.1043 | -301.6779
2030-02-26 | 6 | -9.8396 | 845.2087 | -52.3861 | -265.426 | -1827.7843 | -1318.6116 | -5043.1304 | 0.99202 | 1.0047 | -124.4427 | 3957.156 | 69.1794 | 1992.6213 | -277.6244 | 1759.7678 | 427.3141 | 208.696 | 209.9989 | -597.9863 | 254.1104 | -1117.9294 | -3566.1699 | -87.5864 | -63.1523 | 4016.8831 | -1512.4424 | -1600.4639 | -591.1572 | -108.5684 | 401.195 | 728.9782 | 3.0024 | -952.0186 | 160.981 | 6.2335 | 2164.6279 | 1879.8436 | -877.5011 | 1.0024 | 30.3179 | -2480.3584 | -437.1039 | 3613.77 | 1401.3707 | 4795.6084 | -288.6828 | -910.5791 | 2890.0337 | -732.5031 | 948.8892 | -378.0472 | -1492.9998 | -0.91167 | 6287.4697 | 210.1043 | -239.4868
2030-02-26 | 7 | -14.4534 | 607.2198 | -56.8951 | -272.0093 | -1958.7733 | -1073.226 | -4704.0957 | -331.6385 | -528.3893 | -172.7548 | 3979.6987 | 86.2775 | 1601.0352 | -127.9918 | 2154.5608 | 887.9049 | 462.0486 | 209.9989 | -565.6483 | 613.8075 | -1094.3297 | -4608.2368 | -51.4553 | -64.9883 | 3774.8516 | -1252.725 | -2058.9402 | -500.7573 | -103.0905 | 437.0644 | 291.6169 | 4.3785 | -1454.0862 | 361.2762 | 3.7698 | 2340.5459 | 2289.9011 | -623.6579 | -33.5916 | 450.1296 | -2905.8213 | -514.8579 | 4090.0146 | 1428.5167 | 5020.498 | -240.0217 | -363.9224 | 2853.8584 | -1229.0327 | 1025.3929 | -793.2971 | -1806.4462 | 92.5363 | 4931.1152 | 210.1042 | -252.2835
2030-02-26 | 8 | -16.2458 | 998.3924 | -65.9408 | -357.6549 | -1880.4493 | -1431.5171 | -5963.7988 | -178.6264 | -259.759 | -351.6827 | 3936.3123 | 161.7001 | 1424.2672 | -161.0763 | 2089.1677 | 793.8135 | 454.5115 | 209.9989 | -566.772 | 581.1707 | -1143.2416 | -3757.9153 | -53.8497 | -54.3171 | 3759.1348 | -1585.0248 | -1409.5884 | -624.3746 | -101.3537 | 468.8162 | 974.0582 | 1067.6486 | -899.9528 | 138.8269 | 3.8703 | 2202.6506 | 3329.0574 | -694.088 | -2.2085 | 313.3239 | -2195.1404 | -652.0192 | 3868.2114 | 1357.682 | 4972.5239 | -263.7981 | -663.7833 | 2475.5566 | -1080.5709 | 793.6851 | -937.5071 | -1655.0804 | 178.901 | 6429.2202 | 210.1043 | -190.3766
2030-02-26 | 9 | -17.8584 | 1052.7847 | -66.6998 | -404.6444 | -1901.0482 | -1495.8036 | -6698.6455 | -311.9619 | 1.0066 | -374.1302 | 3973.1814 | 114.6759 | 1567.5415 | -66.5105 | 2084.094 | 641.0681 | 414.9469 | 209.9989 | -524.6827 | 319.3787 | -1044.1809 | -3878.5015 | -90.7343 | -65.0039 | 3529.0952 | -1830.7828 | -1053.6509 | -665.9505 | -100.563 | 487.7492 | 1482.072 | 799.9611 | -497.9707 | 111.8221 | 3.6872 | 2380.3088 | 3391.3103 | -883.9669 | -294.9799 | -3.7023 | -1864.4906 | -744.4213 | 3586.7693 | 1234.4329 | 4392.1089 | -258.7818 | -1838.2645 | 3580.2776 | -508.1885 | 488.759 | -2252.7156 | -940.9666 | 161.3637 | 7134.5947 | 210.1043 | -253.6075
2030-02-26 | 10 | -16.4824 | 1148.2131 | -60.7371 | -410.4167 | -1964.1088 | -1489.5986 | -6489.9521 | -424.544 | 798.0068 | -381.6831 | 3958.7219 | 57.8769 | 1587.6046 | 35.0321 | 2114.0439 | 609.7747 | 394.173 | 209.9989 | -504.6188 | 239.6066 | -778.7143 | -3672.6267 | -142.2486 | -56.1686 | 3381.5789 | -1862.4287 | -920.1898 | -678.6929 | -105.5375 | 435.7943 | 1435.0635 | 452.7565 | -348.2724 | 61.6454 | 3.531 | 2256.0488 | 3300.8435 | -666.7716 | -2.3746 | 370.34 | -2025.4668 | -886.8284 | 3838.2483 | 1325.4082 | 4905.4722 | -255.482 | -1022.1619 | 2407.5381 | -743.0253 | 312.4202 | -2046.2876 | -867.1979 | 326.514 | 7587.2646 | 210.1042 | -163.9417
2030-02-26 | 11 | -24.0731 | 1046.8533 | -62.4381 | -449.2115 | -1996.2661 | -1316.2452 | -5894.4146 | -609.609 | 714.2064 | -333.2457 | 3988.9771 | 119.4496 | 1790.9426 | 270.3521 | 2116.7983 | 577.0569 | 347.9659 | 209.9989 | -493.4208 | 557.0588 | -899.2971 | -3997.603 | -109.6556 | -48.945 | 3247.8853 | -1919.8464 | -1625.1553 | -665.8917 | -105.2944 | 329.9363 | 1248.8795 | 347.6286 | -607.6373 | 273.6065 | 2.6815 | 2118.8779 | 3553.4104 | -707.7313 | -2.2755 | 364.6776 | -2083.1816 | -698.2573 | 4029.0217 | 1315.2404 | 5044.3447 | -254.6395 | -1280.3945 | 2035.561 | -566.3783 | 462.0133 | -2273.4915 | -654.3556 | 367.5344 | 6477.2319 | 0.10427 | -223.5493
2030-02-26 | 12 | -26.2712 | 1033.078 | -61.3454 | -483.3635 | -1817.7275 | -1373.3655 | -6608.8975 | 0.99676 | 1.0027 | -280.9667 | 4011.8003 | 136.4615 | 1800.731 | 250.1205 | 2130.3201 | 572.9265 | 213.7984 | 209.9989 | -381.9701 | 631.5827 | -998.1614 | -4745.1626 | -83.925 | -49.9623 | 2443.2788 | -2011.3552 | -1833.4923 | -697.3729 | -103.8223 | 354.4415 | 1365.8446 | 3.9286 | -600.8419 | 257.0085 | 1.671 | 1816.3665 | 3644.0908 | -689.5485 | 1.0015 | 449.7206 | -2188.208 | -592.848 | 4075.5129 | 1323.7803 | 5061.1172 | -256.5892 | -1199.9513 | 2036.0952 | -1022.1052 | 766.567 | -1460.5978 | -917.0104 | 19.6904 | 7649.3765 | 0.10427 | -263.1162
2030-02-26 | 13 | -28.2648 | 1100.6052 | -60.8313 | -475.5919 | -1758.3075 | -1363.364 | -6647.9478 | 0.98981 | -2.88 | -232.0219 | 4031.9199 | 80.3761 | 1781.7156 | 263.2714 | 2187.0881 | 546.8946 | 224.9814 | 209.9989 | -402.779 | 401.8753 | -1127.8563 | -5174.1372 | -119.2928 | -50.6202 | 2572.1111 | -2060.3384 | -1516.1306 | -686.8619 | -108.3779 | 294.7821 | 1465.469 | 4.5744 | -497.4781 | 382.0437 | 2.0151 | 1858.5554 | 3484.3345 | -675.649 | 49.5488 | 449.7001 | -2136.5876 | -629.2073 | 4102.3774 | 1316.399 | 5065.8081 | -181.7498 | -1499.3666 | 2018.7848 | -1201.2787 | 751.2962 | -1095.3727 | -846.7895 | 66.6664 | 7998.7783 | 0.10427 | -268.2095
2030-02-26 | 14 | -23.0144 | 1174.6431 | -58.2284 | -479.0302 | -1823.5107 | -1395.4163 | -6471.0347 | 0.99453 | -2.9044 | -178.486 | 4024.6846 | 61.3457 | 1630.8057 | 49.3196 | 2193.5901 | 749.0805 | 227.0207 | 209.9989 | -370.152 | 438.0381 | -1218.6163 | -5111.9229 | -138.368 | -35.1294 | 2111.0349 | -1932.3007 | -1478.9542 | -697.6647 | -108.6904 | 223.5325 | 1694.8169 | -3.2381 | -482.4344 | 124.9415 | 2.8002 | 1750.4325 | 3365.0034 | -668.1093 | 46.1493 | 449.7784 | -2154.1648 | -672.1479 | 4057.5325 | 1325.2291 | 5068.4487 | -198.5605 | -1495.3534 | 1561.5211 | -1440.8722 | 802.6049 | -1249.0852 | -747.1965 | 1.0062 | 8788.1318 | 0.10427 | -275.5174
2030-02-26 | 15 | -18.0254 | 1052.0823 | -55.3214 | -457.6822 | -1489.7507 | -1343.4536 | -7452.832 | 518.3352 | -2.913 | -140.9691 | 3971.6287 | 85.9104 | 1552.0677 | 1.0001 | 2214.0291 | 406.8285 | 19.7385 | 209.9989 | -262.0664 | 607.8889 | -1131.817 | -5240.582 | -89.4103 | -39.2 | 1434.6257 | -1815.5432 | -1850.3541 | -684.3864 | -107.3304 | 314.0997 | 1571.6782 | -607.4978 | -588.3063 | 31.456 | 2.1036 | 1489.7482 | 2353.0076 | -681.1533 | 0.99998 | 449.6564 | -2148.8669 | -506.4531 | 4224.4644 | 1356.0448 | 5063.4443 | -59.9799 | -1682.395 | 1205.264 | -2030.1438 | 825.4181 | -1027.5265 | -1319.3179 | -145.5008 | 7577.2222 | 0.10427 | -243.3266
2030-02-26 | 16 | -19.7535 | 866.2542 | -55.4851 | -460.4665 | -1685.1459 | -1233.5231 | -6399.5601 | 1.0014 | -13.1718 | -132.0498 | 3952.6013 | 91.995 | 1520.7664 | 161.0074 | 1981.8187 | 99.6991 | -134.0752 | 209.9989 | -269.2036 | 621.152 | -1105.8257 | -5115.7432 | -85.3955 | -44.0605 | 1524.9858 | -1861.8239 | -1872.5336 | -659.0893 | -95.749 | 296.0222 | 1413.3907 | 1.0003 | -514.2591 | 66.3269 | 2.1254 | 1618.9514 | 3007.3777 | -705.0438 | -2.2792 | 449.7177 | -2043.8173 | -473.5125 | 4258.2607 | 1386.2104 | 5060.8335 | -5.5825 | -1806.66 | 1457.7627 | -1907.9468 | 774.2623 | -1141.373 | -1258.0516 | -237.4966 | 8114.5225 | 0.10427 | -250.6339
2030-02-26 | 17 | -16.9339 | 791.4863 | -54.2795 | -424.6771 | -2046.5535 | -1172.7609 | -5400.5391 | -361.4124 | -2.8706 | -125.2758 | 3920.1028 | 110.6484 | 1332.6492 | 162.1196 | 1951.4059 | -198.5128 | -120.604 | 209.9989 | -316.302 | 562.3662 | -1058.105 | -5017.8496 | -98.2631 | -48.3413 | 1888.759 | -1803.9036 | -1895.1478 | -638.2482 | -94.5894 | 276.3004 | 1281.0112 | 1.0039 | -555.6417 | 5.5382 | 2.124 | 1862.4248 | 2662.4268 | -734.8701 | -97.9489 | 449.7758 | -1991.9324 | -535.0815 | 4350.9375 | 1426.8595 | 5073.6191 | -3.2876 | -1628.9915 | 1943.5381 | -1459.619 | 683.8134 | -1380.0281 | -860.7858 | -173.7556 | 8266.9375 | 0.10427 | -267.9968
2030-02-26 | 18 | -11.486 | 951.4424 | -51.2747 | -390.4395 | -1612.8953 | -1218.5491 | -5985.9414 | 0.99536 | 1.0026 | -147.2857 | 3896.3191 | 69.9781 | 1289.5007 | 130.0084 | 1990.1681 | -302.1797 | 4.4322 | 209.9989 | -318.1491 | 615.4381 | -913.7034 | -4408.0698 | -112.8966 | -57.4731 | 2076.4375 | -1687.7614 | -1841.3241 | -624.7853 | -105.0399 | 299.0117 | 1109.9485 | 0.99742 | -602.4655 | -40.3352 | 2.9192 | 1901.5282 | 1760.6122 | -900.2652 | -247.669 | 449.797 | -1891.4872 | -586.1019 | 4441.6846 | 1456.5247 | 5067.8652 | -129.6783 | -1996.0325 | 2095.9368 | -1794.7471 | 597.6496 | -1124.3092 | -1227.0968 | -1.3557 | 5960.7246 | 0.10427 | -234.3844
2030-02-26 | 19 | -9.5254 | 1138.5222 | -47.7301 | -346.4655 | -1698.332 | -1103.0281 | -6308.4849 | 182.6151 | 0.99984 | -122.0533 | 3879.8079 | 134.4322 | 1603.1157 | 372.8842 | 2025.7902 | -310.907 | -57.0095 | 209.9989 | -393.1257 | 547.5208 | -924.5886 | -4661.1279 | -112.5803 | -63.0052 | 2690.02 | -1480.0569 | -1860.6681 | -550.8397 | -118.4516 | 388.1176 | 796.1617 | 1.0021 | -829.8781 | -1.199 | 1.9843 | 1911.6171 | 1217.5283 | -984.9133 | -382.9208 | 355.3888 | -2101.8184 | -598.1666 | 4576.5938 | 1440.1927 | 5072.0107 | -245.2151 | -1996.0967 | 1942.2029 | -1904.1385 | 583.1453 | -423.8232 | -1624.6608 | 271.9651 | 2915.4753 | 0.10427 | -191.4866
2030-02-26 | 20 | -7.9491 | 1230.6788 | -54.0556 | -334.2036 | -2007.5348 | -1322.5754 | -5749.2651 | -106.2308 | 670.9504 | -153.2647 | 3896.8911 | 71.026 | 1664.0073 | 512.1801 | 2242.2808 | -168.9095 | -51.1684 | 209.9989 | -499.5858 | 379.0356 | -888.7862 | -4013.4609 | -162.4769 | -64.3421 | 3306.134 | -1673.9865 | -1346.0461 | -597.3698 | -119.8759 | 376.3979 | 934.5446 | 556.8776 | -604.0787 | -126.6374 | 2.9348 | 2070.4495 | 1456.5026 | -755.4745 | -467.5014 | 450.642 | -2011.9338 | -879.6348 | 4868.0073 | 1473.7405 | 5065.3892 | -20.8879 | -1590.3639 | 1888.2374 | -616.8928 | 354.9114 | -504.738 | -937.0521 | 135.1234 | 2878.0623 | 0.10427 | -166.5031
2030-02-26 | 21 | -18.1061 | 1081.3457 | -55.9224 | -337.3992 | -1999.9138 | -1237.8107 | -6060.2866 | -265.9158 | 856.1356 | -196.3573 | 3863.9727 | 0.99993 | 1505.4058 | 625.2635 | 2369.0444 | -95.7121 | -0.46164 | 209.9989 | -532.3984 | 294.1325 | -703.0544 | -3238.3652 | -143.4338 | -71.2778 | 3511.1304 | -1718.5291 | -997.1089 | -589.2324 | -112.9969 | 413.2642 | 1167.8538 | 910.5712 | -430.8703 | -79.2919 | 2.7905 | 2346.5435 | 1621.7522 | -800.0362 | -629.4354 | 450.777 | -1825.5098 | -829.5945 | 4834.0615 | 1484.6396 | 5062.2261 | -159.9169 | -1268.7047 | 2238.3875 | -604.6155 | 260.5082 | -954.9755 | -713.5984 | 20.1205 | 2970.1182 | 0.10427 | -219.8907
2030-02-26 | 22 | -38.1683 | 947.4845 | -63.5442 | -383.9486 | -1979.1516 | -1204.9388 | -5663.0283 | -532.393 | 1170.2919 | -209.1657 | 3868.926 | -32.2399 | 1462.3575 | 569.3588 | 2326.6582 | -244.8689 | 216.7553 | 209.9989 | -619.3222 | 510.1681 | -771.4862 | -2726.5261 | -70.5695 | -61.6988 | 3975.9917 | -2105.6541 | -776.2351 | -600.804 | -100.9645 | 444.6873 | 1543.2046 | 2597.7861 | 51.4143 | 309.8626 | 6.8324 | 2792.1299 | 3001.561 | -582.5517 | -504.5783 | 450.6896 | -1966.9752 | -605.371 | 4890.6763 | 1527.8484 | 5059.3354 | 79.815 | -1057.7444 | 2599.3696 | -463.2722 | 684.0002 | -78.2119 | -1118.5027 | 247.8472 | 6225.2412 | 0.10427 | -214.4052
2030-02-26 | 23 | -31.1197 | 989.9332 | -62.0141 | -345.7112 | -1989.5475 | -1077.7623 | -5089.6426 | -1030.8807 | 1034.0027 | -157.2819 | 3941.3765 | 57.8787 | 922.7997 | 471.3679 | 2049.3064 | -288.6671 | 261.6338 | 209.9989 | -627.4044 | 966.6329 | -936.0966 | -2638.3386 | -94.4777 | -67.0593 | 4020.1277 | -1992.4664 | -1519.957 | -534.6951 | -106.6329 | 240.3583 | 1104.5969 | 2520.3667 | -446.8657 | 562.6097 | 6.2501 | 2801.6987 | 2074.79 | -341.7494 | -21.1194 | 450.3601 | -2042.6041 | -466.8116 | 4322.4297 | 1554.1403 | 5036.9683 | 147.5714 | -563.7625 | 2937.3176 | 4.548 | 813.2161 | -623.1149 | -908.6216 | 0.98933 | 5361.9067 | 210.1043 | -262.0142
2030-02-26 | 24 | -32.0666 | 767.686 | -61.0321 | -342.7744 | -2048.2539 | -1065.3002 | -5998.123 | -993.23 | 884.556 | -213.9086 | 3909.1714 | -48.1663 | 1043.9796 | 79.2187 | 1939.2413 | -301.3199 | 265.4483 | 209.9989 | -572.0157 | 445.5322 | -1109.4327 | -2935.4822 | -142.7338 | -85.4507 | 3653.999 | -2175.5415 | -1300.717 | -552.4758 | -104.8941 | 158.9788 | 902.8561 | 2189.1599 | -253.7374 | 480.4848 | 6.1025 | 2746.677 | 1423.8461 | 143.3542 | 621.8359 | 449.9539 | -1857.432 | -539.4113 | 4146.5366 | 1820.2863 | 5025.5757 | 722.1205 | -279.6852 | 3461.4695 | 1079.9629 | 791.0491 | -1502.7479 | -301.7643 | -427.0463 | 6533.0601 | 210.1042 | -323.1591
2030-02-27 | 1 | -16.661 | 331.4556 | -47.278 | -348.0091 | -918.4976 | -898.9274 | -8826.8701 | 1708.0614 | 1503.4106 | -100.4885 | 3699.9517 | -19.2585 | 2062.615 | -341.7545 | 1127.0487 | -416.8775 | -381.09 | 209.9989 | -491.3494 | 334.3069 | -642.1552 | -1885.1554 | 19.7158 | -30.2346 | 3561.2861 | -1647.6787 | -1100.5179 | -562.932 | -92.3836 | 627.6138 | 616.7982 | 772.7171 | -595.8574 | 250.6595 | 5.2106 | 672.9579 | 1511.601 | -57.4791 | 368.883 | 225.368 | -2547.4146 | -19.7704 | 3745.5569 | 1603.4939 | 4994.021 | -2.7548 | -272.5666 | 1929.1044 | -905.2594 | 911.7153 | -583.4693 | -1397.1991 | 398.8861 | 4492.7881 | 210.1042 | -85.0998
2030-02-27 | 2 | -9.6891 | 1523.5498 | -45.5693 | -353.3227 | -409.1757 | -1489.9545 | -9836.6816 | 2678.9326 | 1562.77 | -126.5122 | 3003.4895 | -155.8037 | 1984.1271 | -500.6049 | 821.6868 | 543.0997 | -348.6689 | 209.9989 | -476.0237 | 165.668 | -427.0161 | -2188.835 | -93.4046 | -53.6601 | 3723.3806 | -1986.5514 | -1533.0883 | -750.8121 | -139.0758 | 467.153 | 373.9123 | 5.8816 | -704.9185 | -73.5407 | 3.6444 | 811.7512 | -838.0984 | 1 | 387.656 | 127.3192 | -2386.6934 | -271.8004 | 3449.9761 | 1515.1208 | 4759.9316 | -2.6454 | -276.6116 | 1425.0668 | -1952.8457 | 484.2263 | -1539.9814 | -2034.0779 | 944.9395 | 854.9128 | 210.1043 | -38.11
2030-02-27 | 3 | 34.2972 | 2253.2092 | -26.6282 | -234.4754 | -140.7184 | -1963.9413 | -11559.7822 | 3383.8403 | 1765.4778 | -104.971 | 3554.8633 | -69.4896 | 2003.4769 | -388.748 | 1050.6095 | 1226.486 | -848.3997 | 209.9989 | -536.6041 | 122.4573 | -818.2231 | -4899.3979 | -240.4065 | -14.4706 | 3446.0444 | -1181.9437 | -2129.4653 | -912.9708 | -181.608 | 213.6225 | 247.1831 | -3942.3682 | -856.4819 | -1100.0656 | 1.3376 | 250.3943 | -4373.146 | 1.0052 | 368.5092 | 0.98824 | -2323.8035 | -564.7234 | 3199.6985 | 1556.9841 | 4504.3423 | -2.923 | -276.509 | 2280.6423 | -1026.0327 | 411.7778 | -1087.3616 | -2109.3293 | 1331.9849 | -1547.5908 | 210.1043 | -8.3731
2030-02-27 | 4 | 22.1216 | 2871.948 | -29.0814 | -391.138 | 59.3816 | -2301.3582 | -12121.1426 | 3738.9001 | 1680.9072 | -138.9664 | 3747.7529 | -106.4177 | 2036.2538 | -388.2682 | 1255.0883 | 1557.4161 | -642.2454 | 209.9989 | -333.0678 | 58.9075 | -993.1305 | -4894.7241 | -272.0296 | 7.9668 | 2252.1646 | -1892.0687 | -1704.5781 | -1047.6716 | -195.0819 | 176.177 | 1554.564 | -2982.6799 | -431.0969 | -1038.9963 | 0.81218 | -576.9598 | -3205.1506 | -1.585 | 202.5092 | 150.3278 | -1883.9739 | -596.6782 | 3218.6882 | 1514.9739 | 4332.5181 | -2.8699 | -272.3882 | 2440.0393 | -998.23 | 270.2047 | -849.2242 | -2372.0046 | 1369.1073 | -737.1258 | 210.1042 | 22.6938
2030-02-27 | 5 | 16.3815 | 2764.8384 | -42.3123 | -359.846 | 330.8533 | -2370.4028 | -12746.1357 | 4210.3408 | 1299.7166 | -130.5867 | 3847.1707 | -97.3518 | 2146.9753 | -436.8692 | 1197.1511 | 1724.6836 | -498.6268 | 209.9989 | -194.2758 | -69.2236 | -730.6252 | -4007.7263 | -233.8498 | -19.252 | 1848.6348 | -1846.8109 | -1449.449 | -1047.7002 | -192.1435 | 323.2785 | 1577.3071 | -3246.5796 | -492.0559 | -979.2984 | 0.81727 | -469.2014 | -3200.7219 | -63.0004 | 1.0009 | 378.2527 | -2256.8042 | -525.7874 | 3270.5754 | 1500.5175 | 4136.0449 | -2.6396 | -272.3869 | 1928.5061 | -1856.2694 | 360.1567 | -856.0972 | -3035.2192 | 995.7876 | -254.2179 | 210.1042 | 40.8673
2030-02-27 | 6 | 0.99978 | 2404.0691 | -42.4262 | -428.7049 | 774.8666 | -2340.4316 | -13832.0459 | 5024.7314 | -2.997 | -102.1102 | 3676.137 | -23.51 | 2152.02 | -355.3894 | 1409.7595 | 1410.5071 | -224.9417 | 209.9989 | -309.0577 | -239.4699 | -583.8829 | -3049.5928 | -97.7564 | -13.2081 | 2488.1646 | -1840.6705 | -691.2278 | -1033.9846 | -174.7255 | 702.1107 | 1927.4491 | -1021.4343 | -428.429 | -611.0768 | 0.78339 | -411.0904 | -2325.2388 | -173.6289 | 163.0139 | 449.2919 | -2473.0879 | -220.4127 | 3434.5356 | 1458.4105 | 4404.3833 | -2.6011 | -272.518 | 159.1684 | -4370.5791 | 650.2766 | 690.9915 | -3984.9761 | 572.6344 | -727.9362 | 210.1043 | 57.4336
2030-02-27 | 7 | -21.3876 | 1966.2399 | -59.6069 | -357.2201 | 879.7323 | -2284.1467 | -14065.918 | 5036.6738 | -1025.9625 | -98.7332 | 3819.9363 | 1.7554 | 2044.8737 | -314.9016 | 1640.4568 | 1269.3301 | -85.3062 | 209.9989 | -214.2858 | -556.2458 | -571.8709 | -2521.4614 | -100.7641 | -20.3329 | 1935.9763 | -2071.4204 | 151.78 | -989.1201 | -160.2038 | 859.6925 | 2647.0767 | 4.7466 | -193.9604 | -308.6985 | 0.68337 | -419.5706 | -1094.8378 | -593.3457 | 0.99921 | 449.399 | -2531.7249 | -318.9809 | 4021.481 | 1407.0042 | 5010.7329 | -235.407 | -348.3763 | 855.4918 | -4162.4058 | 510.2295 | 915.3415 | -4492.1567 | 92.1642 | 46.612 | 210.1043 | -1.0085
2030-02-27 | 8 | -21.8795 | 1789.6038 | -65.8959 | -369.4077 | 635.9619 | -2188.6062 | -14391.7656 | 4728.9922 | -901.2938 | -121.8028 | 3876.9844 | 82.2145 | 1822.0703 | -199.6967 | 1899.8054 | 707.4355 | -298.2995 | 209.9989 | -231.0307 | -371.4125 | -866.8639 | -3204.2451 | -89.1591 | 18.4641 | 1844.394 | -1952.6306 | -267.7738 | -945.1233 | -152.8633 | 782.1199 | 2676.6265 | 1.003 | -413.2698 | -352.4371 | 0.69202 | -1215.1692 | -1507.307 | -644.7299 | -62.4979 | 449.5561 | -2472.8945 | -242.0554 | 4408.7017 | 1421.1989 | 5043.9229 | -3.9127 | -955.3643 | 1289.8561 | -3831.8289 | 691.1231 | 855.6465 | -3605.5718 | 1.0184 | -1725.2589 | 210.1043 | -56.7956
2030-02-27 | 9 | -20.2192 | 1593.5927 | -65.7327 | -371.9141 | 399.9181 | -2161.7019 | -14797.5908 | 4525.8413 | -702.8007 | -219.1322 | 3879.2747 | 131.8323 | 1576.6479 | -143.6299 | 2100.0369 | 345.9675 | -349.1077 | 209.9989 | -242.2383 | -174.7061 | -912.5656 | -3070.5713 | -38.4299 | 48.645 | 1888.6505 | -1878.7595 | -289.9365 | -931.6257 | -136.8111 | 804.792 | 2577.3394 | 0.99638 | -547.0267 | -391.3983 | 0.71691 | -1739.4382 | -1702.2145 | -481.2844 | 1.0019 | 449.5112 | -2455.6992 | -83.6172 | 4409.5674 | 1387.326 | 5066.7139 | -3.4773 | -1161.0475 | 1481.6699 | -3058.406 | 873.8334 | 717.6584 | -3556.3853 | -258.5743 | -378.3337 | 210.1042 | -114.3484
2030-02-27 | 10 | -5.5063 | 1741.6633 | -37.1224 | -434.308 | 315.3651 | -2070.8223 | -14624.5908 | 4404.6914 | -292.0158 | -236.3995 | 3848.9512 | 141.9731 | 1595.7892 | -16.3885 | 2076.5693 | 480.0232 | -405.4033 | 209.9989 | -210.6919 | -222.7461 | -815.4113 | -2638.8286 | -60.2227 | 53.3569 | 1777.6855 | -1816.5923 | -133.5535 | -943.8223 | -137.358 | 770.2833 | 2567.6956 | 0.99929 | -535.6471 | -518.7918 | 0.71697 | -1876.2355 | -1941.1533 | -306.7809 | -2.3992 | 449.5051 | -2362.3726 | -190.5383 | 4494.3486 | 1390.7885 | 5080.3535 | 1.0045 | -1350.1083 | 1154.2164 | -3447.2461 | 784.147 | 1.0052 | -3554.7041 | -280.5478 | 704.7839 | 210.1043 | -132.1866
2030-02-27 | 11 | 4.6313 | 1848.6625 | -56.4157 | -488.2402 | 282.9467 | -2085.7285 | -14428.8418 | 4417.4019 | -312.556 | -273.7289 | 3880.7832 | 16.0552 | 1598.8474 | 111.693 | 2131.301 | 693.9802 | -560.5408 | 209.9989 | -233.61 | -245.7428 | -860.4541 | -3084.2961 | -75.6445 | 65.7659 | 1810.6343 | -1900.575 | 7.7419 | -968.184 | -141.6008 | 735.9598 | 2492.2886 | -682.0461 | -550.0759 | -797.0297 | 0.75284 | -2056.4387 | -2993.1348 | -481.1085 | 18.2286 | 449.5134 | -2340.8306 | -222.834 | 4493.7563 | 1378.4524 | 5077.562 | -3.4202 | -1522.4307 | 1175.7223 | -3111.0806 | 796.8157 | -204.9189 | -3569.0637 | -346.7455 | 3347.1477 | 210.1043 | -134.2719
2030-02-27 | 12 | 20.0193 | 1981.0684 | -36.3019 | -446.9602 | 142.1439 | -2109.2046 | -14140.1182 | 4145.6357 | -386.429 | -320.1663 | 3915.647 | 1.0007 | 1584.5907 | 152.9481 | 2092.3391 | 1126.0116 | -565.2697 | 209.9989 | -238.1599 | -240.6294 | -962.085 | -4024.9714 | -111.9244 | 37.5274 | 1566.6613 | -1932.6899 | -56.2343 | -990.5349 | -144.3701 | 638.7438 | 2211.7439 | -2016.0052 | -539.3196 | -1009.3569 | 0.74825 | -1852.6312 | -3351.9956 | -533.6882 | -74.3379 | 449.5556 | -2343.0955 | -291.3206 | 4560.7778 | 1391.3964 | 5078.1226 | -3.1983 | -1545.2234 | 964.9293 | -2922.488 | 759.9902 | -64.2912 | -3343.0017 | -267.4851 | 5570.3091 | 210.1042 | -117.1211
2030-02-27 | 13 | 41.4075 | 1485.3 | -22.7101 | -237.9372 | 75.755 | -1750.5441 | -13977.8545 | 3808.8877 | -681.7837 | -332.8161 | 3948.2834 | 82.802 | 1581.0298 | -148.1225 | 2066.5369 | 1176.7932 | -645.9669 | 209.9989 | -241.0313 | -149.166 | -978.02 | -4129.9331 | -125.6631 | 26.9795 | 1438.2942 | -903.9489 | -383.4907 | -833.9095 | -143.9942 | 552.2338 | 1419.8032 | -3554.5652 | -886.564 | -1229.9054 | 0.63402 | -1265.193 | -4316.7617 | -467.5313 | -2.1593 | 449.537 | -2309.4573 | -357.0817 | 4474.3711 | 1355.6387 | 5078.8071 | -3.2375 | -1490.9464 | 1297.4233 | -2145.0354 | 762.4389 | -78.9241 | -2906.7122 | -210.3415 | 92.9658 | 0.10427 | -129.7008
2030-02-27 | 14 | 48.0335 | 1386.1146 | -20.1312 | -161.0929 | 20.6702 | -1721.4276 | -13905.4834 | 3734.9795 | -946.3926 | -221.8589 | 3920.7195 | 14.1858 | 1557.0044 | -116.4346 | 2145.4373 | 1591.5709 | -700.28 | 209.9989 | -248.1259 | -111.021 | -996.2791 | -3756.8147 | -101.2881 | 16.9444 | 1529.5262 | -697.0858 | -393.4967 | -806.8097 | -141.8268 | 572.3 | 1193.7021 | -4816.5503 | -948.9435 | -1341.6763 | 0.66535 | -866.7509 | -4789.7334 | -492.9806 | -19.7553 | 449.5535 | -2269.342 | -276.0511 | 4493.314 | 1329.5392 | 5079.1421 | -3.4323 | -1436.9016 | 1082.666 | -2114.7354 | 779.5315 | 175.9346 | -2715.1753 | -91.5236 | -63.2343 | 0.10427 | -134.1505
2030-02-27 | 15 | 52.746 | 1407.658 | -17.8472 | -133.0384 | 0.99914 | -1786.1139 | -13974.1826 | 3688.6692 | -1202.9972 | -238.1363 | 3953.6167 | 74.2239 | 1512.8688 | -116.4458 | 2138.3218 | 1902.4135 | -753.6716 | 209.9989 | -246.5528 | -28.8551 | -941.5477 | -3690.0391 | -75.6826 | 17.2129 | 1476.4255 | -582.6241 | -314.5114 | -819.6632 | -137.7388 | 594.2468 | 1089.91 | -5974.6802 | -1018.7686 | -1452.9589 | 0.70426 | -705.7318 | -5008.2065 | -551.3502 | -19.4955 | 449.8398 | -2278.7014 | -192.3916 | 4642.0249 | 1370.9226 | 5079.7944 | 134.4315 | -1390.2932 | 1364.1014 | -1678.4991 | 800.9971 | 1042.5581 | -2868.0378 | 0.50993 | 1663.1097 | 0.10427 | -104.3181
2030-02-27 | 16 | 40.4432 | 1370.3755 | -23.5495 | -188.1702 | -95.7553 | -1761.363 | -13415.8057 | 3282.2153 | -1396.0614 | -203.4498 | 3944.1753 | 55.3571 | 1158.6288 | -17.2256 | 2071.3489 | 1516.1262 | -443.957 | 209.9989 | -226.8991 | 7.0609 | -989.4103 | -3575.5623 | -76.9455 | -6.3593 | 1259.6609 | -777.2047 | 23.9871 | -820.3181 | -130.6566 | 555.0999 | 1435.4261 | -5081.0947 | -573.0142 | -1223.7986 | 3.0005 | -26.857 | -4157.606 | -463.4176 | -2.7411 | 449.8423 | -2302.073 | -208.3408 | 4539.8472 | 1354.1305 | 5080.1396 | 30.4723 | -1379.5303 | 2171.3101 | -827.3992 | 938.0662 | 1274.3113 | -2915.7764 | -218.7768 | 2748.3186 | 0.10427 | -119.1403
2030-02-27 | 17 | 31.4472 | 958.9932 | -27.7159 | -192.9967 | -862.8879 | -1368.0305 | -11056.2314 | 1814.4664 | -215.0855 | -116.1274 | 3931.9419 | 166.2984 | 1272.5754 | 237.3038 | 2075.0059 | 2006.1984 | -174.2311 | 209.9989 | -237.126 | 259.9359 | -1121.2878 | -3871.0076 | -97.6704 | -5.4028 | 1177.1624 | -539.8145 | -759.0959 | -688.8577 | -118.0274 | 348.2525 | 894.4404 | -3933.8408 | -961.9885 | -927.2095 | 2.1614 | -186.3673 | -3530.3757 | -452.6155 | 13.3498 | 449.7804 | -2238.8105 | -274.6103 | 4370.0005 | 1315.4135 | 5067.9502 | -134.3965 | -1465.4998 | 2071.929 | -1125.3954 | 903.9383 | 598.1475 | -1720.4346 | -0.56417 | 3196.696 | 0.10427 | -179.4081
2030-02-27 | 18 | 16.7492 | 833.5752 | -35.1213 | -228.7303 | -1341.0521 | -1182.1067 | -9305.5225 | 498.0235 | -11.9301 | -122.0757 | 3940.2461 | 195.0006 | 1306.9808 | 367.1534 | 2124.8535 | 1756.7479 | 81.3756 | 209.9989 | -235.2591 | 352.6993 | -1511.6899 | -4397.1211 | -140.124 | -11.4197 | 964.5786 | -773.2835 | -1000.9799 | -589.1031 | -114.0579 | 158.9161 | 902.7222 | -2399.2283 | -739.1946 | -629.1033 | 3.7003 | 420.8569 | -2760.5085 | -45.4682 | 1.0007 | 449.7124 | -2050.0872 | -351.7359 | 4388.7905 | 1270.8357 | 5084.2578 | -226.3392 | -903.8524 | 2259.498 | -1065.946 | 932.0956 | 293.816 | -1160.6306 | 1.0039 | 2496.6377 | 0.10427 | -219.2696
2030-02-27 | 19 | -5.751 | 1024.4694 | -49.021 | -335.404 | -863.7646 | -1255.9484 | -8835.9531 | 746.1364 | -2.8935 | -209.6975 | 3944.9924 | 171.8644 | 1627.12 | 358.2764 | 2136.5996 | 1046.2728 | 244.7068 | 209.9989 | -254.374 | 536.8902 | -1143.175 | -3905.0173 | -147.9025 | -51.3563 | 1405.5046 | -1441.8911 | -567.7003 | -619.5755 | -121.5633 | 248.4278 | 1279.9774 | -321.8337 | -236.8664 | -232.8284 | 4.8387 | 1082.4178 | -1644.0818 | -162.7906 | 1.0001 | 0.99839 | -1721.8262 | -456.4098 | 4171.5029 | 1271.4073 | 4812.0845 | -248.6429 | -1422.7544 | 2247.3594 | -1126.3794 | 701.0352 | -80.2584 | -1720.1252 | 15.8892 | 2434.3247 | 0.10427 | -253.8961
2030-02-27 | 20 | -17.3038 | 1243.8972 | -58.9246 | -387.2097 | -1408.8518 | -1270.4852 | -7874.6104 | 127.8483 | 1.0035 | -307.5967 | 3951.3691 | 155.0139 | 1075.4338 | 421.4912 | 2157.1636 | 513.6163 | 306.7102 | 209.9989 | -560.1916 | 651.1856 | -1305.3297 | -4283.8906 | -196.2391 | -25.2618 | 2784.7966 | -1792.1794 | -1090.4838 | -616.4453 | -132.0143 | 121.9156 | 1600.0278 | 847.6494 | -188.9317 | 33.2529 | 5.3754 | 1083.7738 | -1092.3446 | -501.7963 | -274.6076 | -3.004 | -1784.365 | -771.4299 | 4304.271 | 1319.4493 | 4673.4258 | -250.7598 | -1430.9238 | 2827.9714 | -165.2799 | 870.731 | -35.4149 | -670.2979 | -526.2029 | 1721.7218 | 0.10427 | -326.6792
2030-02-27 | 21 | -13.6978 | 1413.9407 | -56.9947 | -351.1019 | -1784.7231 | -1341.4507 | -7695.5894 | -289.4291 | 568.2971 | -293.6039 | 3929.5576 | 130.9577 | 389.6879 | 441.9902 | 2181.2603 | 321.7852 | 272.5899 | 209.9989 | -645.3417 | 550.8384 | -1239.95 | -4127.6787 | -217.7147 | -27.1036 | 3338.4243 | -1768.3674 | -1292.6957 | -596.0865 | -131.4768 | 143.8525 | 1474.1394 | 565.2391 | -181.2826 | 2.6373 | 5.5002 | 1486.9716 | -1237.3179 | -16.9092 | -107.6345 | 450.3564 | -1632.6891 | -835.9548 | 4899.9746 | 1484.8928 | 5067.4043 | 1.0019 | -666.8248 | 3342.75 | 457.6105 | 761.2065 | -538.7094 | -457.4057 | 0.99288 | 3137.3145 | 0.10427 | -349.9522
2030-02-27 | 22 | -10.63 | 1420.7183 | -52.9538 | -302.7818 | -1841.8323 | -1365.1306 | -6257.2959 | -715.2619 | 785.7925 | -265.1598 | 3900.5984 | 132.9684 | 220.5764 | 431.0694 | 2170.853 | 637.9133 | 322.5408 | 209.9989 | -735.4686 | 619.6127 | -1224.9686 | -3770.98 | -176.0495 | -25.0356 | 3875.376 | -1685.0325 | -1472.6077 | -607.0812 | -121.4944 | 184.5536 | 1517.046 | 775.8174 | -275.9502 | 0.99925 | 5.5029 | 1692.91 | -977.7183 | 307.2492 | 262.6844 | 450.1336 | -1596.0219 | -689.1035 | 4632.792 | 1595.5463 | 5044.2266 | 119.1341 | -346.1682 | 3713.9353 | 487.6845 | 940.4065 | -549.4842 | -436.2142 | 1.0241 | 4367.8926 | 210.1043 | -435.6258
2030-02-27 | 23 | -7.0773 | 1453.4332 | -50.9836 | -267.6176 | -1869.8982 | -1416.563 | -5475.1616 | -1005.6089 | 1160.9526 | -169.3577 | 3853.4929 | 55.4862 | 817.5445 | 443.8641 | 2180.1526 | 590.4449 | 314.1712 | 209.9989 | -648.2437 | 717.7403 | -1002.0694 | -3383.4424 | -169.7994 | -42.1397 | 3548.9792 | -1630.2749 | -1655.7715 | -614.6544 | -120.6185 | 131.3935 | 1434.8934 | 673.8502 | -298.7589 | -77.4535 | 5.5922 | 1927.5349 | -880.8998 | -53.7153 | 361.3086 | 449.94 | -1766.1326 | -637.3375 | 4131.9556 | 1453.2134 | 5007.9829 | -34.2857 | -366.769 | 3830.731 | 541.3271 | 622.664 | -1089.483 | -968.0909 | 418.0907 | 3718.4062 | 210.1043 | -367.6532
2030-02-27 | 24 | -10.467 | 1361.7808 | -46.9663 | -250.9582 | -1924.8882 | -1300.657 | -4794.8198 | -1153.1428 | 1545.4166 | -178.274 | 3830.5852 | 36.6335 | 867.5021 | 51.1747 | 2226.0132 | 410.4206 | 339.7389 | 209.9989 | -532.9487 | 727.168 | -1001.2288 | -2643.2358 | -152.4148 | -64.5954 | 2885.3379 | -1686.4363 | -1345.2838 | -584.4897 | -115.0637 | 148.2581 | 1256.8334 | 1575.8612 | -284.0108 | 48.0498 | 5.3563 | 2281.9407 | -26.5042 | -470.088 | 39.9622 | 0.99992 | -1572.0155 | -523.6863 | 3183.3704 | 1345.7357 | 4135.8076 | -287.6979 | -1064.7578 | 3730.739 | 758.5233 | 453.8179 | -1654.9707 | -456.6061 | 688.9977 | 2546.3523 | 210.1043 | -287.914
2030-02-28 | 1 | -9.4932 | 1483.2542 | -41.5225 | -326.0528 | -2017.3311 | -1192.3932 | -4163.2344 | -1040.1877 | 1873.7852 | -159.2867 | 3872.6426 | 53.4492 | 384.7531 | -56.1089 | 1944.3671 | 100.0609 | 461.1612 | 209.9989 | -425.1326 | 284.7565 | -1519.5691 | -2741.6606 | -215.1064 | -92.4745 | 2079.5164 | -1841.1049 | -725.0062 | -583.5732 | -119.805 | -11.1315 | 1168.5336 | 1551.9009 | -228.0667 | 146.7102 | 5.3171 | 2435.7864 | 709.04 | -44.7394 | 359.7496 | 1.0011 | -1212.3876 | -530.4988 | 3540.3992 | 1431.4579 | 4609.085 | -27.1861 | -277.369 | 3519.6094 | 971.3551 | 305.5623 | -2484.886 | -48.6985 | 490.5326 | 2218.0859 | 210.1043 | -287.0418
2030-02-28 | 2 | -10.6078 | 1413.9421 | -39.8227 | -322.4145 | -1987.9937 | -1136.4668 | -3052.8796 | -1145.3412 | 2180.9194 | -159.5923 | 3876.1113 | 0.99983 | 694.5499 | -260.3009 | 1780.1144 | 107.6948 | 658.7682 | 209.9989 | -441.2101 | 255.453 | -1342.9952 | -3000.0107 | -259.8819 | -88.8471 | 2344.1565 | -1808.4515 | -1004.6099 | -558.1687 | -118.7396 | -94.654 | 1109.6227 | 1804.723 | -413.1877 | 281.3683 | 4.8199 | 2225.7505 | 1267.4785 | 1.0011 | 270.6005 | 450.1175 | -1419.0927 | -763.534 | 3493.0945 | 1461.0326 | 4475.3184 | -3.7767 | -277.2594 | 3694.9102 | 1103.2484 | 393.3253 | -3015.3508 | 0.99495 | 189.1164 | 3537.844 | 210.1042 | -329.4175
2030-02-28 | 3 | -13.0154 | 784.9675 | -37.1042 | -286.8936 | -2016.8635 | -799.1076 | -2742.1592 | -1169.0133 | 2254.1108 | -151.0409 | 3875.6902 | -38.6642 | 1041.8374 | -254.4625 | 1638.5037 | -1145.9277 | 337.6225 | 209.9989 | -416.1834 | 323.0786 | -1348.7899 | -3342.9536 | -179.0908 | -41.7735 | 2275.6274 | -1594.6876 | -1497.4669 | -431.287 | -92.3933 | -7.3689 | 786.5873 | 1631.0934 | -771.1977 | 461.2171 | 4.3476 | 916.2563 | 1011.519 | 9.7973 | 208.226 | 450.1787 | -1564.4343 | -549.9876 | 3425.05 | 1452.3386 | 4337.4849 | 1.0149 | -277.2671 | 3566.427 | 830.6938 | 585.875 | -2261.6284 | -224.0918 | 318.2095 | 4717.4307 | 210.1043 | -240.3087
2030-02-28 | 4 | -29.1364 | 758.6179 | -40.0322 | -415.2226 | -1560.3523 | -711.53 | -3720.6521 | -391.4154 | 2229.408 | -140.0705 | 3916.3369 | -34.3815 | 1445.7166 | -359.4514 | 1544.3154 | -354.5317 | 429.2516 | 209.9989 | -197.0115 | 127.5481 | -831.6195 | -3566.9138 | -209.3494 | -55.9724 | 1356.8143 | -1920.9231 | -1351.2264 | -461.7423 | -97.8558 | 118.1715 | 1391.6311 | 3331.1755 | -577.8115 | 708.8121 | 3.8824 | 838.8836 | 2957.8115 | -115.9501 | 460.0496 | 1.0024 | -2168.2305 | -731.8481 | 3497.6099 | 1513.0801 | 4711.2139 | 1.0082 | -277.0515 | 3179.0864 | 412.0612 | 511.3622 | -2431.0933 | -642.8489 | 631.6333 | 4677.9985 | 210.1043 | -191.1052
2030-02-28 | 5 | -41.0022 | 480.7811 | -46.5943 | -487.398 | -1293.186 | -722.1573 | -4001.2581 | -2.8063 | 2063.741 | -138.9514 | 3910.9988 | -39.0944 | 1726.3793 | -350.9057 | 1595.2424 | -34.8467 | 482.306 | 209.9989 | -216.3172 | 72.1949 | -846.1819 | -4299.5142 | -179.7513 | -61.8059 | 1448.5251 | -2255.4268 | -1452.2462 | -519.2369 | -93.36 | 210.7634 | 1638.0281 | 4055.5107 | -444.4462 | 954.4529 | 3.2819 | 993.1762 | 4446.228 | -381.0423 | 0.88453 | 243.2429 | -2275.4148 | -644.8844 | 3675.3228 | 1481.981 | 4437.0215 | -3.4818 | -276.4993 | 2982.9236 | -141.9014 | 602.6885 | -2013.5178 | -1186.5573 | 534.6135 | 5894.0498 | 210.1043 | -158.2675
2030-02-28 | 6 | -42.3045 | 541.4939 | -51.1356 | -582.0059 | -471.09 | -975.5764 | -6877.7734 | 1700.0792 | 1126.2904 | -122.054 | 3865.0305 | 61.7585 | 2125.2185 | -355.7129 | 1532.9886 | 403.4594 | 285.2876 | 209.9989 | -229.0546 | 62.3206 | -834.4509 | -4369.3369 | -41.6584 | -48.5404 | 1557.5078 | -2489.4912 | -1430.7303 | -627.6099 | -93.5514 | 572.0567 | 1675.1385 | 3237.0393 | -452.7849 | 783.6384 | 0.61134 | 828.9933 | 4819.3223 | -671.9238 | 1.0004 | 126.5412 | -2339.3904 | -160.6961 | 3958.1948 | 1399.8998 | 4923.3945 | -295.2173 | -272.3987 | 1978.9471 | -1807.7482 | 666.7497 | -458.8928 | -2926.5088 | 532.6655 | 7832.3164 | 210.1043 | -24.1222
2030-02-28 | 7 | -37.757 | 777.5757 | -54.7718 | -657.2104 | -52.9975 | -1305.2513 | -8913.4482 | 2776.5684 | -200.218 | -120.2952 | 3817.9104 | 22.9576 | 1751.3103 | -283.2242 | 1799.2026 | 524.0902 | 193.7235 | 209.9989 | -234.9935 | -127.2819 | -1061.564 | -4478.0322 | 15.5702 | -43.7715 | 1599.3344 | -2541.4932 | -954.1517 | -741.4431 | -102.424 | 799.2056 | 2123.5015 | 2719.3892 | -225.2601 | 523.4951 | 0.62752 | 622.9804 | 4315.2427 | -449.5636 | -2.5625 | 350.1306 | -2534.894 | -0.17852 | 4093.335 | 1396.2166 | 4999.4976 | -181.438 | -462.6786 | 993.4831 | -3043.3076 | 811.6176 | 377.8579 | -2938.7727 | -232.4344 | 8155.374 | 210.1043 | -56.5651
2030-02-28 | 8 | -18.6655 | 593.3334 | -55.7487 | -547.2343 | -521.1259 | -1163.6316 | -8392.2773 | 1743.287 | -2.7986 | -127.3083 | 3933.1238 | 123.8904 | 1774.458 | -136.3523 | 2118.9021 | 426.7325 | -89.884 | 209.9989 | -245.6931 | 158.4592 | -1552.5927 | -4569.5474 | -23.9401 | -14.4913 | 1340.3831 | -1886.3877 | -1181.3551 | -653.8221 | -102.0474 | 531.4911 | 1656.4236 | 1033.3365 | -635.783 | 187.4099 | 0.63971 | -98.2611 | 2144.9143 | -474.0226 | -79.5443 | 449.5025 | -2272.1921 | 245.9155 | 4476.1802 | 1378.7711 | 5018.6797 | -3.1979 | -904.6694 | 1499.0197 | -2567.6975 | 877.535 | 99.7061 | -1820.6309 | -0.41222 | 7183.7646 | 210.1042 | -132.3863
2030-02-28 | 9 | -24.5405 | 426.7282 | -57.673 | -602.2418 | -1059.4604 | -988.8358 | -7629.7651 | 676.1487 | -133.3213 | -242.4848 | 3927.032 | 195.0007 | 1740.0413 | -148.7706 | 2092.6208 | 395.2712 | -104.8528 | 209.9989 | -243.1381 | 239.9533 | -1624.4344 | -4196.4502 | -53.7502 | -4.0634 | 1353.5996 | -1961.1995 | -912.8226 | -624.4902 | -93.5062 | 410.9961 | 1880.8472 | 1763.9758 | -411.1725 | 301.2975 | 1.3403 | -210.753 | 3474.2859 | -428.6044 | -23.6014 | 449.4165 | -2190.4482 | 203.4032 | 4520.9912 | 1365.3691 | 5051.4189 | -2.9257 | -1161.8466 | 1148.2279 | -2693.8972 | 880.5182 | -437.0406 | -898.8085 | -0.94776 | 8595.3096 | 210.1043 | -193.2847
2030-02-28 | 10 | -21.6597 | 607.6461 | -55.9911 | -629.7634 | -1191.5865 | -1060.9028 | -7510.7368 | 504.9615 | -25.9829 | -291.056 | 3923.0952 | 15.145 | 1836.4861 | -151.6516 | 2135.623 | 372.9044 | -224.9692 | 209.9989 | -237.8216 | 345.3909 | -1618.9459 | -4101.8428 | -51.3913 | -6.2995 | 1313.1191 | -1982.8657 | -1358.048 | -650.821 | -93.2081 | 360.6241 | 1692.0275 | 1223.5101 | -566.6829 | 215.7145 | 0.87264 | -365.0552 | 3578.2622 | -481.0683 | -1.9783 | 449.4751 | -2195.8965 | 188.4599 | 4426.2256 | 1356.3025 | 5063.1611 | -107.6694 | -1067.2705 | 918.266 | -2481.0337 | 890.7287 | -513.8543 | -732.7739 | -26.1501 | 8576.3516 | 210.1042 | -204.9224
2030-02-28 | 11 | -19.0503 | 759.8735 | -55.7631 | -628.0952 | -1247.6296 | -1136.8533 | -7359.5908 | 300.2656 | -27.1907 | -311.6143 | 3932.3611 | -18.4584 | 1804.3781 | -148.2823 | 2135.7051 | 472.3403 | -221.1378 | 209.9989 | -238.0089 | 699.0168 | -1684.1637 | -4199.5811 | -48.5115 | -21.7377 | 1154.9733 | -1951.2083 | -1668.3774 | -661.1843 | -92.4746 | 264.5357 | 1535.595 | 555.5166 | -604.3272 | 149.0147 | 1.8179 | -18.4786 | 3470.4297 | -578.1963 | -138.5656 | 449.5994 | -2244.2288 | 217.0468 | 4403.6895 | 1375.6552 | 5063.4458 | -251.9871 | -1125.4238 | 1072.3782 | -1933.9191 | 946.6488 | -371.3886 | -832.8333 | -85.6739 | 8251.7002 | 210.1043 | -209.6023
2030-02-28 | 12 | -28.3659 | 814.8 | -57.8477 | -613.0152 | -1893.4893 | -1031.5099 | -5836.543 | -693.7051 | -2.8755 | -396.4832 | 3910.113 | -0.30196 | 1511.9414 | -144.5977 | 2142.0845 | 354.6673 | -2.7918 | 209.9989 | -268.5567 | 689.562 | -1724.4548 | -3672.886 | -104.5815 | -42.7473 | 1279.2812 | -2123.9768 | -1477.623 | -619.8634 | -97.0915 | 113.2216 | 1720.6029 | 1360.1367 | -337.5595 | 472.7321 | 3.549 | 670.7986 | 4640.8003 | -549.4531 | -2.0905 | 311.4924 | -2092.2646 | 22.5645 | 4258.5029 | 1393.5939 | 5070.2905 | -251.3325 | -1115.3435 | 1966.4425 | -453.9738 | 907.2765 | -674.9799 | -268.0521 | -1.5459 | 7999.7466 | 210.1043 | -241.8165
2030-02-28 | 13 | -25.4032 | 819.2615 | -55.5308 | -582.0602 | -1941.8206 | -1020.4282 | -5756.6445 | -871.1423 | 1.0037 | -393.1573 | 3927.2947 | 0.43656 | 1466.5369 | -72.4671 | 2140.6006 | 344.2108 | -12.8529 | 209.9989 | -317.0511 | 699.1637 | -1788.9684 | -4268.105 | -109.5021 | -47.585 | 1509.6324 | -2059.0127 | -1552.7043 | -616.1434 | -96.3427 | 68.2826 | 1638.5192 | 1012.2902 | -341.1692 | 430.9225 | 3.8461 | 1457.5818 | 4530.2642 | -556.668 | -106.0188 | 274.8662 | -2079.6228 | 13.3762 | 4278.3906 | 1383.6128 | 5074.4688 | -252.0061 | -1169.2195 | 1785.6752 | -334.1459 | 933.3432 | -701.5193 | -193.1469 | -1.499 | 8119.6011 | 210.1042 | -246.9603
2030-02-28 | 14 | -18.6023 | 926.7213 | -52.6388 | -562.824 | -1680.4565 | -1165.871 | -6739.6143 | -272.2771 | -2.8827 | -391.5149 | 3969.7766 | 22.0697 | 1251.1948 | -34.882 | 2109.0845 | 1601.6819 | 244.6402 | 209.9989 | -407.859 | 722.176 | -1818.6814 | -5026.3174 | -84.3812 | -36.1037 | 2055.0642 | -1919.0902 | -1506.5634 | -650.8518 | -97.2805 | 128.9239 | 1668.2563 | -111.9574 | -380.4967 | 151.4021 | 3.7877 | 1507.8275 | 3515.8145 | -536.325 | -133.5 | 449.5659 | -2201.05 | 95.3641 | 4425.5942 | 1436.5135 | 5072.207 | -252.0616 | -1022.5715 | 1726.9402 | -509.137 | 1039.5151 | -242.3845 | -505.3454 | 1.0012 | 8544.291 | 210.1043 | -233.32
2030-02-28 | 15 | -19.9456 | 1009.4184 | -55.6792 | -547.7941 | -1912.9786 | -1180.0165 | -5623.5068 | -1074.5757 | 1.0037 | -394.5378 | 4009.4976 | 23.2033 | 1130.3108 | 43.0972 | 2125.5681 | 1548.076 | 296.7227 | 209.9989 | -517.7997 | 647.4381 | -1841.1224 | -5309.8062 | -115.2362 | -33.6458 | 2847.866 | -2018.2383 | -1652.9174 | -646.1434 | -107.8574 | 97.8327 | 1571.7242 | 4.4363 | -377.5249 | 163.1795 | 2.9402 | 1885.0347 | 3279.7937 | -684.1916 | -292.3355 | 429.2309 | -2097.2764 | 62.1448 | 4596.5259 | 1506.0193 | 5074.9468 | -250.131 | -1388.2047 | 2000.922 | -117.9561 | 924.4869 | -228.9774 | -965.7766 | -320.3126 | 9699.752 | 210.1043 | -212.7468
2030-02-28 | 16 | -21.3787 | 1140.0197 | -55.6401 | -555.502 | -1927.9513 | -1292.7095 | -6243.6138 | -792.2027 | 220.4487 | -387.4311 | 3998.363 | -16.4876 | 1527.3953 | 192.5692 | 2118.9954 | 1774.631 | 351.5044 | 209.9989 | -545.2017 | 194.0422 | -1620.7596 | -4471.6733 | -144.7413 | -51.4584 | 3181.2573 | -2299.0811 | -691.7043 | -677.5471 | -110.0852 | 228.1068 | 1732.976 | 279.9257 | 71.6211 | 49.3059 | 3.881 | 2147.5024 | 3538.2107 | -716.3476 | -349.9373 | 230.6825 | -1753.1472 | -33.8014 | 4817.3979 | 1526.4238 | 5073.6953 | -250.8461 | -1996.0552 | 1909.765 | 68.7245 | 525.8321 | -693.4896 | -955.5543 | -3.1758 | 10576.7588 | 210.1043 | -233.9026
2030-02-28 | 17 | -15.6745 | 1265.1534 | -52.0053 | -498.6524 | -1940.4783 | -1275.2495 | -5497.0332 | -859.3074 | 1.0035 | -290.8097 | 3946.8167 | 33.8783 | 1273.3428 | 309.0806 | 2133.4541 | 1477.3611 | 387.9161 | 209.9989 | -576.8946 | 493.9672 | -1379.1486 | -3675.2834 | -139.4426 | -48.2547 | 3388.2334 | -2135.6655 | -330.0222 | -639.0822 | -108.1573 | 253.2385 | 1620.417 | 4.5757 | 141.7462 | -28.4953 | 4.8642 | 2116.3633 | 3356.3088 | -811.8143 | -514.3576 | 367.9414 | -1500.3303 | -82.712 | 4981.2051 | 1567.3124 | 5076.7402 | -252.8913 | -1996.2888 | 2001.0618 | 161.6697 | 340.425 | -1110.4812 | -756.4671 | -240.7481 | 9538.3896 | 210.1043 | -297.1872
2030-02-28 | 18 | -23.7326 | 1009.7463 | -54.9711 | -453.9555 | -1947.6117 | -951.003 | -1888.3339 | -1015.3264 | -2.7654 | -238.7763 | 4010.5127 | 92.5687 | 363.7458 | 358.0562 | 2151.8215 | 855.7866 | 402.6024 | 209.9989 | -742.3917 | 530.369 | -1567.3331 | -3845.4824 | -182.8977 | -22.8578 | 3377.5659 | -1824.4344 | -1670.7731 | -527.7542 | -101.9245 | 79.696 | 1651.1373 | 1113.0242 | -155.0421 | 380.1451 | 5.9044 | 1584.3409 | 4062.5242 | -195.0194 | -473.798 | 450.2662 | -1532.5055 | -345.2794 | 5289.3335 | 1675.0919 | 5077.5596 | 50.4269 | -2001.4773 | 2883.1023 | 137.6385 | 764.0469 | -649.3784 | -50.2993 | -736.6984 | 7341.5288 | 210.1043 | -378.9769
2030-02-28 | 19 | -21.0035 | 1268.1661 | -59.5235 | -453.4981 | -1928.2922 | -1163.9978 | -2120.637 | -748.46 | 603.2589 | -274.3964 | 3930.8767 | 6.3047 | 0.99884 | 503.7135 | 2280.9221 | 739.9236 | 266.059 | 209.9989 | -779.0979 | 331.0477 | -1475.5712 | -3547.5439 | -220.4104 | -36.2044 | 3606.3762 | -1921.5758 | -1334.631 | -597.0166 | -118.6527 | 149.3128 | 1943.5564 | 1761.1107 | -32.2011 | 273.9953 | 4.2018 | 2032.0551 | 3947.1597 | -345.0244 | -620.3702 | 450.2985 | -1654.1602 | -420.814 | 5494.7144 | 1572.327 | 5074.0625 | 39.6351 | -2000.0687 | 2628.8362 | 72.0154 | 468.0342 | -551.7749 | -150.6543 | 56.2951 | 6205.7217 | 210.1043 | -311.1302
2030-02-28 | 20 | -43.4116 | 1026.1948 | -66.6341 | -485.7971 | -1852.6776 | -914.6326 | -1381.2859 | -908.2443 | 193.3392 | -339.313 | 3938.8066 | 21.9566 | 568.4589 | 576.5868 | 2357.5088 | 384.0646 | 316.1831 | 209.9989 | -771.4338 | 356.6117 | -1343.4052 | -3358.6367 | -211.0561 | -31.8684 | 3535.3462 | -1994.5679 | -1398.5093 | -528.1172 | -112.1125 | 129.7468 | 2065.1128 | 2783.7563 | 4.3666 | 495.7804 | 4.4785 | 2023.3401 | 4527.9287 | -320.807 | -562.9695 | 450.5738 | -1601.9716 | -574.4597 | 5500.9258 | 1582.0305 | 5067.4634 | 145.7883 | -1934.9767 | 2719.5547 | 46.2836 | 316.9524 | 0.99162 | -737.2819 | 229.5211 | 5987.8491 | 210.1043 | -192.8009
2030-02-28 | 21 | -43.3114 | 941.7714 | -66.8278 | -481.3974 | -1834.375 | -982.6998 | -1689.65 | -1170.6611 | 490.816 | -360.1027 | 3969.3572 | 70.637 | 347.9058 | 510.058 | 2270.0881 | 101.7685 | 307.2122 | 209.9989 | -777.6403 | 374.7031 | -1483.7483 | -3431.6536 | -271.3636 | -28.2216 | 3559.1113 | -1939.0797 | -1230.2406 | -497.0452 | -111.7217 | 57.759 | 1941.6113 | 2810.5647 | 126.3828 | 462.668 | 5.9949 | 2068.5337 | 4003.3276 | -166.0349 | -305.4996 | 450.4643 | -1669.1626 | -713.5456 | 5365.0791 | 1661.8889 | 5068.4326 | 308.7256 | -1576.8354 | 3041.3928 | 549.3833 | 423.3261 | -172.4454 | -411.1132 | 1.0056 | 5786.0332 | 210.1043 | -243.6611
2030-02-28 | 22 | -38.6287 | 1152.8044 | -67.7044 | -458.7668 | -1855.7062 | -1162.1053 | -2356.4917 | -643.535 | 828.6183 | -287.4181 | 3973.1687 | 32.6332 | 1.0191 | 510.6781 | 2274.6206 | 33.4042 | 306.9633 | 209.9989 | -820.7531 | 473.4285 | -1442.2499 | -3782.1555 | -228.4559 | -20.0134 | 3844.9075 | -1975.7618 | -1497.0408 | -556.248 | -117.9464 | 126.7108 | 1822.8171 | 2185.5359 | 71.4826 | 338.1299 | 5.7104 | 1983.4708 | 2645.0935 | 74.3385 | 82.4883 | 450.3332 | -1731.651 | -527.8868 | 5169.7207 | 1796.0714 | 5062.604 | 576.2661 | -1317.71 | 3363.1628 | 1017.3448 | 629.1689 | 0.99985 | 138.2849 | 216.9261 | 5905.5234 | 210.1043 | -313.3793
2030-02-28 | 23 | -23.7249 | 1244.4124 | -66.067 | -459.1338 | -1505.5629 | -1125.3312 | -3272.2815 | -372.5187 | 1.0044 | -248.2309 | 4015.3843 | 137.299 | 449.555 | 373.2025 | 2197.2322 | -507.3223 | 240.2774 | 209.9989 | -813.8366 | 722.4347 | -1529.2837 | -4198.2847 | -197.2838 | -5.5108 | 3753.8433 | -1821.9919 | -2162.7375 | -565.2212 | -121.8025 | 27.4818 | 1480.3652 | 1481.0304 | -176.0621 | 386.377 | 5.8421 | 1450.3337 | 1825.9729 | 108.269 | 325.2441 | 450.1264 | -1857.2385 | -330.9151 | 4785.5132 | 1858.1575 | 5047.9678 | 579.3304 | -784.3685 | 3335.8125 | 781.6588 | 785.3198 | -524.519 | 0.99954 | -148.1342 | 5012.5151 | 210.1042 | -391.6776
2030-02-28 | 24 | -18.5902 | 1311.4353 | -62.0522 | -444.5008 | -1927.1943 | -1200.6895 | -4592.3726 | -1431.5139 | 378.0222 | -161.5197 | 4007.9763 | 129.9056 | 1599.2509 | 260.9568 | 2037.4506 | -41.7542 | 255.0602 | 209.9989 | -680.1644 | 921.2727 | -1526.8248 | -3782.9558 | -206.1913 | -33.2576 | 3757.4956 | -1961.7528 | -1136.351 | -585.627 | -117.0587 | -58.5855 | 1186.5244 | 443.1615 | -179.3483 | 7.1153 | 5.7081 | 2148.6675 | 906.452 | -774.8768 | -38.6404 | 75.6159 | -1720.0681 | -238.6923 | 4230.6665 | 1694.6151 | 5026.7329 | -3.2494 | -612.8239 | 2803.2727 | 640.3658 | 553.0168 | -849.9807 | 1.0001 | 350.5506 | 6637.5781 | 210.1043 | -264.6014
2030-03-01 | 1 | -19.2415 | 1265.2921 | -58.7203 | -469.5192 | -1544.738 | -1160.3705 | -5527.9707 | -695.2673 | 1737.2125 | -134.5206 | 3899.0195 | 170.5576 | 1541.4709 | 193.7282 | 1956.39 | 22.6664 | 243.6632 | 209.9989 | -531.9539 | 492.6817 | -1585.5127 | -4807.0103 | -274.3413 | -43.6588 | 2689.6948 | -1995.7896 | -1757.2803 | -598.5046 | -118.7553 | -145.9493 | 988.3291 | 951.3031 | -263.5374 | 154.9513 | 5.1023 | 2235.689 | 1747.8367 | -523.4955 | -34.867 | 296.3943 | -1983.1053 | -523.6227 | 4073.4912 | 1727.5471 | 5000.8657 | -3.7976 | -276.6845 | 3033.7822 | 1370.8186 | 726.9627 | -1614.1522 | 0.99817 | 1.0058 | 5047.7275 | 210.1043 | -342.7745
2030-03-01 | 2 | 1.6226 | 2074.9243 | -52.9136 | -514.6713 | -541.6976 | -1784.2589 | -9044.6377 | 2098.4778 | 2153.718 | -112.8503 | 3837.116 | 143.8378 | 1046.6665 | 0.99933 | 1963.7587 | -346.2268 | -539.3371 | 209.9989 | -205.6269 | 189.1933 | -1228.3423 | -5182.2095 | -365.2787 | -18.0493 | 1185.9961 | -2047.8892 | -1577.8097 | -914.2764 | -166.259 | -53.6862 | 1616.594 | -1024.316 | -237.8123 | -586.9583 | 0.81271 | -47.9574 | -1574.177 | -296.8228 | 143.128 | 347.6955 | -2134.2603 | -823.1196 | 3877.2307 | 1800.5736 | 4962.6479 | 0.99944 | -278.2572 | 2853.1782 | 966.9487 | 240.3595 | -2799.1665 | -754.2889 | 1068.1426 | 839.3638 | 210.1043 | -224.0617
2030-03-01 | 3 | -21.0565 | 2378.9995 | -69.4033 | -427.23 | -243.018 | -2068.0735 | -10360.5107 | 2719.854 | 1998.12 | -130.5598 | 3708.8047 | 35.6921 | 1940.916 | -194.1863 | 1880.2915 | -653.8144 | -308.9616 | 209.9989 | -222.8031 | 281.2492 | -1165.0449 | -4651.7041 | -318.5162 | -37.579 | 1488.9047 | -2534.5295 | -1798.2019 | -963.0186 | -179.6888 | -8.6356 | 1645.6412 | 1.0012 | -198.6049 | -311.8835 | 0.80048 | 306.685 | -1396.4149 | -580.8045 | 1.001 | 415.429 | -2175.9136 | -591.424 | 3488.0649 | 1730.2786 | 4703.8027 | -3.3492 | -272.6774 | 2360.5166 | 102.0993 | 242.0587 | -1965.4585 | -1639.3989 | 1694.8923 | -2207.7444 | 210.1043 | -59.1626
2030-03-01 | 4 | -14.813 | 2537.2739 | -49.0768 | -414.1135 | -6.2495 | -2229.1912 | -11110.3779 | 3432.8291 | 2321.8616 | -118.0053 | 3643.4983 | 1.0011 | 1952.4149 | -284.0141 | 1667.6506 | -236.5195 | -140.5455 | 209.9989 | -226.1102 | 279.9818 | -1007.5316 | -3944.0308 | -256.3286 | -45.4663 | 1610.6958 | -2273.9529 | -1956.0986 | -1011.1475 | -181.1564 | 142.4092 | 1629.9924 | 2.8822 | -284.7544 | -323.0217 | 0.80139 | 422.3502 | -1465.5143 | -456.6459 | 148.9269 | 94.0074 | -2315.4788 | -407.9492 | 3618.2715 | 1711.6633 | 4972.7349 | -3.176 | -272.6528 | 1905.4597 | -458.0454 | 398.6021 | -1782.4758 | -1177.6624 | 1421.9657 | -2556.1292 | 210.1043 | -82.3828
2030-03-01 | 5 | -22.3723 | 2523.9204 | -68.2597 | -358.2992 | 251.6447 | -2376.9111 | -11910.5732 | 3995.7471 | 2279.4863 | -102.1603 | 3571.3809 | 1.0004 | 1958.153 | -334.7529 | 1565.5061 | 265.4381 | -20.4411 | 209.9989 | -229.4243 | 157.8264 | -929.8127 | -3970.249 | -239.4204 | -48.2024 | 1866.5825 | -2320.6914 | -1729.9862 | -1027.7969 | -184.8379 | 253.5129 | 1726.3417 | 3.8675 | -240.0998 | -339.6729 | 0.78491 | 521.0683 | -1767.4812 | -227.943 | 171.7052 | 143.3462 | -2411.2715 | -370.8091 | 3625.2632 | 1639.5739 | 4974.2202 | -3.0275 | -272.4323 | 1949.53 | -787.1928 | 385.6867 | -1504.0762 | -1829.6479 | 1414.5917 | -2928.7083 | 210.1043 | -42.8748
2030-03-01 | 6 | -26.6883 | 2316.1497 | -73.0928 | -375.2577 | 577.5104 | -2358.7583 | -12959.4941 | 4682.8325 | 1755.4417 | -208.3637 | 3582.2019 | 12.8133 | 2065.0869 | -322.6849 | 1615.3457 | 315.7845 | -17.7291 | 209.9989 | -222.966 | 132.9448 | -1108.4805 | -3730.7151 | -163.9435 | -48.6975 | 1897.8756 | -2505.1943 | -1808.2437 | -1022.1101 | -180.4367 | 441.6632 | 1945.7632 | 118.5186 | -115.1273 | -288.8557 | 0.74084 | 505.2005 | -1500.9901 | -373.8401 | 232.588 | 349.5391 | -2401.6204 | -72.9852 | 3647.1208 | 1635.0311 | 4985.8989 | -2.8552 | -272.5524 | 1687.1357 | -1498.2291 | 427.8288 | -650.2425 | -3070.7761 | 1187.5951 | -2032.84 | 210.1043 | 24.7815
2030-03-01 | 7 | -24.2824 | 1976.2957 | -68.2884 | -476.411 | 792.1884 | -2186.4922 | -13414.2041 | 4852.0659 | -2.9585 | -125.1754 | 3792.5105 | 45.025 | 2104.1665 | -243.9038 | 1838.984 | 154.5834 | -110.5091 | 209.9989 | -219.53 | 17.2147 | -1468.3744 | -3829.804 | -157.6789 | -44.5687 | 1921.4297 | -2696.8193 | -1330.8539 | -996.2449 | -166.0046 | 553.0297 | 2219.1416 | 274.7252 | 38.5654 | -259.8882 | 0.81348 | 256.9183 | -833.8246 | -1023.4006 | -356.1616 | 449.631 | -2015.842 | -75.7374 | 4180.5801 | 1413.6396 | 5003.8765 | -212.4791 | -788.776 | 2009.0936 | -1413.077 | 207.5459 | -120.9188 | -3255.428 | 635.7497 | -1743.7334 | 210.1043 | 119.9213
2030-03-01 | 8 | -21.1976 | 1564.594 | -85.4144 | -479.0555 | 545.3088 | -2064.8625 | -13714.3408 | 4538.3843 | -113.6064 | -176.9732 | 3825.5552 | 103.4419 | 1799.3719 | -178.7219 | 2071.2732 | 282.6754 | -218.5613 | 209.9989 | -212.1278 | -59.3226 | -1659.9336 | -3662.5974 | -165.6849 | -27.4949 | 1319.6655 | -2344.8479 | -1309.8439 | -949.5069 | -149.8707 | 511.3476 | 2519.8667 | 3.7205 | -8.1516 | -360.3199 | 0.71611 | 0.99548 | -1225.9999 | -766.4234 | -81.9429 | 449.4354 | -2070.9658 | -229.2047 | 3939.6709 | 1409.1088 | 5023.0811 | -264.4636 | -804.2955 | 1837.0839 | -1864.7058 | 391.8001 | 146.1219 | -2417.8159 | 373.9689 | 292.7895 | 210.1043 | 128.9185
2030-03-01 | 9 | -23.1966 | 1284.7411 | -84.9339 | -488.2087 | 216.1894 | -1937.3379 | -13705.1738 | 4046.6963 | -634.9006 | -257.9399 | 3886.4194 | 195.0001 | 1910.7468 | -222.7032 | 2022.281 | 330.0094 | -179.3899 | 209.9989 | -222.507 | 29.6904 | -1669.9062 | -3551.0688 | -125.6423 | -22.1235 | 1343.2139 | -2259.2219 | -1289.6564 | -910.1598 | -134.4426 | 551.5692 | 2499.5383 | 261.7702 | -37.8818 | -295.6671 | 0.66374 | -50.3245 | -1017.6998 | -682.7265 | 0.99932 | 449.5543 | -2128.8542 | -116.146 | 3852.4971 | 1343.5409 | 4997.6436 | -259.6339 | -947.1115 | 1594.0487 | -1708.2966 | 539.7371 | 1.0133 | -2011.3552 | -24.5047 | 1800.0991 | 210.1043 | 79.8187
2030-03-01 | 10 | -23.4188 | 1364.0479 | -79.2449 | -490.7278 | 248.7041 | -1934.5884 | -13886.459 | 4108.5771 | -984.2761 | -251.5081 | 3879.7612 | 195.0001 | 2132.7488 | -230.5556 | 2012.6655 | 517.3114 | -134.2869 | 209.9989 | -216.9117 | 61.9964 | -1616.0286 | -3490.1553 | -110.4232 | -26.6786 | 1322.7953 | -2284.3877 | -1264.5143 | -919.5134 | -130.8819 | 563.0542 | 2548.5168 | 87.5306 | -38.6981 | -274.5399 | 0.65621 | -53.7684 | -1019.2522 | -487.7197 | 44.2597 | 449.4577 | -2142.6558 | -96.9322 | 3918.1426 | 1298.0068 | 5065.877 | -256.355 | -648.3158 | 1073.3109 | -1987.5004 | 563.8234 | 1.0065 | -2425.7686 | -361.7661 | 1894.4293 | 210.1043 | 78.7915
2030-03-01 | 11 | -21.6664 | 1451.291 | -73.392 | -480.077 | 239.9395 | -1899.1991 | -13813.8906 | 4043.9363 | -983.5337 | -237.4616 | 3864.791 | 116.7475 | 2138.4526 | -212.3192 | 2050.2854 | 720.5906 | -102.1518 | 209.9989 | -206.2919 | 30.8922 | -1670.6923 | -3641.6169 | -128.3651 | -31.1636 | 1225.3749 | -2198.2603 | -1271.5719 | -915.9424 | -133.753 | 531.0859 | 2643.947 | 3.4876 | -5.055 | -288.0958 | 0.64266 | -90.5778 | -1051.3071 | -87.4625 | 0.99833 | 449.5337 | -2059.6697 | -134.4113 | 4086.8757 | 1298.512 | 5074.8159 | -194.7209 | -666.9558 | 931.6535 | -2017.3059 | 529.947 | -47.0331 | -2464.5935 | -308.3859 | 1863.7275 | 210.1043 | 78.7904
2030-03-01 | 12 | -21.03 | 1598.766 | -71.9198 | -487.8157 | 232.4501 | -1936.8527 | -13787.3271 | 3984.0107 | -725.5529 | -227.0716 | 3833.4106 | 127.9333 | 2138.3728 | -218.9728 | 2012.9695 | 1011.2266 | -157.5944 | 209.9989 | -212.181 | 64.4184 | -1706.3755 | -3675.8655 | -134.8927 | -34.6949 | 1163.0291 | -2356.7207 | -1297.7386 | -935.4749 | -134.9475 | 488.3745 | 2629.0315 | 3.541 | -14.3944 | -337.78 | 0.57186 | -67.2814 | -1123.1957 | -37.3081 | 1.0054 | 449.5164 | -1881.8416 | -116.1083 | 4071.4727 | 1301.7305 | 5077.9531 | -235.6117 | -706.6658 | 903.3856 | -1709.7587 | 513.9468 | 0.99047 | -2511.4939 | 0.12264 | 1707.661 | 210.1043 | 86.2359
2030-03-01 | 13 | -22.1114 | 1635.6962 | -68.5739 | -469.6609 | 231.1882 | -1851.8002 | -13579.8428 | 3832.3196 | -614.8455 | -350.49 | 3805.5032 | -2.024 | 1677.6157 | -239.2697 | 1971.613 | 1239.8707 | -206.4538 | 209.9989 | -224.4524 | 97.5704 | -1585.1652 | -3656.634 | -151.3425 | -25.0328 | 1156.6249 | -2341.2163 | -1417.2804 | -914.4948 | -138.9627 | 438.5741 | 2606.0842 | 4.1832 | -8.8598 | -323.3705 | 0.539 | -189.3625 | -1097.9517 | -439.8916 | 168.1301 | 449.5622 | -2088.8713 | -204.798 | 4135.4688 | 1385.2394 | 5068.4404 | -36.6804 | -866.2438 | 2125.6926 | -679.907 | 582.4932 | 0.98984 | -2485.668 | 0.67569 | 1064.3889 | 210.1043 | 49.7347
2030-03-01 | 14 | -15.9699 | 1785.6384 | -57.8821 | -545.7948 | 368.1158 | -1888.2758 | -13941.1152 | 4173.0361 | -870.6859 | -369.8447 | 3795.5859 | -1.7487 | 1770.6459 | -266.5667 | 1881.4335 | 1287.4553 | -261.8928 | 209.9989 | -207.9117 | 59.7817 | -1431.0149 | -3457.4082 | -108.6785 | -25.8878 | 1025.8164 | -2661.198 | -1264.327 | -946.6132 | -141.4086 | 556.5915 | 2552.1277 | 0.98691 | -14.5634 | -373.9582 | 0.51047 | -173.7592 | -1140.391 | -598.7219 | 0.99881 | 449.4426 | -2198.0266 | -145.3579 | 4129.0078 | 1397.969 | 5069.1465 | -193.8959 | -1004.3161 | 1775.6062 | -1073.3481 | 669.8938 | 22.4781 | -2678.0815 | -115.0977 | 2593.9485 | 210.1043 | 0.017795
2030-03-01 | 15 | -13.4718 | 1851.257 | -54.1665 | -609.6237 | 492.892 | -1963.8604 | -14134.6309 | 4328.0254 | -1414.5316 | -322.0506 | 3780.5085 | 9.634 | 1831.7589 | -241.634 | 2004.5944 | 1374.7067 | -275.7498 | 209.9989 | -208.6468 | 13.3122 | -1317.7577 | -3064.0632 | -77.1698 | -21.2974 | 1100.0713 | -2578.7473 | -1012.6488 | -972.1835 | -140.7473 | 638.8007 | 2622.0159 | 1.0047 | -8.535 | -446.2191 | 0.55924 | -337.6764 | -1222.0023 | -509.2885 | 107.8161 | 449.6002 | -2074.0083 | -2.4114 | 4152.1641 | 1384.6879 | 5066.7236 | -3.2988 | -1035.9719 | 1586.0416 | -1190.509 | 706.8759 | 16.6358 | -2889.5684 | -386.1624 | 4063.0566 | 210.1042 | -40.759
2030-03-01 | 16 | -4.5203 | 1928.3966 | -51.9436 | -590.0399 | 396.1144 | -2062.6035 | -13917.2881 | 4154.2124 | -1461.0337 | -249.0164 | 3760.0752 | 123.8114 | 1746.7175 | -263.6932 | 1871.2025 | 1726.8495 | -475.6096 | 209.9989 | -209.188 | -62.2235 | -1171.908 | -3001.3206 | -122.5242 | -27.8724 | 1125.8458 | -2532.4883 | -971.3005 | -999.319 | -144.0402 | 599.0606 | 2509.6382 | -1797.4724 | 5.6375 | -679.077 | 0.49869 | -236.6261 | -1508.068 | -420.935 | 148.7339 | 449.6275 | -2282.6177 | -163.7105 | 4144.8276 | 1387.0547 | 5088.5166 | -3.3315 | -930.2921 | 1711.2385 | -1277.6321 | 614.6448 | -52.8321 | -2855.8364 | -180.6112 | 6591.0801 | 210.1043 | -27.2171
2030-03-01 | 17 | 1.843 | 1740.2261 | -52.9504 | -549.9536 | 362.5498 | -2049.6038 | -13478.3564 | 4040.509 | -1139.9841 | -150.5568 | 3741.5317 | 3.1383 | 1705.5676 | -220.4256 | 1962.8135 | 2340.7979 | -574.4073 | 209.9989 | -209.5254 | -177.569 | -914.5961 | -2887.2688 | -95.2849 | -54.2406 | 1339.448 | -2316.2266 | -1290.7571 | -989.3909 | -134.3804 | 690.166 | 2031.6086 | -3516.582 | -10.276 | -763.6771 | 1.0574 | 370.2155 | -1210.6591 | -414.0509 | 175.8868 | 449.5445 | -2359.8347 | -139.7009 | 4114.8081 | 1409.793 | 5084.6587 | -3.329 | -1168.9645 | 2054.6145 | -1385.1161 | 567.6083 | 241.048 | -2992.5171 | 1.0165 | 10396.1973 | 210.1043 | -10.3834
2030-03-01 | 18 | -0.69228 | 1658.4633 | -56.4528 | -554.1245 | 26.9717 | -2034.6603 | -12578.5557 | 3526.8811 | -437.6443 | -132.65 | 3691.4873 | 60.3627 | 1939.9025 | -201.5213 | 1987.7233 | 2516.8577 | -516.0266 | 209.9989 | -195.2835 | -86.9104 | -1040.9473 | -2955.7378 | -103.787 | -54.3676 | 1271.5994 | -2286.5764 | -1299.7483 | -985.0941 | -129.5365 | 617.4478 | 2132.644 | -3606.7295 | 86.6578 | -730.8102 | 1.8859 | 429.4828 | -546.8109 | -514.3879 | -2.0623 | 449.4799 | -2366.9802 | -157.8058 | 4154.1089 | 1386.744 | 5074.3911 | -201.2725 | -1150.1724 | 1949.7739 | -2126.6387 | 528.6263 | 198.8224 | -2415.5249 | 0.51529 | 12475.8945 | 210.1043 | -20.3344
2030-03-01 | 19 | 0.68481 | 1633.8477 | -58.2245 | -578.52 | -103.705 | -2114.4763 | -12085.0732 | 3292.5337 | -296.6423 | -127.6687 | 3704.1204 | 91.5544 | 2102.9668 | -138.0092 | 2102.822 | 2621.6143 | -504.6573 | 209.9989 | -193.059 | -57.3448 | -1347.458 | -3323.0852 | -88.4721 | -71.0301 | 1269.5615 | -2270.7058 | -1427.1792 | -1002.037 | -125.5884 | 611.4032 | 2021.1163 | -4080.7246 | 119.0979 | -751.1575 | 2.1824 | 779.1155 | 953.3712 | -551.2448 | 0.99632 | 449.4856 | -1951.5822 | -2.4039 | 4222.7075 | 1387.4888 | 5078.9028 | -247.7509 | -1185.2375 | 1725.5746 | -2968.3538 | 463.4487 | 234.0441 | -2171.7573 | 0.99284 | 14355.5469 | 210.1043 | -50.2229
2030-03-01 | 20 | -4.6974 | 1153.3627 | -61.7925 | -610.1978 | -507.9918 | -1781.792 | -10380.4971 | 2171.093 | -77.3402 | -267.1944 | 3775.344 | 172.7568 | 1847.7501 | -119.4744 | 2102.8074 | 2503.5708 | -416.266 | 209.9989 | -248.3448 | -30.4732 | -1618.5933 | -3543.8174 | -124.4271 | -66.9997 | 1109.6716 | -2230.1455 | -1681.7009 | -878.3365 | -111.3325 | 509.8212 | 2031.4679 | -3108.3103 | 51.4492 | -443.3848 | 1.7388 | 961.4606 | 2057.7041 | -491.0538 | -71.8194 | 449.5144 | -1781.3771 | -283.106 | 4527.6016 | 1425.6683 | 5068.6436 | -30.7038 | -1087.4098 | 2086.7307 | -2755.4204 | 500.6447 | 1.0155 | -1393.9867 | 0.99445 | 15318.0117 | 210.1042 | -108.4733
2030-03-01 | 21 | -18.2451 | 821.0474 | -67.7791 | -685.3542 | -771.9797 | -1577.0217 | -9850.7441 | 1559.3239 | -196.4717 | -257.2418 | 3771.3127 | 195.0012 | 1892.5957 | -133.9633 | 2099.3208 | 2177.9026 | -337.8726 | 209.9989 | -237.1402 | 163.155 | -1635.7976 | -3916.4294 | -60.2658 | -80.378 | 1004.3854 | -2218.3599 | -2180.8096 | -838.973 | -96.413 | 539.08 | 1933.3351 | -1537.7991 | -185.2645 | -110.7715 | 1.1765 | 922.7189 | 3662.4897 | -543.5771 | 52.427 | 449.5109 | -2030.464 | -93.1613 | 4109.77 | 1396.3867 | 5016.6455 | -253.7744 | -813.0955 | 2059.2805 | -2459.5562 | 661.5997 | 762.9661 | -1303.4866 | 1.0067 | 16447.4336 | 210.1043 | -75.544
2030-03-01 | 22 | -24.5933 | 663.8558 | -65.9391 | -720.4933 | -704.3433 | -1380.4595 | -10137.6504 | 1922.0487 | -377.1342 | -243.1596 | 3700.4893 | 195.0009 | 2120.8198 | -196.1376 | 2063.5967 | 1767.3314 | -172.0819 | 209.9989 | -227.1078 | 38.5597 | -1542.0791 | -4103.5605 | -42.0896 | -50.2224 | 1334.3657 | -2241.698 | -1899.2137 | -794.25 | -93.9314 | 669.6985 | 2504.1965 | 239.3106 | -1.6495 | 86.6846 | 0.53403 | 259.0097 | 3596.4612 | -411.6525 | 114.8594 | 449.3277 | -2016.9143 | 5.3108 | 3733.9756 | 1425.9282 | 4980.0581 | -259.7613 | -271.4106 | 1728.5249 | -2408.3259 | 482.2776 | 499.8564 | -1541.4722 | 0.99977 | 16196.6084 | 210.1043 | -34.8327
2030-03-01 | 23 | -34.9244 | 826.4148 | -68.4884 | -664.5656 | -592.4498 | -1538.8278 | -10222.9199 | 2025.4176 | -20.0386 | -280.7758 | 3692.3887 | 194.989 | 2047.2067 | -330.3254 | 1698.6969 | 1771.077 | 0.9985 | 209.9989 | -256.752 | 261.4824 | -1608.4536 | -3438.2429 | -32.1777 | -44.9918 | 1373.644 | -2689.1165 | -1460.6438 | -843.7147 | -92.7479 | 609.437 | 2677.4951 | 665.6191 | -4.1941 | 239.1659 | 0.49787 | 447.6039 | 3554.2781 | -637.7685 | 0.99375 | 449.4679 | -2015.1882 | 69.3348 | 3720.8955 | 1387.9087 | 4775.1182 | -268.7286 | -995.6741 | 1685.4802 | -2107.1753 | 596.4504 | 710.0472 | -1690.3168 | 1.0163 | 15650.5576 | 210.1043 | -33.2382
2030-03-01 | 24 | -34.3205 | 678.3666 | -63.841 | -590.769 | -176.6414 | -1642.4337 | -10786.1514 | 2549.1953 | -2.9666 | -101.67 | 3727.7725 | 120.5524 | 608.3821 | -344.4935 | 1693.4456 | 1391.6429 | 44.9192 | 209.9989 | -234.1797 | 121.5682 | -1126.708 | -2435.5581 | -1.8669 | -49.7043 | 1169.7203 | -2788.0742 | -1315.1975 | -870.0999 | -89.07 | 749.7979 | 2963.5669 | 202.7153 | 31.2323 | 273.3168 | 0.56519 | 4.3034 | 3408.2671 | 591.5084 | 335.2901 | 449.0394 | -2429.2876 | -2.143 | 3833.1326 | 1449.8221 | 5034.9688 | 1.007 | -878.1071 | 5181.7573 | 415.5462 | 796.4479 | 1071.6802 | -2261.4343 | -257.3687 | 16041.6611 | 210.1043 | -63.5513
2030-03-02 | 1 | -30.3135 | 1036.9712 | -54.0604 | -466.9992 | 0.99298 | -1913.473 | -11561.3779 | 3316.0515 | 519.3664 | -186.6008 | 3548.1802 | 139.4879 | 2114.3162 | -493.8916 | 1162.124 | 2046.5553 | 28.5262 | 209.9989 | -235.9315 | 38.6694 | -1093.8489 | -2651.4836 | 9.1538 | -48.695 | 1926.0481 | -2437.198 | -750.8738 | -896.5309 | -107.8441 | 751.4835 | 2317.3647 | 1.0022 | -67.8421 | 92.7913 | 0.64226 | -46.0585 | 572.606 | -965.8621 | 1.0005 | 449.4842 | -2156.1135 | 224.1316 | 2864.6304 | 1453.5603 | 4151.96 | -289.3121 | -926.9597 | 1028.0867 | -2889.6401 | 501.4356 | 1.0035 | -2120.936 | 855.6511 | 12364.7861 | 210.1042 | 65.6832
2030-03-02 | 2 | -29.9103 | 1373.9891 | -73.3193 | -368.1158 | 184.4212 | -2052.7195 | -11502.0098 | 3640.9272 | 1913.0945 | -232.7733 | 3587.6841 | 195.01 | 2128.6477 | -503.8818 | 1037.0244 | 1590.9858 | 134.6407 | 209.9989 | -227.7826 | 37.303 | -941.6155 | -2686.5598 | -44.7965 | -38.707 | 1887.9735 | -2171.9424 | -702.0974 | -887.9902 | -126.9142 | 626.3113 | 2097.6672 | 1.003 | -288.5511 | 1.0013 | 0.537 | -79.5482 | -1245.167 | -936.4269 | 1.0019 | 449.4637 | -2251.9756 | 0.99986 | 2926.3933 | 1463.9191 | 4243.5967 | -295.6157 | -677.053 | 1160.1495 | -2723.9268 | 443.3144 | -435.7469 | -2258.9873 | 1279.744 | 6573.6826 | 210.1043 | 37.1442
2030-03-02 | 3 | -34.1964 | 1285.6729 | -73.5406 | -382.0589 | 56.9695 | -1973.9653 | -11020.7607 | 3448.0532 | 2177.8962 | -241.4195 | 3570.8745 | 194.9904 | 2126.8733 | -567.3949 | 836.9965 | 1652.9777 | 116.603 | 209.9989 | -232.675 | 45.919 | -816.5502 | -2464.5088 | -46.1058 | -30.826 | 1897.0173 | -2222.3271 | -1003.0271 | -872.0634 | -122.9354 | 637.2288 | 1929.1674 | 1.0022 | -291.2168 | 87.7581 | 0.58729 | -77.1866 | -1044.2505 | -980.9575 | 1.0085 | 449.4698 | -2458.6841 | -1.7215 | 2840.7065 | 1483.5461 | 4184.0474 | -297.601 | -522.7639 | 1505.3801 | -2382.4893 | 488.8118 | -496.0841 | -2264.8833 | 1290.4272 | 7511.7876 | 210.1043 | 32.9617
2030-03-02 | 4 | -34.2635 | 1197.9806 | -74.2596 | -372.6109 | 131.8646 | -1931.5568 | -10975.7266 | 3571.5698 | 2335.6875 | -247.4023 | 3562.3826 | 195.0038 | 2126.4226 | -559.3521 | 834.4485 | 1026.5511 | 117.9922 | 209.9989 | -235.4623 | 38.1306 | -876.8636 | -2695.7314 | -19.7228 | -29.6596 | 1923.0457 | -2171.9524 | -1038.3458 | -849.9136 | -121.1958 | 678.4128 | 2001.9683 | 1.9642 | -368.4725 | 122.9848 | 0.48951 | -35.9214 | -1304.0466 | -845.2786 | 0.99759 | 449.4458 | -2449.2371 | 37.6892 | 2974.1736 | 1519.2212 | 4324.9282 | -299.0436 | -272.5345 | 1827.155 | -2028.9805 | 554.7552 | -362.9538 | -2367.2695 | 1280.0249 | 7546.0259 | 210.1043 | 33.8606
2030-03-02 | 5 | -36.7901 | 1058.4458 | -75.4126 | -371.5677 | 205.2157 | -1874.9188 | -10907.8799 | 3582.0403 | 2306.2656 | -250.7664 | 3562.5007 | 187.2721 | 2128.6494 | -535.5433 | 866.5454 | 624.4806 | 147.7454 | 209.9989 | -224.233 | 81.1092 | -927.3842 | -2787.332 | 8.7489 | -19.8654 | 1895.7389 | -2138.5354 | -1180.0796 | -825.2404 | -115.6068 | 722.3766 | 1913.2278 | 353.8427 | -417.7266 | 180.0915 | 0.55196 | -184.7019 | -1106.1357 | -516.4613 | 1.0041 | 449.4088 | -2502.7119 | 104.1485 | 3223.9688 | 1580.1865 | 4292.998 | -2.7356 | -272.2693 | 1927.0111 | -1824.9637 | 613.8967 | -81.5581 | -2622.2344 | 1242.645 | 8407.2568 | 210.1042 | 76.4304
2030-03-02 | 6 | -37.1327 | 1136.0543 | -77.0141 | -391.2337 | 310.1589 | -1929.6035 | -11088.6699 | 3585.4805 | 2006.6143 | -264.4159 | 3566.5029 | 183.7104 | 2139.8376 | -482.4476 | 1065.5554 | 407.7853 | 183.39 | 209.9989 | -228.2929 | 88.5226 | -1162.47 | -3388.6606 | -8.5197 | -6.8399 | 1831.6729 | -2188.7214 | -1212.4235 | -852.9047 | -117.5482 | 680.2671 | 2123.0271 | 532.0167 | -351.6937 | 159.396 | 0.55811 | -280.691 | -890.2751 | -593.7279 | -0.9848 | 211.5713 | -2430.0129 | 48.3526 | 3119.1775 | 1552.4691 | 4216.9385 | 7.8496 | -350.624 | 2610.7512 | -1184.4237 | 585.7224 | -115.6482 | -2801.5522 | 1221.0575 | 7762.7905 | 210.1043 | 134.6709
2030-03-02 | 7 | -42.0028 | 793.7301 | -79.9493 | -513.5775 | 280.1682 | -1734.1743 | -11046.5342 | 3596.1479 | 1325.9816 | -247.2596 | 3705.4121 | 195.0003 | 2118.74 | -478.1899 | 1112.5862 | 284.9539 | 75.6255 | 209.9989 | -234.6817 | -179.9631 | -1188.3341 | -3629.8071 | -16.7175 | -7.4094 | 1472.1488 | -2207.2249 | -553.4215 | -811.4539 | -101.5433 | 799.8374 | 2471.9387 | 918.8263 | -203.9106 | 283.1404 | 0.46402 | -265.9301 | 1177.1261 | -796.7654 | 0.99649 | 434.5808 | -2380.1726 | -9.8818 | 2951.6023 | 1434.8976 | 4144.4004 | -107.9431 | -272.4912 | 2695.4197 | -1072.7018 | 487.2366 | -551.7653 | -2655.1133 | 666.6151 | 6994.6655 | 210.1043 | 68.222
2030-03-02 | 8 | -48.4758 | 445.0041 | -85.0891 | -536.3555 | 224.2596 | -1502.2603 | -10745.9834 | 3092.384 | 1.0038 | -294.4883 | 3671.0835 | 195.0029 | 1893.5181 | -438.9762 | 1253.425 | 110.2298 | 67.1436 | 209.9989 | -222.6601 | -134.7541 | -1091.2573 | -2814.5408 | 1.7596 | 1.4613 | 1495.5071 | -2089.7915 | -237.3748 | -728.4955 | -84.9865 | 805.9213 | 2448.5894 | 1295.5292 | -391.0368 | 521.9011 | 0.49386 | -555.3492 | 2973.6316 | -729.6536 | 0.9925 | 46.4387 | -2558.3008 | -59.1898 | 3913.6907 | 1496.5437 | 4927.1953 | 0.64983 | -272.0139 | 1948.1157 | -1903.9297 | 793.6121 | 323.3272 | -2691.7908 | 370.0196 | 6662.2534 | 210.1043 | 6.4869
2030-03-02 | 9 | -48.9496 | 556.2726 | -85.6119 | -523.7954 | 562.7891 | -1452.9487 | -11015.4473 | 3475.6873 | -2.6742 | -300.3642 | 3683.8909 | 195.0003 | 1783.6763 | -399.9593 | 1381.0173 | -238.1239 | 58.3245 | 209.9989 | -205.3206 | -122.9033 | -949.704 | -1494.5502 | 20.8231 | 6.9026 | 1668.6725 | -2004.9415 | -307.3604 | -691.2004 | -88.2249 | 865.0916 | 2501.8828 | 1419.8453 | -504.9678 | 592.1174 | 0.49581 | -767.153 | 2521.8052 | -416.0863 | 0.99801 | 449.2897 | -2543.4707 | -1.6738 | 4112.3975 | 1431.5636 | 5012.9712 | -63.4637 | -579.2174 | 1222.0854 | -2487.1682 | 715.4357 | 449.6937 | -2781.5264 | 632.7177 | 6096.481 | 210.1043 | 19.8609
2030-03-02 | 10 | -63.5038 | 146.8232 | -79.6093 | -583.9052 | 268.766 | -1140.3387 | -9916.8135 | 2619.0027 | -1111.0986 | -300.1812 | 3673.3777 | 195.0005 | 1824.1128 | -401.323 | 1418.7584 | 100.9008 | 149.0433 | 209.9989 | -193.6264 | 15.361 | -977.4253 | -1183.5017 | 57.4049 | 20.0071 | 1642.2797 | -2133.5891 | -490.8042 | -620.8761 | -68.6454 | 845.496 | 2433.9375 | 3142.9893 | -524.2238 | 967.3856 | 0.64148 | -1043.8892 | 5695.6152 | 1 | 1.0012 | 449.3501 | -2476.0667 | 125.177 | 4240.9639 | 1390.314 | 5038.1958 | -2.6687 | -626.465 | 1338.6544 | -2303.9521 | 725.2374 | 654.512 | -2628.5127 | 3.1661 | 7668.2515 | 210.1043 | -11.9973
2030-03-02 | 11 | -79.9478 | -233.3401 | -85.2236 | -765.5468 | -91.4458 | -677.6439 | -8150.8696 | 1635.0074 | -419.6663 | -265.454 | 3687.8313 | 194.9996 | 1915.9633 | -250.1245 | 1533.0898 | -172.966 | 234.7094 | 209.9989 | -202.5379 | 103.4353 | -1006.1367 | -873.7962 | 73.7835 | 17.0293 | 1700.5076 | -2311.24 | -493.2522 | -535.7267 | -50.5748 | 782.3799 | 2705.5173 | 6009.9619 | -465.28 | 1415.4974 | 0.56514 | -975.3297 | 8615.1953 | 172.7385 | 51.9561 | 449.2978 | -2264.1292 | 215.0736 | 4220.4219 | 1374.7134 | 5048.2373 | -2.567 | -584.9749 | 1115.7821 | -2345.7493 | 605.324 | 560.8004 | -2727.6184 | -60.7526 | 8601.0518 | 210.1042 | 61.1378
2030-03-02 | 12 | -89.2103 | -336.972 | -84.7918 | -739.0649 | -310.9346 | -591.2237 | -7076.1094 | 1241.2806 | -2.5985 | -315.6599 | 3676.4854 | -1.7714 | 1995.2954 | -253.4503 | 1542.5057 | -170.7772 | 295.1169 | 209.9989 | -191.1559 | 114.9065 | -905.5153 | -945.9421 | 88.7515 | 19.7605 | 1652.3385 | -2421.0073 | -484.1104 | -496.1606 | -51.8998 | 788.8187 | 2549.656 | 6964.5083 | -454.0086 | 1619.0049 | 0.67727 | -1047.1962 | 9129.2969 | 217.8546 | 38.8604 | 449.3529 | -2199.5657 | 297.942 | 4232.0737 | 1320.4802 | 5052.0986 | -2.5669 | -588.8575 | 586.4218 | -3049.1018 | 668.5215 | 782.4327 | -2562.0488 | -245.0359 | 9003.4014 | 210.1043 | 71.8043
2030-03-02 | 13 | -90.0521 | -328.5737 | -81.3377 | -722.301 | -510.5411 | -442.4158 | -5390.4663 | 470.6902 | -2.5833 | -272.7946 | 3677.6006 | -2.1897 | 2159.3411 | -368.1905 | 1574.8429 | -583.7715 | 375.9393 | 209.9989 | -190.3686 | 217.9476 | -799.8652 | -731.09 | 74.6124 | 8.5508 | 1748.8092 | -2356.4229 | -952.9102 | -454.3298 | -50.3365 | 684.7501 | 2291.9751 | 7068.1973 | -595.8669 | 1771.8219 | 0.71895 | -885.5379 | 9804.9531 | 293.0609 | 118.4933 | 449.3189 | -2304.4502 | 273.9207 | 4109.0176 | 1350.6449 | 5052.8774 | -2.9777 | -434.6774 | -92.8538 | -3514.0974 | 609.7773 | 195.4951 | -2390.876 | -247.54 | 9161.29 | 210.1043 | 0.072249
2030-03-02 | 14 | -90.902 | -531.6793 | -78.6339 | -701.4159 | -503.8061 | -350.5886 | -5103.9917 | 650.569 | -448.9786 | -229.0671 | 3688.0767 | -26.6396 | 2155.6926 | -369.4158 | 1584.3309 | -777.6156 | 350.3665 | 209.9989 | -171.4789 | 518.3251 | -733.6846 | -653.6247 | 207.2411 | -0.3169 | 1597.0287 | -2215.4612 | -1430.1946 | -394.0362 | -38.6863 | 840.0789 | 1796.0616 | 7372.3345 | -926.6505 | 1900.3027 | 0.68595 | -920.8491 | 10161.502 | 177.0269 | 48.9975 | 449.4166 | -2432.7771 | 640.549 | 4147.02 | 1269.4012 | 5049.7275 | -2.6865 | -537.0166 | -181.2293 | -3258.7439 | 921.0644 | 566.2952 | -2185.3796 | -402.5174 | 9299.1885 | 210.1043 | -73.6265
2030-03-02 | 15 | -87.6627 | -683.897 | -76.0943 | -715.7445 | -873.4055 | -360.2076 | -5699.2183 | 485.2469 | -1013.9943 | -183.248 | 3693.4587 | -100.5916 | 2114.4985 | -338.084 | 1617.3922 | -1080.3064 | 276.8721 | 209.9989 | -164.2823 | 496.1162 | -669.7307 | -602.1807 | 276.6222 | 3.0825 | 1566.4929 | -2156.8611 | -1300.4652 | -395.7708 | -25.969 | 971.1641 | 1732.1344 | 7490.4844 | -1018.8375 | 1785.9344 | 0.67113 | -970.4412 | 10430.6396 | 32.8885 | 79.7583 | 449.3902 | -2418.3977 | 892.7123 | 4085.887 | 1276.5955 | 5047.0259 | -2.5722 | -459.8374 | -117.0116 | -3210.6948 | 1092.7993 | 432.6193 | -2400.7749 | -1190.4865 | 10574.4443 | 210.1043 | -168.3752
2030-03-02 | 16 | -87.104 | -715.3203 | -74.5085 | -715.8466 | -654.2694 | -385.8918 | -6062.814 | 808.2198 | -1782.6768 | -139.3385 | 3624.6418 | -54.1249 | 2159.7969 | -342.5132 | 1480.0645 | -1465.1167 | 73.5573 | 209.9989 | -157.8285 | 480.2906 | -554.0227 | -388.5054 | 302.8775 | 8.0442 | 1640.45 | -2093.9182 | -1254.3307 | -402.6745 | -21.8201 | 1039.6041 | 1598.2163 | 7371.2759 | -1095.9207 | 1732.0938 | 0.65286 | -1125.3281 | 10442.8594 | 92.0297 | 44.3627 | 449.4199 | -2454.2288 | 996.7535 | 4045.739 | 1078.8368 | 5004.1191 | -45.7964 | -431.7344 | -279.7424 | -3634.5527 | 1092.863 | 208.5225 | -2884.8794 | -1586.0363 | 11020.3838 | 210.1043 | -176.1933
2030-03-02 | 17 | -89.3732 | -638.3347 | -76.311 | -717.9013 | -682.0204 | -394.8914 | -6004.8843 | 805.8434 | -1911.3225 | -115.396 | 3514.0264 | 31.6482 | 1883.6284 | -253.975 | 1690.1649 | -1847.792 | 96.9287 | 209.9989 | -151.6688 | 434.5277 | -572.2459 | -142.9986 | 274.688 | -3.2413 | 1655.8416 | -2179.6885 | -969.4047 | -404.0965 | -26.7137 | 998.2679 | 1661.2756 | 7574.623 | -875.8433 | 1767.6001 | 1.7018 | -779.0512 | 10164.5723 | 0.998 | 104.394 | 24.196 | -2446.5854 | 909.8998 | 3822.4844 | 892.166 | 4775.3647 | -2.7795 | -1085.1165 | -703.368 | -4501.2881 | 1093.6167 | 0.99354 | -2851.2385 | -1688.3148 | 10157.7871 | 210.1043 | -187.4776
2030-03-02 | 18 | -86.0785 | -665.539 | -76.2285 | -707.4774 | -757.4733 | -372.3029 | -5961.8418 | 789.1876 | -815.9833 | -122.0018 | 3590.5637 | 67.4354 | 1695.92 | -207.4083 | 1751.1224 | -1987.7567 | 56.8129 | 209.9989 | -157.6896 | 436.732 | -624.1653 | -297.8255 | 273.0981 | -2.4316 | 1722.4015 | -2086.7092 | -833.2222 | -387.6219 | -26.4658 | 993.4462 | 1528.696 | 7714.124 | -867.9163 | 1732.6597 | 1.7949 | -849.8158 | 9348.9717 | 1.0035 | 1.0011 | 449.4532 | -2489.0474 | 896.3884 | 4281.4019 | 1056.6272 | 5048.8521 | -3.009 | -590.6229 | 840.0831 | -3297.1284 | 1109.1761 | 161.5158 | -2547.2859 | -1295.7241 | 9236.3037 | 210.1042 | -178.3633
2030-03-02 | 19 | -90.709 | -676.4675 | -81.5176 | -669.3783 | -1239.3207 | -84.7748 | -4772.9365 | -3.9077 | -2.8293 | -117.6149 | 3590.9456 | 110.6262 | 1726.0464 | -159.0926 | 1843.5903 | -1828.4558 | 75.6898 | 209.9989 | -165.9336 | 283.6375 | -591.8 | -439.3048 | 136.7236 | 2.1571 | 1844.0665 | -2439.0864 | -664.2524 | -300.2384 | -46.8374 | 817.3901 | 1616.338 | 7958.5005 | -826.7401 | 1901.1827 | 1.9853 | -990.16 | 9503.8555 | 237.3028 | 49.7389 | 449.3136 | -2550.0981 | 443.5255 | 4335.9224 | 1028.3124 | 5063.0493 | -3.015 | -407.0803 | 288.4178 | -4345.5737 | 714.4209 | -43.3731 | -1910.6047 | -329.4527 | 7774.7666 | 210.1043 | -46.1798
2030-03-02 | 20 | -80.0342 | -725.6989 | -83.9916 | -616.6799 | -1497.1935 | 0.99905 | -4261.8477 | -451.2562 | -2.9117 | -103.7244 | 3698.0623 | 166.5916 | 1649.0577 | 11.099 | 1806.8011 | -1823.9298 | -39.6114 | 209.9989 | -219.148 | 438.985 | -1002.1276 | -614.2945 | 133.544 | 31.611 | 1904.8669 | -2274.7058 | -915.5989 | -253.5697 | -49.0848 | 720.5107 | 1585.4277 | 7298.0708 | -922.2944 | 1703.9612 | 2.6156 | -1509.3854 | 8213.1963 | 0.99457 | 132.069 | 449.3335 | -2416.7837 | 450.9641 | 4186.9277 | 975.5873 | 5004.8989 | -2.9011 | -272.7329 | 1497.7255 | -3071.3311 | 688.8322 | 411.2729 | -1591.1444 | -15.1558 | 6631.2964 | 210.1043 | 8.3934
2030-03-02 | 21 | -61.5121 | -951.5154 | -76.8022 | -531.0865 | -1638.5399 | 35.6239 | -4391.4692 | -679.7108 | -2.9016 | -77.7697 | 3806.5896 | 195.0017 | 1584.1437 | 174.1358 | 1630.124 | -1773.4248 | -168.9729 | 209.9989 | -257.6745 | 497.8499 | -1080.0082 | -734.5027 | 158.6404 | 45.4168 | 1966.4662 | -1793.0328 | -801.7174 | -230.2245 | -40.3383 | 747.1138 | 1408.5062 | 6165.8311 | -978.3986 | 1349.8909 | 3.4797 | -1706.4913 | 6588.8613 | -3.0811 | 196.5523 | 449.3096 | -2564.1555 | 513.0391 | 4165.4814 | 1200.391 | 5053.6519 | -3.3527 | -274.3018 | 2528.5667 | -1685.1268 | 892.2699 | 920.0131 | -1407.918 | -214.8756 | 6780.7529 | 210.1042 | 3.7656
2030-03-02 | 22 | -45.9213 | -1219.4764 | -66.9473 | -405.4478 | -1751.9807 | 286.5442 | -4096.5337 | -963.3157 | 1.005 | -85.5666 | 3815.9487 | 195.0002 | 1516.2026 | 254.5974 | 1678.8323 | -1586.5498 | -223.422 | 209.9989 | -285.3474 | 616.6523 | -1195.0206 | -728.9123 | 142.517 | 65.0348 | 1899.0564 | -1074.0842 | -577.174 | -136.625 | -41.708 | 663.8521 | 1205.4655 | 5079.1592 | -1102.2522 | 1179.2872 | 4.487 | -1904.7216 | 5241.3638 | -234.0798 | 151.8429 | 449.3318 | -2634.7473 | 523.9389 | 4143.4844 | 1242.5531 | 5042.5938 | -3.7076 | -411.0912 | 2678.9709 | -1378.3992 | 1001.0671 | 908.5815 | -1315.0212 | -330.7155 | 4939.2612 | 210.1042 | -26.5514
2030-03-02 | 23 | -26.8236 | -517.1596 | -60.569 | -349.3732 | -1764.0941 | -223.8356 | -4556.8325 | -730.647 | 478.8336 | -103.292 | 3797.0854 | 195.001 | 1642.5111 | 269.6617 | 1808.4253 | -1387.6282 | -264.1829 | 209.9989 | -397.664 | 470.7421 | -1185.6592 | -99.1882 | 61.5444 | 64.5548 | 2681.7441 | -1134.6549 | -138.2918 | -295.3509 | -62.7528 | 530.0782 | 1421.4816 | 3397.2268 | -767.0128 | 584.0754 | 6.2315 | -1510.6967 | 3148.0549 | -655.4059 | 1 | 449.3818 | -2255.8772 | 341.6926 | 3546.6494 | 1241.7183 | 4680.2974 | -279.8178 | -687.0914 | 2513.2766 | -916.6849 | 775.7608 | 0.98708 | -911.9829 | -147.9764 | 3690.7666 | 210.1043 | -94.6562
2030-03-02 | 24 | -23.9086 | -91.728 | -57.9564 | -327.1234 | -1783.0677 | -444.4397 | -4267.6123 | -769.4062 | 329.254 | -81.8809 | 3823.2917 | 190.3233 | 1647.7883 | 190.3006 | 1622.975 | -1384.0774 | -176.2812 | 209.9989 | -523.574 | 288.7428 | -1081.2717 | 173.6657 | -27.4275 | 57.5762 | 3531.5439 | -1291.8427 | -7.2487 | -374.5825 | -77.2276 | 401.9729 | 1553.2299 | 3153.4575 | -513.1757 | 531.7901 | 8.0782 | -1051.2559 | 2569.3516 | -532.0978 | -2.165 | 449.3881 | -2338.0913 | 73.0926 | 3863.4978 | 1276.3713 | 4597.4629 | -288.5866 | -414.4231 | 2830.3833 | -342.5332 | 713.106 | -481.9535 | -640.2122 | -93.1347 | 3830.189 | 210.1043 | -137.4302
2030-03-03 | 1 | -18.0122 | -62.6671 | -50.2224 | -290.8885 | -1846.6552 | -483.5475 | -4311.042 | -331.6277 | 578.1515 | -74.8552 | 3895.9302 | 192.497 | 1324.3501 | -141.2244 | 1654.8546 | -1691.4497 | -140.9042 | 209.9989 | -564.9473 | 252.4601 | -1136.2853 | -1748.9803 | -15.8682 | 7.2161 | 3500.3853 | -1193.8248 | -431.8673 | -385.2949 | -80.4654 | 451.4482 | 720.1331 | 2674.1094 | -608.8515 | 452.0342 | 8.3979 | 373.4578 | 2255.6965 | -704.6848 | 0.99552 | 0.99967 | -2503.1196 | -2.9672 | 3882.8171 | 1344.2977 | 4710.04 | -296.734 | -937.1394 | 2696.094 | -80.4633 | 1007.0183 | -282.3819 | -176.036 | -1.3374 | 4665.4224 | 210.1043 | -215.4769
2030-03-03 | 2 | -24.4612 | 0.98855 | -48.9717 | -298.3015 | -1369.0603 | -426.0619 | -5111.23 | 321.1109 | 1310.0784 | -60.9573 | 3903.9893 | 195.0008 | 1612.2245 | -171.4815 | 1566.4792 | -1436.5648 | -40.2419 | 209.9989 | -608.6373 | 243.125 | -1130.3094 | -3301.0825 | -39.134 | -10.4247 | 3685.3474 | -1289.8577 | -839.691 | -356.3141 | -86.7432 | 426.1246 | 440.9028 | 2775.0315 | -691.3845 | 787.177 | 7.3361 | 601.9069 | 2640.2432 | -652.5708 | -2.0595 | -3.0174 | -2683.3911 | -109.6329 | 3883.6445 | 1464.0513 | 4491.9077 | -3.1931 | -277.2417 | 2932.2253 | 532.6646 | 1169.3478 | -245.9742 | -365.165 | 1.0031 | 2822.272 | 210.1043 | -258.0627
2030-03-03 | 3 | -26.8292 | 152.1438 | -52.7052 | -331.1292 | -1467.6675 | -536.9906 | -4872.2725 | 233.4816 | 1562.5785 | -47.4638 | 3897.4255 | 195.0001 | 1793.745 | -209.7591 | 1408.9489 | -1218.5088 | -29.8489 | 209.9989 | -648.0107 | 302.7595 | -1082.1938 | -3223.189 | -31.1141 | -14.5741 | 3949.5239 | -1489.2349 | -1110.3918 | -368.8752 | -84.7166 | 418.6986 | 205.0366 | 2929.645 | -795.662 | 823.779 | 7.1033 | 911.7286 | 2604.6741 | -476.5826 | 164.1562 | 1 | -2732.4568 | -109.1405 | 3948.0754 | 1517.4011 | 4803.2363 | -3.6282 | -276.7955 | 3168.7817 | 897.7291 | 1187.2305 | -258.0301 | -119.6742 | 32.6389 | 3290.0283 | 210.1043 | -268.599
2030-03-03 | 4 | -24.3991 | 353.7509 | -55.2008 | -345.1356 | -1257.929 | -725.2526 | -5424.8223 | 782.5018 | 1547.5762 | -38.0466 | 3870.3828 | 195 | 1571.1019 | -213.3573 | 1322.067 | -1032.0591 | -57.2944 | 209.9989 | -564.8942 | 238.9706 | -918.4962 | -2559.6069 | -25.6357 | -29.4647 | 3522.7551 | -1562.2404 | -1081.7351 | -415.2646 | -90.1281 | 486.2502 | 264.1604 | 2500.46 | -800.8399 | 757.7632 | 6.9022 | 1053.7015 | 2002.7164 | -398.9071 | 231.9682 | 1.0003 | -2793.6345 | -110.4351 | 3830.1865 | 1470.1715 | 4780.1992 | -3.6308 | -276.7734 | 3193.6887 | 823.7515 | 1154.5487 | -79.1474 | -468.8754 | 27.5461 | 3872.2678 | 210.1043 | -244.6811
2030-03-03 | 5 | -18.9983 | 454.6399 | -54.0774 | -316.0616 | -1228.3749 | -778.9338 | -5301.4683 | 615.9689 | 1437.8103 | -47.75 | 3914.0435 | 166.1571 | 1412.6519 | -222.8877 | 1301.8551 | -644.4257 | -38.9737 | 209.9989 | -538.1144 | 336.4772 | -1179.1451 | -2653.9336 | -36.0226 | -31.3512 | 3232.7773 | -1398.5175 | -1448.4767 | -406.4684 | -93.4296 | 419.5561 | 116.999 | 1742.9766 | -963.1894 | 622.7186 | 6.422 | 1038.6667 | 1203.8972 | -412.2391 | 196.9814 | 0.99946 | -2516.3191 | -89.2549 | 3755.2307 | 1451.7247 | 4613.8345 | -3.5332 | -276.8187 | 3170.2524 | 580.2006 | 1053.7313 | -79.3344 | -512.6918 | 195.0715 | 3381.3816 | 210.1042 | -202.68
2030-03-03 | 6 | -19.7213 | 539.4374 | -55.8481 | -302.9507 | -1457.618 | -771.8418 | -4400.7725 | 31.2929 | 1192.8512 | -40.8326 | 3907.4504 | 195.0008 | 1300.0936 | -262.3475 | 1310.5913 | -271.6414 | 146.4914 | 209.9989 | -551.6547 | 318.2387 | -1229.375 | -3154.4392 | -76.4619 | -76.424 | 3275.6294 | -1389.1147 | -1779.2161 | -396.7559 | -100.0751 | 319.4471 | -187.1545 | 1561.9924 | -1059.9419 | 697.7085 | 6.0658 | 2472.814 | 1118.0245 | -483.8981 | 74.0751 | 0.99935 | -2538.5508 | -190.5805 | 3693.2703 | 1433.1169 | 4419.3447 | -3.2822 | -277.5032 | 3122.0256 | 634.1385 | 938.7634 | 0.99321 | -399.9306 | 367.1176 | 3581.355 | 210.1042 | -140.1666
2030-03-03 | 7 | -6.0931 | 472.2905 | -53.1729 | -241.4572 | -1946.7909 | -850.1699 | -3096.7173 | -553.4835 | 679.1342 | -49.8121 | 3923.4658 | 195 | 1214.5765 | -216.4612 | 1403.5486 | 276.3004 | 287.6079 | 209.9989 | -580.2595 | 537.7669 | -1677.6317 | -3544.1401 | -7.8106 | -83.2396 | 3442.6982 | -1109.6643 | -2092.7932 | -404.8441 | -91.6542 | 317.3234 | -690.0374 | 456.5294 | -1304.7083 | 284.0129 | 5.3566 | 2743.6265 | -45.4925 | -574.4196 | -2.0408 | 1 | -1950.4346 | 81.3851 | 3617.2117 | 1415.1639 | 4244.5615 | -3.0185 | -277.6926 | 3088.6716 | 573.1991 | 985.3517 | -147.9016 | -277.5361 | 1.0206 | 4766.3833 | 210.1043 | -239.8018
2030-03-03 | 8 | -6.2767 | 549.2417 | -55.0118 | -255.5525 | -1943.3175 | -872.5844 | -3515.3677 | -349.4325 | 435.2522 | -87.6723 | 3907.4751 | 132.6782 | 1149.9028 | -140.41 | 1571.7557 | 198.5654 | 279.5221 | 209.9989 | -578.3804 | 611.7535 | -1605.6713 | -3335.7815 | -28.4377 | -81.9084 | 3451.7976 | -1187.5961 | -1991.053 | -415.2944 | -97.886 | 349.481 | -540.0828 | 563.4694 | -1159.1478 | 275.4112 | 5.4775 | 2763.1401 | 90.0501 | -568.4239 | 1.0007 | 124.2098 | -1935.2302 | -2.8364 | 3656.7705 | 1378.9891 | 4504.5889 | -301.5544 | -276.9693 | 3001.8923 | 268.3411 | 836.7756 | -75.5623 | -401.8379 | 189.9054 | 4534.0459 | 210.1043 | -186.5397
2030-03-03 | 9 | -11.0269 | 541.136 | -61.7156 | -294.7896 | -1851.0267 | -931.9026 | -3372.9888 | -858.767 | 206.2833 | -180.7041 | 3888.8516 | 39.8124 | 990.1668 | 1.1901 | 1857.4121 | 685.3934 | 269.9789 | 209.9989 | -622.412 | 649.0472 | -1677.3872 | -3127.5979 | -39.677 | -76.0149 | 3617.7717 | -1360.4839 | -1930.6782 | -442.9766 | -95.6215 | 312.8297 | -444.1106 | 1317.5435 | -1107.8438 | 324.101 | 4.312 | 2807.4248 | 1059.7795 | 48.9426 | 378.4408 | 450.0793 | -2007.8149 | -51.731 | 4364.8228 | 1571.4512 | 4906.791 | 305.8213 | -276.7459 | 3078.1626 | 953.1556 | 799.4836 | -258.2587 | -501.3754 | 126.3743 | 5059.5708 | 210.1043 | -167.0174
2030-03-03 | 10 | -8.0654 | 871.7806 | -66.7168 | -330.9471 | -1855.8721 | -1242.5765 | -4292.3169 | -680.1017 | 294.0975 | -210.5656 | 3894.9109 | -51.0621 | 801.133 | 53.3083 | 2031.12 | 838.397 | 260.6501 | 209.9989 | -666.3829 | 578.6748 | -1712.2849 | -3076.5681 | -92.9082 | -66.7233 | 3755.1206 | -1615.3014 | -1787.1326 | -555.5092 | -103.9969 | 233.1308 | -123.0865 | 1160.1554 | -749.8915 | 123.8773 | 4.3423 | 2865.6492 | 781.9858 | 187.6903 | 321.157 | 450.0159 | -1774.12 | -148.2614 | 4841.3027 | 1733.8844 | 5000.9824 | 595.6436 | -279.193 | 3360.6299 | 1394.5917 | 622.6351 | -1043.4324 | -60.732 | -544.7585 | 4316.1387 | 210.1043 | -234.9362
2030-03-03 | 11 | -17.5553 | 841.2999 | -70.7211 | -360.6913 | -1876.1519 | -1233.8108 | -4378.7788 | -541.6591 | 153.1374 | -205.8967 | 3924.0103 | -49.1985 | 862.0631 | 155.0283 | 1956.4583 | 1352.1581 | 348.6199 | 209.9989 | -858.4644 | 509.8008 | -1760.5449 | -3516.1423 | -47.127 | -45.2442 | 4518.2407 | -1749.444 | -1617.3342 | -573.1661 | -98.7682 | 314.5742 | 15.7161 | 1751.6385 | -684.7728 | 219.223 | 4.78 | 2862.4451 | 1478.1005 | 199.4116 | 329.711 | 450.025 | -1728.7468 | 88.6377 | 4937.6982 | 1810.0535 | 5009.6909 | 707.4066 | -279.9236 | 3091.5891 | 1618.9927 | 861.1602 | -542.0977 | -558.6287 | -908.4514 | 5028.1465 | 210.1043 | -257.1208
2030-03-03 | 12 | -13.7088 | 1056.9525 | -65.8041 | -359.0912 | -1903.3854 | -1309.6577 | -4223.0518 | -812.0705 | 129.3982 | -211.6369 | 3919.6985 | -42.846 | 594.466 | 230.8334 | 1963.9587 | 1443.9904 | 356.0764 | 209.9989 | -659.9103 | 659.8096 | -1544.7937 | -3367.9587 | -102.7086 | -63.4323 | 3665.9319 | -1733.7303 | -1412.1758 | -591.5173 | -107.578 | 210.3689 | 235.6505 | 1210.8129 | -578.6339 | 109.7938 | 5.3362 | 2877.5591 | 1200.954 | 282.7051 | 423.9788 | 449.9543 | -1895.5994 | -85.656 | 4980.8115 | 1873.9893 | 5014.1821 | 847.4319 | -280.6335 | 2983.5837 | 1911.4927 | 782.751 | -1486.0619 | -504.1056 | -897.7409 | 5754.1895 | 210.1043 | -305.9286
2030-03-03 | 13 | -9.7056 | 1175.3289 | -61.5374 | -345.9279 | -1969.45 | -1311.3881 | -4336.3682 | -556.4174 | 1.0052 | -215.1519 | 3925.5134 | -35.3059 | 497.8441 | 112.2843 | 2051.708 | 1407.2943 | 339.279 | 209.9989 | -580.2743 | 850.9158 | -1444.2126 | -3264.0496 | -87.6661 | -74.5839 | 3202.0217 | -1630.7439 | -1439.5693 | -587.1009 | -114.3886 | 209.8255 | 294.9728 | 290.8946 | -678.2792 | 99.8426 | 5.2251 | 2776.0618 | 625.0582 | -6.9791 | 327.3558 | 450.079 | -1818.0083 | -3.2245 | 4634.3477 | 1689.1549 | 5030.6348 | 349.9771 | -278.2816 | 2828.0344 | 1498.3008 | 858.2375 | -537.544 | -470.3796 | -3.4634 | 6166.3994 | 210.1043 | -227.2731
2030-03-03 | 14 | -12.2443 | 1124.4766 | -62.9769 | -358.5856 | -1979.0625 | -1342.2705 | -4335.8228 | -532.7347 | 1.0042 | -222.4792 | 3921.8025 | -51.9214 | 579.7689 | 120.3677 | 2043.2362 | 1581.9979 | 372.5233 | 209.9989 | -550.9207 | 869.09 | -1453.4757 | -3516.9424 | -86.44 | -80.3583 | 2902.0754 | -1779.3756 | -1192.8418 | -616.2408 | -110.6466 | 183.1469 | 440.5784 | 206.4051 | -599.2229 | 127.0306 | 5.0393 | 2809.4915 | 712.8893 | 183.0525 | 525.1626 | 449.9865 | -1736.9578 | 17.4492 | 4465.1523 | 1855.2002 | 5030.3945 | 380.024 | -280.3313 | 2793.5325 | 1987.5809 | 817.6573 | -984.8404 | -145.4962 | -140.8625 | 7222.729 | 210.1043 | -273.8546
2030-03-03 | 15 | -18.8236 | 1122.0004 | -64.7742 | -382.8251 | -1955.8605 | -1270.7311 | -3995.3721 | -883.4481 | -2.7492 | -237.6174 | 3922.3237 | -61.3052 | 788.6562 | 43.7544 | 2191.9822 | 1913.4249 | 472.7121 | 209.9989 | -620.6357 | 839.1002 | -1514.8679 | -3667.3948 | -94.8482 | -72.0088 | 3385.7588 | -1879.1298 | -1196.5734 | -605.7817 | -109.8698 | 151.028 | 542.3239 | 901.2327 | -553.3714 | 258.3995 | 4.7191 | 2836.2266 | 1871.5809 | 364.1818 | 737.1104 | 449.8564 | -1785.468 | 16.9234 | 4413.1572 | 1957.807 | 5028.1592 | 616.6321 | -281.3022 | 2980.2805 | 2310.6609 | 854.7796 | -1077.5586 | -48.9264 | -250.09 | 6359.3682 | 210.1043 | -316.6858
2030-03-03 | 16 | -19.7775 | 1104.4207 | -63.3252 | -381.3409 | -1981.0692 | -1132.6088 | -4042.6873 | -931.0651 | -264.295 | -239.6505 | 3921.22 | -60.7815 | 726.0043 | 68.0903 | 2236.3445 | 1914.1581 | 459.3036 | 209.9989 | -568.7062 | 892.8984 | -1539.5789 | -3514.9949 | -103.9226 | -75.3082 | 2973.0461 | -1783.2063 | -1384.9657 | -524.7921 | -110.4747 | 106.9355 | 439.7373 | 718.4885 | -679.1193 | 265.584 | 4.7381 | 2794.8977 | 1684.0922 | 390.9994 | 755.5771 | 449.8235 | -1738.3729 | -0.014219 | 4346.063 | 1949.5707 | 5027.9092 | 620.0619 | -281.3321 | 3100.9375 | 2298.5393 | 857.832 | -779.1706 | -73.9233 | -379.325 | 4940.8296 | 210.1042 | -309.3946
2030-03-03 | 17 | -15.9536 | 932.6353 | -61.0334 | -358.0444 | -1719.3916 | -1099.557 | -4799.0151 | -610.5761 | -2.8043 | -173.7483 | 3939.6848 | 68.4413 | 735.4457 | 58.4242 | 2167.4617 | 1877.0482 | 409.7942 | 209.9989 | -509.3795 | 947.343 | -1539.2983 | -3586.0129 | -88.0859 | -71.9415 | 2676.8196 | -1613.7559 | -1665.5658 | -496.1522 | -105.9628 | 114.8672 | 327.6253 | 1.3393 | -889.2925 | 224.4818 | 4.8716 | 2558.6702 | 1009.8221 | 258.2581 | 587.0847 | 449.9484 | -1827.5133 | -16.9595 | 4380.3462 | 1889.8574 | 5029.4536 | 473.6161 | -280.7662 | 3066.375 | 1760.9512 | 1017.3047 | -559.8421 | -268.9749 | -568.0288 | 3873.4912 | 210.1043 | -318.3914
2030-03-03 | 18 | -13.67 | 1124.0402 | -58.7242 | -376.2708 | -1112.459 | -1104.0928 | -5671.8164 | -1.9585 | -2.8434 | -128.0882 | 3951.3669 | 138.8412 | 753.1698 | 335.7269 | 1949.7128 | 2316.5212 | 384.9497 | 209.9989 | -467.5727 | 931.7822 | -1639.1722 | -3510.5957 | -120.1543 | -67.2226 | 2406.3191 | -1447.8593 | -1628.1552 | -490.9865 | -117.7751 | 91.5111 | 342.6868 | -2.9954 | -991.8123 | 234.6332 | 5.0592 | 2224.0627 | 1009.7209 | -12.8639 | 219.9807 | 450.2328 | -2017.8444 | -127.2641 | 4535.415 | 1772.7673 | 5036.6543 | 188.2091 | -381.1567 | 2847.4148 | 726.2579 | 992.0645 | -152.7798 | -374.7697 | -1.1178 | 1413.9652 | 210.1043 | -236.8256
2030-03-03 | 19 | -14.0441 | 1538.7078 | -60.5339 | -413.0505 | -1150.201 | -1317.6625 | -6078.7935 | 124.0289 | -2.8187 | -171.0886 | 3906.0378 | 64.7997 | 662.8638 | 466.4062 | 2205.2856 | 2311.1079 | 377.4262 | 209.9989 | -512.7377 | 695.5909 | -1616.5502 | -3484.6606 | -224.2636 | -69.2141 | 2821.6646 | -1668.2939 | -1234.2441 | -583.6284 | -140.1993 | 17.414 | 608.8083 | -5.1235 | -624.3036 | 128.7732 | 5.7338 | 2508.3516 | 786.6906 | -448.1682 | -66.5797 | 246.4793 | -1852.9587 | -445.9325 | 4783.3408 | 1573.2513 | 5050.7095 | -3.4302 | -1101.7604 | 2688.8567 | -13.2873 | 586.9249 | -355.2805 | -449.0708 | 364.122 | 1724.8535 | 210.1043 | -91.371
2030-03-03 | 20 | -14.2707 | 1542.7646 | -64.8024 | -437.9006 | -1182.6721 | -1345.2279 | -6537.0615 | 192.0561 | 1.0037 | -240.638 | 3903.8606 | 141.9402 | 617.3625 | 488.9092 | 2202.3357 | 2197.9153 | 287.7503 | 209.9989 | -535.0937 | 788.6926 | -1792.0438 | -3332.1255 | -202.5716 | -55.3315 | 2976.7012 | -1692.5186 | -1413.285 | -591.715 | -141.2236 | 24.545 | 530.3174 | -429.9476 | -659.8325 | 109.7568 | 4.987 | 2452.1533 | 743.7806 | -234.6702 | -137.1093 | 450.3993 | -1492.2959 | -406.4221 | 4868.46 | 1554.6034 | 5043.4438 | 1.0104 | -927.6968 | 2594.4102 | 363.827 | 582.4661 | -459.502 | -269.4161 | 245.899 | 2032.5371 | 0.10427 | -117.8514
2030-03-03 | 21 | -20.6898 | 1341.318 | -69.9507 | -472.8717 | -1290.2799 | -1302.6508 | -6743.7197 | 0.99632 | 1.0045 | -170.3066 | 3885.1526 | 53.0155 | 767.1797 | 514.2803 | 2261.2922 | 2410.429 | 292.2514 | 209.9989 | -517.3586 | 811.2551 | -1769.65 | -3484.999 | -167.8052 | -66.0203 | 2862.5964 | -1810.1228 | -1503.2776 | -592.0962 | -128.853 | 82.5429 | 674.5524 | -246.5007 | -642.1657 | 239.7109 | 4.5981 | 2623.8757 | 1732.7993 | -196.9588 | -7.7713 | 450.3269 | -1558.411 | -322.7531 | 4855.9634 | 1623.7552 | 5046.5142 | 152.3728 | -730.0643 | 2574.4749 | 518.5187 | 670.5264 | -254.8068 | -345.676 | 79.246 | 4031.7009 | 210.1043 | -163.1615
2030-03-03 | 22 | -11.377 | 1378.2616 | -65.8653 | -458.2202 | -836.8257 | -1457.7001 | -8272.626 | 943.182 | 90.0608 | -239.8655 | 3919.3555 | 118.1043 | 474.7519 | 46.1978 | 2228.8267 | 2810.8364 | 248.4442 | 209.9989 | -391.0628 | 846.5582 | -1701.4015 | -3751.8203 | -100.8994 | -65.6405 | 1908.5963 | -1696.2139 | -1676.0391 | -635.9149 | -124.1738 | 226.9431 | 999.587 | -1848.3953 | -644.6848 | -4.7873 | 5.1209 | 2214.2739 | 827.5964 | 146.5176 | 411.8991 | 450.0621 | -1606.1141 | -90.6133 | 4560.1162 | 1822.5741 | 5040.2739 | 345.0367 | -506.8839 | 2730.7991 | 748.5923 | 807.0873 | 174.646 | -723.6635 | 0.99439 | 4507.2153 | 210.1042 | -137.1798
2030-03-03 | 23 | -1.6509 | 1470.9127 | -60.2504 | -428.8617 | -772.265 | -1532.4297 | -8468.1562 | 1148.8076 | 679.8921 | -140.145 | 3894.5151 | 102.6577 | 673.4267 | 16.8075 | 2190.4951 | 3126.4265 | 150.7845 | 209.9989 | -428.696 | 591.5115 | -1493.5657 | -4784.6475 | -163.2524 | -52.9592 | 1982.3159 | -1487.0983 | -2352.2622 | -650.5207 | -128.2184 | 154.3561 | 878.8558 | -3236.4163 | -890.5545 | -231.6349 | 3.7602 | 1696.8224 | 50.9595 | 458.5696 | 930.4464 | 449.7016 | -2433.415 | -320.5361 | 4374.1309 | 2031.8914 | 5027.2925 | 797.0795 | -282.1303 | 2762.5222 | 1188.7198 | 935.679 | -155.1508 | -518.3845 | 0.0063498 | 4621.082 | 210.1043 | -191.6334
2030-03-03 | 24 | -1.9048 | 1352.9066 | -59.5844 | -446.6443 | -904.1375 | -1597.995 | -8404.6104 | 1402.4349 | 1942.4938 | -118.8113 | 3850.6384 | 182.7182 | 1156.9871 | -51.9691 | 2100.4077 | 3460.6174 | 186.5612 | 209.9989 | -403.6828 | 442.5308 | -1561.0952 | -5126.4087 | -142.281 | -41.4802 | 1723.2308 | -1583.0465 | -2206.5078 | -704.0883 | -123.8904 | 156.9801 | 1020.5279 | -3553.9285 | -768.0795 | -351.4196 | 4.1805 | 1383.5533 | 163.4888 | -13.6186 | 330.0444 | 450.0115 | -2429.4502 | -271.0375 | 4130.2427 | 1754.2197 | 5014.999 | 12.6928 | -278.1866 | 2831.667 | 1284.6713 | 1121.047 | -985.4239 | -53.8253 | 0.99745 | 5729.5732 | 210.1043 | -342.1716
2030-03-04 | 1 | -2.9144 | 1352.66 | -57.4682 | -489.7527 | -1168.7312 | -1513.574 | -9630.1895 | 1082.3423 | 1941.2238 | -127.4373 | 3812.491 | 122.1612 | 627.6554 | -125.341 | 1961.131 | 3392.0256 | 222.4421 | 209.9989 | -443.9727 | 264.6944 | -1101.4119 | -4917.7534 | -157.3674 | -38.8144 | 2062.0051 | -1788.5085 | -2463.6797 | -744.4537 | -117.4017 | 217.423 | 1344.6923 | -3514.9319 | -717.6537 | -288.6841 | 4.1917 | 1099.0397 | 416.6228 | 312.091 | 566.4821 | 449.7579 | -2392.1804 | -420.7376 | 3589.7856 | 1850.2892 | 4881.5649 | 235.8002 | -278.2019 | 4176.4985 | 1264.0699 | 1010.4003 | -1755.5753 | -209.8764 | -18.9723 | 5808.3516 | 210.1043 | -337.9238
2030-03-04 | 2 | -11.3447 | 1998.5079 | -60.5781 | -513.8184 | -877.3964 | -1755.6436 | -9875.1709 | 1630.1786 | 2148.1702 | -130.6548 | 3673.4045 | 18.9885 | 112.8006 | -293.0909 | 1665.1616 | 2307.5549 | 71.4756 | 209.9989 | -498.0403 | -109.6911 | -887.5795 | -4986.4146 | -300.5742 | -55.0181 | 2465.6321 | -2229.6001 | -1814.6715 | -873.0552 | -128.6185 | 82.312 | 1791.4355 | -1476.1422 | -175.2369 | -180.9408 | 5.7227 | 1710.3698 | -666.4138 | 33.4988 | 379.7361 | 258.1729 | -2402.4099 | -880.4149 | 3426.9163 | 1700.5363 | 4813.6489 | 0.99353 | -277.1511 | 4329.8066 | 1216.2159 | 719.1729 | -2554.2437 | -631.6246 | 246.4239 | 4041.2229 | 210.1043 | -312.5256
2030-03-04 | 3 | -15.5815 | 1520.9956 | -58.3684 | -470.0186 | -892.9504 | -1445.2156 | -9601.2744 | 1524.1328 | 2127.5701 | -134.7807 | 3619.6829 | -12.7344 | 33.4598 | -323.6096 | 1674.1782 | 1833.8474 | 261.4478 | 209.9989 | -366.2551 | -101.9317 | -789.8585 | -4649.7041 | -265.4122 | -59.8 | 1832.9635 | -2028.3063 | -1781.3881 | -758.4117 | -118.9045 | 163.4577 | 1931.8157 | -226.3336 | -271.7006 | 55.2324 | 4.8602 | 1616.6305 | 29.9967 | 56.8777 | 558.211 | 8.4094 | -2382.9724 | -774.3458 | 3319.8318 | 1654.9631 | 4900.543 | 0.98467 | -277.0702 | 4302.4014 | 1068.3859 | 650.3626 | -2620.8015 | -630.7406 | 325.2568 | 2701.1025 | 210.1043 | -288.481
2030-03-04 | 4 | -8.6364 | 2059.1941 | -59.3665 | -512.1252 | -397.0537 | -1834.3136 | -11315.7451 | 2567.0188 | 1944.5283 | -108.8366 | 3783.6665 | 23.5924 | 829.2156 | -311.5972 | 1717.8195 | 2021.1188 | 109.0074 | 209.9989 | -248.2359 | 31.3242 | -656.7493 | -4853.7808 | -201.001 | -74.9861 | 1643.1945 | -2180.5798 | -2350.8096 | -902.0184 | -154.471 | 294.0955 | 1629.1089 | -1471.7762 | -571.3517 | -182.8092 | 1.8941 | 1602.2526 | -1583.8381 | 1.0016 | 455.4254 | 0.99969 | -2404.6108 | -482.8658 | 3522.1931 | 1837.2438 | 4853.0879 | 142.5667 | -277.7038 | 3993.0999 | 968.9249 | 452.7289 | -1985.6001 | -1588.881 | 1194.5623 | 2735.8796 | 210.1043 | -128.6043
2030-03-04 | 5 | -10.8482 | 2200.582 | -63.614 | -403.5361 | 17.5304 | -2114.1311 | -12723.9883 | 3449.0911 | 1972.8325 | -91.9404 | 3799.0293 | 13.6165 | 1322.7935 | -314.4936 | 1615.7314 | 1787.8705 | 4.5304 | 209.9989 | -259.8358 | -80.0521 | -660.1375 | -5178.1265 | -158.2214 | -72.4697 | 1995.7539 | -2158.9885 | -2513.8523 | -957.4427 | -162.26 | 431.9264 | 1569.4514 | -1661.6128 | -668.0289 | -336.697 | 0.56931 | 1500.1816 | -2621.9785 | -114.9934 | 585.4252 | 1.0007 | -2431.3167 | -351.0934 | 3297.6968 | 1757.009 | 4885.5498 | 0.99648 | -277.1089 | 3835.6719 | 678.2271 | 442.1952 | -1294.3408 | -2408.1606 | 1358.2208 | 1925.7983 | 210.1042 | -42.3326
2030-03-04 | 6 | -16.5749 | 1973.4514 | -68.0336 | -442.88 | 513.4166 | -2182.7356 | -14214.3643 | 4474.9053 | 1008.4437 | -126.4275 | 3748.1492 | -22.254 | 1344.2655 | -313.6771 | 1643.8878 | 1502.8246 | 45.0154 | 209.9989 | -331.5505 | -327.1113 | -698.9125 | -5518.7388 | -75.1114 | -75.4498 | 2072.1501 | -2333.2417 | -2100.0249 | -987.7724 | -149.3038 | 767.6113 | 1882.2922 | -1088.9209 | -431.8833 | -301.4005 | 0.58498 | 1636.0341 | -2131.7559 | -240.1145 | 120.8336 | 61.8711 | -2519.7864 | -141.3322 | 3860.8025 | 1738.4658 | 4984.8496 | -4.7764 | -276.3689 | 3745.8325 | -54.1096 | 810.7183 | 18.8925 | -3619.4683 | 64.292 | 2439.355 | 210.1042 | -101.5396
2030-03-04 | 7 | -9.2662 | 1853.3118 | -62.5498 | -610.7748 | 520.9454 | -2140.0916 | -14556.6084 | 4440.0098 | -2.941 | -165.3745 | 3844.4771 | -18.4946 | 1333.5527 | -197.7599 | 2015.3217 | 1844.9464 | -68.0403 | 209.9989 | -304.1781 | -296.0786 | -1191.8811 | -5824.749 | -54.5753 | -63.6467 | 1818.8047 | -2302.1072 | -1839.1821 | -1012.913 | -139.1455 | 794.9148 | 2165.5784 | -1731.7819 | -370.6375 | -400.4675 | 0.54849 | 1232.2924 | -1674.7291 | -63.0704 | 33.7177 | 450.304 | -2323.8044 | -44.2592 | 4302.0205 | 1820.075 | 5017.7632 | 161.2509 | -277.8725 | 3625.7314 | -595.4321 | 749.6804 | 757.7842 | -3602.0215 | 0.99776 | 4343.0815 | 210.1043 | -2.2238
2030-03-04 | 8 | -10.9545 | 1479.0537 | -74.8737 | -665.4135 | 1.007 | -1929.3633 | -13771.6719 | 3351.886 | -87.8409 | -291.9261 | 3822.2349 | 84.2553 | 1408.0958 | -16.5262 | 2134.7449 | 1610.2274 | -276.5977 | 209.9989 | -379.2806 | 80.5394 | -1676.2009 | -5881.5439 | -56.9916 | -19.1563 | 2226.6462 | -2349.8523 | -2364.4773 | -953.6528 | -120.3726 | 621.2115 | 2080.8936 | -1892.92 | -498.7028 | -388.6986 | 0.46003 | 544.1098 | -794.2085 | -468.2979 | -165.7958 | 344.4679 | -2045.2228 | -61.9797 | 4776.1133 | 1667.4015 | 5044.8687 | -3.9727 | -930.6225 | 3299.7605 | -847.9922 | 712.2773 | 723.9925 | -2584.0813 | 1.0664 | 5614.6895 | 210.1042 | 15.9726
2030-03-04 | 9 | -11.6927 | 1265.7373 | -73.2527 | -702.277 | -5.7118 | -1849.0619 | -14212.0635 | 3221.4116 | -561.5629 | -346.7245 | 3853.8389 | 177.3519 | 479.9521 | 136.6162 | 2083.0464 | 1333.7963 | -360.6446 | 209.9989 | -511.2315 | 129.1678 | -1715.9519 | -5915.5537 | -6.9225 | 1.1738 | 2675.5747 | -2392.5261 | -2540.8298 | -943.7287 | -103.1582 | 725.3738 | 2180.3374 | -1666.2303 | -483.4315 | -349.387 | 0.46441 | 409.418 | -377.7566 | -254.5982 | -247.0924 | 420.5497 | -2125.3296 | 0.99552 | 4895.3062 | 1616.1169 | 5061.7031 | -3.6963 | -991.092 | 3266.3887 | -579.6102 | 988.6752 | 1346.0104 | -2762.2317 | -1046.3179 | 6990.0703 | 210.1042 | -67.7887
2030-03-04 | 10 | -7.0311 | 1456.4041 | -66.2685 | -681.6845 | -236.9307 | -1888.2896 | -14009.9492 | 2887.2891 | -37.1131 | -340.0491 | 3845.4263 | 195.0007 | 165.2306 | 76.3055 | 2049.2847 | 1319.6187 | -373.312 | 209.9989 | -527.2169 | 199.5455 | -1774.1628 | -5934.9175 | -43.485 | 0.97611 | 2651.752 | -2370.9097 | -2603.4963 | -966.0678 | -107.4771 | 605.787 | 2342.4475 | -1827.7477 | -493.0586 | -430.3668 | 0.39454 | 414.5456 | -655.5781 | -255.8836 | -295.523 | 450.5612 | -2025.8784 | -55.0221 | 4971.3149 | 1633.3064 | 5073.3667 | 0.62916 | -1248.2004 | 3139.8181 | -322.6492 | 907.3278 | 1332.1027 | -2523.6804 | -800.6201 | 7153.9668 | 210.1043 | -71.0464
2030-03-04 | 11 | -3.1689 | 1389.2927 | -57.3384 | -660.236 | -5.7814 | -1821.5924 | -14805.54 | 3539.1946 | -340.1375 | -347.9066 | 3889.6116 | 179.0394 | 151.002 | 50.7737 | 2033.5083 | 1250.0619 | -333.6176 | 209.9989 | -361.575 | 198.4354 | -1572.9117 | -5822.5078 | -26.4023 | -28.6017 | 1968.632 | -2339.731 | -2113.29 | -959.9037 | -113.7607 | 728.188 | 2464.5486 | -1672.0837 | -228.49 | -480.3192 | 0.42982 | 817.2309 | -684.2813 | -191.6928 | -297.3718 | 450.5151 | -1893.2101 | -13.0244 | 4982.1606 | 1626.601 | 5077.2446 | 0.98601 | -1369.6777 | 2969.019 | -154.9121 | 741.1306 | 1094.0353 | -2841.5593 | -742.4583 | 7773.5205 | 210.1043 | -49.3887
2030-03-04 | 12 | -9.6552 | 1102.4532 | -55.327 | -620.2111 | -76.61 | -1613.8207 | -14446.3809 | 3354.5544 | -2.6401 | -350.0818 | 3872.6428 | 138.5982 | 1088.0107 | 52.0206 | 2032.8674 | 869.7953 | -176.9895 | 209.9989 | -356.602 | 137.696 | -1506.149 | -5877.8452 | -18.481 | -24.982 | 1889.0875 | -2276.8049 | -1886.203 | -891.4951 | -109.552 | 770.8461 | 2450.0105 | -538.2846 | -96.9721 | -327.5424 | 0.47833 | 804.5131 | -999.5264 | -520.9934 | -256.8742 | 450.0773 | -1867.853 | 0.99393 | 4978.2891 | 1609.5299 | 5079.0723 | 51.2578 | -1349.4771 | 2803.1096 | -361.487 | 690.6646 | 1243.1096 | -2772.4973 | -346.9115 | 7766.4932 | 210.1043 | 19.1499
2030-03-04 | 13 | -12.2197 | 1117.921 | -59.0217 | -673.7484 | -178.8181 | -1665.8885 | -13594.5215 | 2856.6458 | -956.9818 | -334.3914 | 3947.2786 | 195.0007 | 117.4515 | 54.4539 | 2026.9861 | 1051.8427 | -306.0581 | 209.9989 | -482.8344 | 245.2242 | -1421.2726 | -6128.0386 | 0.32823 | -13.9104 | 2342.7124 | -2297.3638 | -2465.002 | -910.3245 | -98.7441 | 749.5787 | 2361.4053 | -1239.6228 | -356.7466 | -288.0744 | 0.42558 | 747.6496 | 175.6947 | 55.2316 | 2.3511 | 450.3779 | -2293.3286 | -2.4649 | 4891.9932 | 1723.4915 | 5077.8364 | 144.2882 | -1327.5205 | 2994.7019 | 104.1109 | 1013.688 | 1285.002 | -2765.9075 | -1576.0645 | 10059.334 | 210.1043 | -115.2517
2030-03-04 | 14 | -19.6092 | 766.5806 | -59.8978 | -696.7937 | -401.7055 | -1459.1663 | -12533.6465 | 2398.2068 | -893.274 | -363.5331 | 3928.0952 | 94.674 | 208.134 | 159.4088 | 2087.907 | 1204.5125 | -325.2651 | 209.9989 | -546.7453 | 232.4771 | -1239.8479 | -6213.5659 | 22.5179 | -6.6576 | 2660.0486 | -2273.7107 | -2805.5923 | -842.4069 | -84.0732 | 823.7515 | 1969.6951 | -1642.7585 | -371.6891 | -107.7266 | 0.68224 | 363.3169 | 3648.1184 | 173.6478 | 1.3416 | 450.6312 | -2281.0227 | -82.9249 | 4984.1641 | 1767.9591 | 5077.9165 | 224.7191 | -1266.0992 | 3036.7939 | 13.2376 | 1105.1821 | 1044.9871 | -2452.3293 | -1913.902 | 11965.2861 | 210.1042 | -211.1746
2030-03-04 | 15 | -22.4216 | 719.7992 | -58.1204 | -691.4199 | -240.8327 | -1417.0841 | -13219.0947 | 2659.7488 | -628.4974 | -361.7928 | 3964.0059 | 86.7283 | 126.2901 | 85.4825 | 2062.6284 | 935.3526 | -218.0304 | 209.9989 | -342.9704 | 236.2537 | -1137.5667 | -6119.4355 | 38.8624 | -28.0263 | 1799.0911 | -2348.1946 | -2397.1504 | -839.5407 | -84.6895 | 863.9806 | 2689.3625 | -204.7387 | -113.9347 | -68.3796 | 0.44553 | 575.2225 | 1707.0959 | 239.4491 | 234.7677 | 450.3828 | -2252.876 | 1.0031 | 4876.2612 | 1808.179 | 5075.9116 | 355.7989 | -1251.0677 | 3107.5186 | 549.6161 | 959.3569 | 1049.704 | -2660.2627 | -1390.9521 | 10275.0557 | 210.1043 | -106.0809
2030-03-04 | 16 | -25.1762 | 1084.942 | -58.7578 | -590.5566 | -6.8945 | -1733.0864 | -14599.415 | 3340.4314 | -28.8749 | -345.7261 | 3842.7966 | 156.1062 | 545.2148 | 68.7181 | 2048.9785 | 838.9219 | -65.0998 | 209.9989 | -348.3017 | 175.2995 | -1065.1686 | -5967.7207 | 37.3815 | -35.0753 | 1258.0808 | -2661.1318 | -2490.8789 | -913.4319 | -98.3212 | 921.6993 | 2832.6692 | 0.99787 | -93.6924 | -88.9699 | 0.41682 | 729.8321 | -527.8931 | -109.2022 | 6.4839 | 450.4088 | -2305.2703 | 60.31 | 4644.5034 | 1702.2896 | 5076.4858 | 0.99226 | -1255.642 | 3003.916 | -17.3251 | 944.8203 | 1060.02 | -2724.9028 | -995.4365 | 8735.5156 | 210.1042 | -59.5178
2030-03-04 | 17 | -25.937 | 1317.1991 | -57.9423 | -552.0579 | -36.6958 | -1832.1621 | -14486.1309 | 3411.428 | -18.919 | -355.1567 | 3765.4529 | 104.445 | 827.318 | 59.3875 | 2055.3452 | 663.2476 | -37.8218 | 209.9989 | -316.5613 | 183.9473 | -1102.9768 | -5965.1187 | 3.3655 | -41.3051 | 958.0132 | -2763.1838 | -2515.5583 | -939.6317 | -108.1866 | 836.0789 | 2715.2581 | 2.5597 | -113.3884 | -102.458 | 0.4412 | 945.352 | -407.9818 | -321.7672 | -157.4987 | 449.9621 | -2287.572 | -2.1127 | 4959.5317 | 1696.9344 | 5077.7505 | 151.8362 | -1354.0261 | 2997.5625 | -332.1231 | 868.22 | 743.1285 | -2683.7832 | -939.7503 | 7035.7388 | 210.1043 | -73.3577
2030-03-04 | 18 | -22.5345 | 1198.6075 | -51.9751 | -513.4527 | -324.5849 | -1705.6803 | -14141.125 | 3070.572 | -2.8263 | -364.7181 | 3688.1172 | 63.2416 | 840.4426 | 62.9623 | 2058.9419 | 469.0243 | 1.1585 | 209.9989 | -284.1486 | 183.424 | -1377.587 | -5960.7363 | -27.4086 | -35.4729 | 811.8664 | -2411.8425 | -2439.771 | -903.8665 | -109.5799 | 754.2463 | 2634.3586 | 227.3083 | -50.2808 | -87.1174 | 0.51262 | 747.2222 | 387.3945 | -610.5356 | -350.6918 | 449.7148 | -1884.5115 | -36.8887 | 5050.0527 | 1657.8408 | 5062.5718 | -3.3247 | -1893.7322 | 2878.8047 | -1165.2888 | 645.7544 | 329.3182 | -2274.7512 | -445.0098 | 5222.3921 | 0.10427 | -74.9769
2030-03-04 | 19 | -20.7288 | 1313.6108 | -51.8785 | -506.7414 | -370.7072 | -1805.8646 | -14147.9648 | 2926.0569 | -2.5717 | -364.5067 | 3695.4922 | 73.4343 | 648.0494 | 52.4092 | 2050.2625 | 198.5378 | -49.5484 | 209.9989 | -266.1234 | 124.5742 | -1401.9911 | -6007.1021 | -121.0665 | -34.8899 | 649.2642 | -2362.2515 | -2418.5059 | -924.349 | -116.1878 | 604.2267 | 2620.8777 | 2.7148 | -79.0974 | -180.7401 | 0.52186 | 660.943 | -379.9799 | -536.4766 | -592.6221 | 450.2555 | -1814.0789 | -306.5074 | 5412.3745 | 1640.9558 | 5080.208 | 147.0867 | -1451.2797 | 2898.9648 | -1506.7582 | 350.1629 | 280.4798 | -2439.4326 | 1.016 | 5131.3354 | 0.10427 | 0.3456
2030-03-04 | 20 | -21.0052 | 972.4661 | -68.0853 | -486.8931 | -344.4429 | -1644.9139 | -13980.0215 | 2658.0713 | -433.5002 | -365.216 | 3673.27 | 95.8344 | 486.9673 | 53.3669 | 2045.9664 | -56.2833 | -134.5516 | 209.9989 | -443.0578 | 196.0176 | -1511.4817 | -6123.5713 | -117.088 | 1.2817 | 1350.7219 | -2077.2358 | -2524.0408 | -868.8367 | -109.0366 | 611.1858 | 2651.0032 | 96.2085 | -102.144 | -218.7689 | 0.5407 | 246.3039 | -443.7935 | -564.4937 | -525.6442 | 450.0916 | -1969.8994 | -412.403 | 5286.6484 | 1624.4525 | 5077.686 | 79.7236 | -1349.2958 | 3134.8247 | -1348.5714 | 664.9501 | 601.1896 | -2387.5535 | -234.6311 | 5088.854 | 0.10427 | -105.2807
2030-03-04 | 21 | -22.1732 | 1030.9972 | -71.5348 | -497.4602 | -728.1293 | -1643.0713 | -13506.8262 | 2004.5062 | -2.7709 | -360.8403 | 3690.583 | 114.6711 | 372.5703 | 59.4618 | 2043.493 | -199.4748 | -128.412 | 209.9989 | -320.9236 | 363.5702 | -1567.8123 | -5894.0239 | -156.9346 | -11.0429 | 661.3179 | -2178.5803 | -2187.0835 | -870.0383 | -110.5147 | 453.0455 | 2630.9817 | 173.5436 | -176.7088 | -176.7851 | 0.53244 | 336.525 | -414.0128 | -379.264 | -447.6761 | 450.1061 | -1922.4305 | -458.7084 | 5314.0273 | 1702.0286 | 5066.8062 | 228.2712 | -1287.0514 | 3132.0242 | -955.4308 | 516.838 | 37.1685 | -1717.2964 | 1.0293 | 5353.8364 | 0.10427 | -85.1876
2030-03-04 | 22 | -21.6224 | 796.1309 | -69.9886 | -465.4926 | -776.9098 | -1532.0107 | -13504.6055 | 1993.0955 | -188.9401 | -355.445 | 3753.5667 | 139.8462 | 868.8846 | 62.7273 | 2034.6191 | -189.6312 | -82.3462 | 209.9989 | -293.8775 | 401.0034 | -1532.6569 | -5695.4053 | -125.4935 | -18.277 | 1191.3523 | -1954.9526 | -2063.9834 | -826.6483 | -105.3516 | 492.9248 | 2571.6165 | 2.4891 | -48.2091 | -131.5446 | 0.53784 | 673.7924 | -488.8599 | -345.3583 | -201.3986 | 449.958 | -1883.0466 | -305.5969 | 4879.5044 | 1680.6249 | 5056.1406 | 132.5838 | -837.2167 | 3266.2529 | -262.695 | 587.7454 | 464.376 | -1816.2856 | -317.6502 | 5495.3643 | 210.1043 | -28.7441
2030-03-04 | 23 | -33.4297 | 1282.1702 | -80.2277 | -560.0434 | -438.3063 | -1886.495 | -14188.6992 | 2622.3845 | 1.0102 | -334.9009 | 3888.5764 | 195.0006 | 1276.8981 | 58.1759 | 2013.77 | -161.0888 | 3.9628 | 209.9989 | -295.9525 | 578.9312 | -1279.5767 | -5598.1943 | -55.6923 | -27.9893 | 1893.125 | -2801.446 | -2510.4365 | -935.6765 | -104.4553 | 566.097 | 2571.4961 | 314.4148 | -118.8495 | 1.0031 | 0.51679 | 719.6011 | -128.8203 | 274.563 | 590.9415 | 449.95 | -2258.0066 | -66.577 | 4395.6665 | 1928.9299 | 5038.6919 | 569.7748 | -430.6137 | 3425.2886 | 581.8943 | 821.3831 | 895.0084 | -2498.8848 | -592.8331 | 5437.6875 | 210.1042 | 6.8287
2030-03-04 | 24 | -31.0034 | 1503.957 | -65.7755 | -471.3351 | -114.7341 | -2086.1636 | -15031.6396 | 3511.6853 | 762.2767 | -357.1736 | 3673.0349 | 89.7389 | 1512.507 | -30.5619 | 1881.6088 | 361.2841 | 58.8369 | 209.9989 | -299.7339 | 438.0225 | -966.369 | -5430.9224 | -25.3936 | -38.0387 | 2030.1718 | -2776.2566 | -2284.7861 | -978.8917 | -120.5814 | 699.7539 | 2492.177 | 2.4197 | -37.2782 | -67.2677 | 0.55673 | 972.1229 | -849.0374 | -1.9295 | 431.9104 | 439.722 | -2253.4177 | 88.6796 | 3485.0498 | 1589.2979 | 5017.5923 | -3.5746 | -275.1181 | 2968.6667 | -116.7534 | 727.7015 | 673.4275 | -2151.0923 | 529.1093 | 5244.1426 | 210.1043 | 84.6193
2030-03-05 | 1 | -21.6745 | 1639.7634 | -52.7626 | -419.8411 | -5.8554 | -2095.7302 | -15339.1426 | 4131.0835 | 1709.5188 | -192.3726 | 3739.6655 | -8.4028 | 1277.8809 | -204.2261 | 2088.7803 | -382.5533 | 64.1859 | 209.9989 | -296.4174 | 202.7898 | -716.9159 | -5419.9731 | -4.0533 | -63.7448 | 2051.0898 | -2722.9663 | -2070.6604 | -996.5856 | -130.1385 | 822.9337 | 2527.3394 | 2.3034 | -15.579 | -55.4026 | 0.47681 | 1513.2363 | -842.3732 | 166.3637 | 494.4617 | 448.9773 | -2547.0156 | -146.8092 | 2977.925 | 1639.9213 | 4624.3555 | -2.8966 | -303.3856 | 5538.7725 | 1961.1116 | 836.6439 | 1.0068 | -2260.041 | 620.0068 | 3439.4954 | 210.1043 | 3.717
2030-03-05 | 2 | -28.6884 | 1986.7001 | -69.5164 | -388.8386 | 51.0677 | -2282.6697 | -14648.2793 | 4383.2202 | 2070.9714 | -281.2047 | 3655.2124 | -2.2253 | 1671.8484 | -321.4357 | 1771.7638 | 101.0238 | 171.7608 | 209.9989 | -290.5954 | 192.6039 | -597.1881 | -5389.4907 | -72.0211 | -62.818 | 2107.9976 | -2678.5818 | -2144.8115 | -1019.7961 | -148.6731 | 682.1823 | 2262.9514 | 0.99268 | -58.106 | -78.1491 | 0.59164 | 1549.2802 | -1366.3832 | -36.3372 | 704.3854 | 0.998 | -2579.2896 | -293.2341 | 3124.6887 | 1801.7175 | 4883.2407 | 121.4001 | -277.7878 | 3482.3667 | 391.0935 | 738.6917 | -583.765 | -2166.5935 | 926.6743 | 955.3168 | 210.1042 | -19.8701
2030-03-05 | 3 | -30.3625 | 1979.0963 | -69.68 | -396.1718 | 61.4198 | -2250.4653 | -14698.3604 | 4414.3618 | 2196.2114 | -263.612 | 3686.0957 | -2.0627 | 1660.2256 | -363.2421 | 1658.0198 | 101.0144 | 176.4985 | 209.9989 | -293.8224 | 165.0447 | -535.389 | -5212.3247 | -71.264 | -66.7931 | 2205.8872 | -2668.8918 | -2177.3108 | -1010.4113 | -150.3909 | 681.3385 | 2216.113 | 1.0042 | -96.1631 | -23.4282 | 0.58422 | 1645.7908 | -922.4048 | -3.0701 | 705.5517 | 1.0026 | -2612.6533 | -316.9015 | 2953.3542 | 1848.3231 | 4509.1572 | 322.3011 | -279.1677 | 3498.2925 | 378.0213 | 708.3458 | -625.6573 | -2172.822 | 1055.267 | -1199.9679 | 210.1043 | -10.8566
2030-03-05 | 4 | -32.1016 | 2004.1782 | -72.1072 | -400.2103 | 66.4512 | -2249.0024 | -14575.2734 | 4428.7485 | 2195.1809 | -284.5842 | 3504.6797 | -50.8945 | 1610.4961 | -367.3156 | 1658.52 | 101.0033 | 216.5519 | 209.9989 | -303.6638 | 91.6458 | -578.8316 | -4827.0107 | -100.8478 | -71.185 | 1848.2533 | -2718.7241 | -1833.0095 | -1012.6083 | -154.4393 | 650.6457 | 2266.6287 | 1.9527 | 19.1182 | -18.1603 | 0.59446 | 1770.4742 | -894.9051 | 1.0004 | 478.0812 | 1.0012 | -2324.624 | -405.7951 | 2931.0005 | 1599.2063 | 4559.7954 | 1.0013 | -276.9864 | 3410.2068 | -201.5076 | 540.8515 | -758.5402 | -1917.4369 | 1262.5798 | -939.905 | 210.1043 | 7.1732
2030-03-05 | 5 | -35.8937 | 1877.3278 | -73.3001 | -465.9699 | 166.728 | -2162.6152 | -14625.7061 | 4519.8677 | 2011.2385 | -248.9161 | 3677.6648 | -71.9753 | 1504.2347 | -330.9135 | 1771.8676 | 101.0033 | 245.7067 | 209.9989 | -292.9895 | -140.4815 | -574.6426 | -5484.5991 | -126.7267 | -75.9739 | 1717.5828 | -2762.9177 | -1603.8656 | -1001.4956 | -149.3667 | 717.4379 | 2308.6438 | 2.4222 | 98.4851 | -1.1905 | 0.62787 | 1806.0752 | -514.153 | -263.454 | 151.2073 | 1.01 | -2580.9268 | -574.9093 | 3471.2866 | 1663.2999 | 4739.0508 | 1.0087 | -277.1741 | 3735.8274 | -478.4578 | 728.5447 | -404.8301 | -2401.5522 | 1.0296 | -400.6355 | 210.1043 | -100.7237
2030-03-05 | 6 | -28.0379 | 1937.2263 | -57.1722 | -405.4508 | 311.2424 | -2180.4954 | -14775.4385 | 4435.0171 | 1236.9332 | -153.6353 | 3825.4429 | -68.9158 | 1081.3224 | -272.7779 | 1860.1183 | -63.99 | 146.5611 | 209.9989 | -285.868 | -106.2416 | -898.3864 | -5462.4077 | -142.7916 | -79.8322 | 1843.3967 | -2748.9324 | -1574.4448 | -1007.7849 | -153.5899 | 657.0458 | 2527.3008 | 2.508 | 103.0324 | -63.676 | 0.61702 | 1786.1133 | -1155.3716 | -80.7725 | 207.8033 | 1.0055 | -2040.0056 | -597.4954 | 3710.6636 | 1671.1139 | 4942.7017 | -4.5445 | -277.0998 | 3759.4395 | -737.5934 | 451.024 | 14.127 | -3254.6184 | 292.703 | 999.3356 | 210.1043 | 2.5011
2030-03-05 | 7 | -18.7583 | 1632.8279 | -60.7845 | -502.604 | 287.4854 | -2046.2229 | -14820.0498 | 4302.3945 | 1.0052 | -165.7409 | 3797.4312 | -46.2525 | 1058.7743 | -254.2753 | 1941.182 | 392.231 | 62.7121 | 209.9989 | -288.0427 | 15.7202 | -1264.7198 | -5491.7627 | -98.4097 | -60.8053 | 1790.5093 | -2644.2729 | -1378.9548 | -984.825 | -136.4179 | 717.5043 | 2468.9395 | 2.2056 | 52.6113 | -176.0156 | 0.65919 | 1405.0936 | -750.8754 | -503.2758 | -2.3702 | 1.0011 | -1992.7538 | -587.4634 | 3948.7812 | 1518.8595 | 5020.1978 | -150.0379 | -652.4784 | 3386.4226 | -1318.4371 | 503.5347 | 0.99481 | -3233.77 | 252.4238 | 3086.9983 | 210.1043 | 33.8136
2030-03-05 | 8 | -22.7196 | 1000.2836 | -83.2189 | -501.1 | 112.4015 | -1883.6234 | -15154.5566 | 4105.7217 | -132.5518 | -300.3041 | 3756.7664 | 0.99793 | 881.511 | -16.2487 | 2105.4365 | 27.8885 | -96.8717 | 209.9989 | -283.7302 | 43.5237 | -1333.6675 | -5499.186 | -35.3422 | -49.4586 | 1486.6246 | -2293.5486 | -1037.9983 | -904.5065 | -117.2628 | 847.3802 | 2425.9563 | 3.4302 | 15.4118 | -272.0695 | 0.53487 | 1236.7289 | -1093.202 | -437.1941 | -189.6847 | 279.0794 | -1848.5712 | -392.8221 | 4377.9053 | 1573.6292 | 5046.3696 | -3.6846 | -1106.451 | 3440.2498 | -1242.7233 | 648.299 | -330.9861 | -2633.429 | 188.2938 | 5888.6494 | 210.1042 | -25.4112
2030-03-05 | 9 | -30.9589 | 684.1514 | -83.4209 | -525.1329 | -278.346 | -1634.9181 | -14945.6182 | 3366.2595 | -282.236 | -353.8951 | 3804.1975 | 123.7099 | 1057.3142 | 117.425 | 2049.0486 | 221.9716 | -245.1945 | 209.9989 | -263.7643 | 230.1618 | -1374.1477 | -5348.9307 | -6.3533 | -29.509 | 1279.4183 | -2559.8584 | -1040.6089 | -838.1205 | -98.9881 | 806.2346 | 2204.3679 | 773.809 | -67.6975 | -130.6516 | 0.54474 | 757.5544 | 178.1153 | -448.1468 | -92.8418 | 61.3148 | -1800.6282 | -292.8727 | 4465.3086 | 1545.3466 | 5057.7373 | -3.1904 | -1411.7881 | 3243.1265 | -950.1434 | 727.9805 | -83.4765 | -2154.2942 | 2.7004 | 5865.0146 | 210.1043 | -51.0626
2030-03-05 | 10 | -19.319 | 976.8498 | -67.5086 | -613.8154 | -392.296 | -1684.2521 | -14796.916 | 3277.5986 | -105.0964 | -336.6606 | 3852.4871 | 188.5305 | 1224.6248 | 118.0104 | 2030.5962 | 603.4394 | -385.9144 | 209.9989 | -258.9659 | 383.4599 | -1358.5284 | -4496.3096 | 1.065 | -19.3133 | 1252.4211 | -2742.7971 | -1201.2538 | -894.0829 | -97.8572 | 760.6165 | 2085.0984 | 321.7263 | -117.2317 | -334.9252 | 0.5801 | 390.9024 | -252.5027 | -516.5814 | -113.3037 | 9.7447 | -1660.4482 | -237.3498 | 4490.085 | 1536.2367 | 5059.0249 | -3.0522 | -1656.4868 | 3057.2666 | -991.5962 | 669.7744 | 58.8917 | -2243.0554 | -69.0667 | 7443.9312 | 210.1042 | -29.4405
2030-03-05 | 11 | -16.4657 | 1057.2814 | -65.1161 | -616.5316 | -265.6834 | -1701.2089 | -14821.6055 | 3393.96 | -262.2293 | -330.8302 | 3880.6626 | 195.0007 | 1334.5245 | 55.7572 | 2018.1858 | 873.2482 | -383.6583 | 209.9989 | -250.5482 | 335.4657 | -1132.9755 | -3585.9502 | -20.351 | -24.5671 | 1156.4762 | -2643.4246 | -1334.6439 | -906.8171 | -101.2973 | 750.8746 | 2140.1345 | 3.5676 | -104.612 | -424.8814 | 0.54511 | 310.427 | -538.2753 | -470.9379 | -257.8883 | 449.612 | -1788.7434 | -286.4143 | 4607.8179 | 1536.0554 | 5057.0039 | -3.0419 | -1562.0106 | 3071.3564 | -1058.1495 | 640.2267 | 61.3629 | -2739.1853 | -605.5038 | 6675.3691 | 210.1043 | -1.4004
2030-03-05 | 12 | -6.026 | 1166.9485 | -59.8578 | -679.5481 | -126.6459 | -1738.4248 | -14937.1846 | 3559.0356 | -867.2183 | -235.5088 | 3898.4512 | 182.8842 | 1274.0076 | -106.052 | 2031.0763 | 1108.5254 | -483.3906 | 209.9989 | -251.402 | 374.1203 | -1081.4824 | -3780.959 | -9.9278 | -23.7447 | 1159.1315 | -2536.7979 | -1511.8623 | -934.6033 | -101.0272 | 756.3596 | 1919.5643 | -973.559 | -163.4862 | -624.9009 | 0.63002 | 386.9329 | -1164.168 | -480.9073 | -257.917 | 449.6029 | -1725.3755 | -251.1683 | 4600.019 | 1550.8285 | 5059.4443 | -3.1245 | -1737.0962 | 2904.3066 | -834.8618 | 683.7213 | 169.5854 | -3111.1868 | -1046.86 | 7716.7295 | 210.1043 | 1.0006
2030-03-05 | 13 | -1.4097 | 974.3207 | -54.3239 | -644.6972 | -101.1938 | -1617.1512 | -14654 | 3469.0432 | -921.0796 | -192.9654 | 3886.6772 | 99.6078 | 1111.3937 | -43.7055 | 2083.3872 | 1132.8153 | -572.9406 | 209.9989 | -248.0239 | 365.5573 | -1138.0073 | -4325.8555 | 46.2111 | -31.1437 | 1063.2616 | -2367.9639 | -1516.3116 | -895.5555 | -96.4957 | 834.0834 | 1604.78 | -1681.7429 | -205.5402 | -645.1495 | 0.76922 | 390.299 | -1054.686 | -441.2234 | -210.9058 | 449.7732 | -1699.5256 | -14.1426 | 4576.8247 | 1523.4956 | 5065.2104 | 1.0097 | -1695.314 | 2858.6091 | -493.1636 | 783.0294 | 977.6459 | -3187.4409 | -957.0351 | 10027.5381 | 210.1042 | -1.2647
2030-03-05 | 14 | 5.9488 | 748.4219 | -47.2885 | -541.9727 | -631.8354 | -1363.8695 | -12768.207 | 2362.2236 | -2.6661 | -145.5706 | 3888.3542 | 59.5754 | 1173.1005 | 59.5803 | 2091.9939 | 1443.6832 | -657.6873 | 209.9989 | -258.4745 | 630.3276 | -1306.8047 | -4201.9648 | 58.1111 | -16.3372 | 1000.7054 | -1870.5985 | -1961.6027 | -794.4518 | -87.56 | 668.5281 | 1179.8527 | -2492.7805 | -613.2222 | -624.1677 | 0.82643 | 42.8931 | -1462.1287 | -406.413 | -163.2716 | 449.6822 | -1713.54 | -34.7816 | 4545.9072 | 1512.4253 | 5065.5986 | 1.0044 | -1666.6064 | 2943.8469 | -368.2772 | 899.9789 | 629.0757 | -2195.5164 | -783.7139 | 10085.6719 | 210.1043 | -108.8752
2030-03-05 | 15 | 11.3746 | 659.7733 | -45.6781 | -480.5016 | -1055.7854 | -1321.7783 | -11316.1504 | 1388.1882 | -2.6781 | -131.6928 | 3950.8911 | 173.1595 | 117.5028 | 61.2469 | 2118.8035 | 1456.3016 | -681.1039 | 209.9989 | -258.3115 | 926.6688 | -1131.1987 | -3882.217 | 68.4515 | -8.3177 | 810.787 | -1573.2814 | -2482.4275 | -740.0099 | -77.6096 | 531.5721 | 878.1229 | -3344.354 | -919.9803 | -558.8552 | 1.3928 | 1.958 | -528.7894 | 1.0013 | 0.99831 | 154.4217 | -2310.4136 | -26.65 | 4147.29 | 1470.5178 | 5072.2222 | -241.9215 | -1489.4907 | 5181.8853 | 2081.6667 | 1166.3209 | 948.2324 | -1630.3156 | -1119.3853 | 10042.917 | 210.1043 | -139.1442
2030-03-05 | 16 | -1.4927 | 854.5762 | -47.9413 | -500.9899 | -1500.7394 | -1229.5426 | -9785.3535 | 251.9588 | -2.9595 | -177.6593 | 3898.7925 | 100.5484 | 1064.8409 | 79.1507 | 2102.1123 | 1955.1517 | -53.1597 | 209.9989 | -240.8916 | 895.2355 | -1277.6519 | -3410.2061 | -16.0681 | -37.6581 | 742.8204 | -1750.319 | -1965.7986 | -672.2632 | -83.6628 | 327.7953 | 1279.861 | -2249.8315 | -526.801 | -266.9982 | 3.8012 | 1136.9056 | 511.4301 | -380.4469 | -77.0078 | 437.0764 | -2002.0684 | -218.254 | 4446.7974 | 1509.7179 | 5055.5146 | -3.2013 | -1653.7893 | 3356.3328 | -158.2129 | 893.1591 | 190.9957 | -1075.8687 | -677.4326 | 9381.8418 | 210.1042 | -135.4326
2030-03-05 | 17 | 0.2904 | 1159.3716 | -47.179 | -475.6772 | -1597.2062 | -1309.3048 | -9634.8467 | 0.99949 | -44.2915 | -213.4582 | 3867.958 | 145.2768 | 1121.5223 | -83.3013 | 2141.3391 | 2196.3005 | 59.7696 | 209.9989 | -248.2361 | 759.2682 | -1290.5354 | -3762.2117 | -68.668 | -58.7227 | 729.5737 | -1713.7994 | -1785.3134 | -673.241 | -95.0461 | 258.9347 | 1482.3481 | -2415.8076 | -534.5247 | -290.379 | 3.803 | 1553.8878 | 217.5554 | -423.508 | -110.4035 | 321.9667 | -1889.9175 | -353.7098 | 4316.8047 | 1495.5374 | 5058.5342 | -3.0297 | -1735.8109 | 3468.3057 | -319.3016 | 777.2205 | 0.98399 | -1190.438 | -430.1064 | 8604.9453 | 210.1043 | -129.6448
2030-03-05 | 18 | -5.8691 | 918.0129 | -50.505 | -468.1162 | -1770.0326 | -1136.0079 | -8584.9199 | -3.179 | 1.0038 | -284.2629 | 3851.4478 | 128.2846 | 1300.766 | -67.4877 | 2169.7236 | 1908.5726 | 189.8356 | 209.9989 | -278.1819 | 601.8176 | -1336.8051 | -4093.8896 | -91.681 | -80.4357 | 191.9766 | -1652.6825 | -2373.7671 | -615.2735 | -91.9761 | 245.5213 | 1579.1772 | -1714.9703 | -666.8423 | 0.99943 | 3.8705 | 1750.9164 | 750.3811 | -600.5681 | -290.1618 | 449.8351 | -1612.0055 | -418.7532 | 4340.9004 | 1500.2378 | 5058.6157 | -203.3373 | -1400.6339 | 3597.1475 | -737.0132 | 644.8068 | -82.4266 | -1215.1102 | -194.1581 | 9206.9004 | 210.1043 | -145.6838
2030-03-05 | 19 | -16.9829 | 905.7876 | -55.3829 | -530.6137 | -1976.7493 | -1009.8941 | -6735.6484 | -705.2496 | 1.0052 | -391.5937 | 3665.5608 | -18.727 | 1029.9528 | 175.3267 | 2162.5938 | 1714.1938 | 357.4152 | 209.9989 | -411.8289 | 279.7558 | -1348.0452 | -4032.9983 | -223.0561 | -95.9425 | 1101.3247 | -1857.7128 | -1740.707 | -598.0495 | -101.4402 | 100.5184 | 1737.3566 | 1.0009 | -411.6376 | 260.8698 | 4.1006 | 2449.8333 | 2637.1416 | -615.279 | -237.2145 | 66.6286 | -1587.2933 | -860.1794 | 4196.916 | 1532.3647 | 5077.1094 | -254.0725 | -1473.3215 | 3225.585 | -932.7067 | 160.1048 | -764.0638 | -1633.8427 | 456.3246 | 9623.1572 | 210.1042 | -109.8753
2030-03-05 | 20 | -15.7295 | 798.2399 | -56.2935 | -510.154 | -1693.1096 | -772.1895 | -3785.0835 | -620.9547 | -102.0004 | -369.8081 | 3618.5212 | 84.9723 | 174.8321 | 134.8735 | 2130.5383 | 1477.8959 | 398.9258 | 209.9989 | -661.9973 | 444.5075 | -1374.4724 | -4619.7891 | -198.7621 | -53.2829 | 2304.5564 | -1565.5547 | -2297.6299 | -513.956 | -104.2356 | 167.7766 | 1487.7936 | 1.0007 | -804.8701 | 372.1599 | 2.9801 | 1851.6052 | 3514.9036 | -2.8639 | -348.8926 | 450.7378 | -1917.0676 | -967.4046 | 5113.0332 | 1652.7168 | 5077.6006 | 367.5195 | -1087.2184 | 3531.5876 | -861.5273 | 367.29 | -397.0525 | -1024.8384 | 638.1189 | 8626.6035 | 210.1043 | -174.0854
2030-03-05 | 21 | -26.5529 | 384.8024 | -60.7128 | -528.1654 | -1730.6932 | -541.8981 | -3125.8208 | -904.5229 | -2.8664 | -366.7382 | 3671.1082 | 87.414 | 211.7502 | 166.7922 | 2130.8796 | 134.732 | 117.0652 | 209.9989 | -633.8192 | 459.7301 | -1264.9349 | -4455.1748 | -142.99 | -62.6866 | 2134.311 | -1666.2643 | -2221.1038 | -465.8869 | -84.6377 | 268.8802 | 1473.071 | 1766.192 | -801.0104 | 670.8921 | 2.3943 | 1973.3987 | 5134.1958 | 137.4991 | -150.0296 | 450.4789 | -1936.2657 | -827.2151 | 5001.3726 | 1677.7817 | 5068.2969 | 515.6339 | -1009.9441 | 3747.1025 | -917.6971 | 390.6426 | -217.5495 | -887.3384 | 663.2336 | 8997.6562 | 210.1043 | -176.6957
2030-03-05 | 22 | -27.7955 | -324.4452 | -58.5446 | -480.3999 | -1911.3334 | -94.3931 | -2253.76 | -1291.793 | 1.006 | -361.1042 | 3648.73 | 113.6094 | 622.1838 | 219.9507 | 2138.1458 | 225.7288 | 123.917 | 209.9989 | -436.4902 | 738.4231 | -1226.1986 | -4515.8628 | -45.5297 | -62.0149 | 1299.3612 | -1158.7372 | -2759.2485 | -314.6455 | -64.1977 | 363.632 | 1200.0436 | 2424.9895 | -1202.7798 | 814.3082 | 0.3511 | 1539.8987 | 5341.5176 | -299.044 | -239.3748 | 450.1013 | -2199.3281 | -471.66 | 4647.9893 | 1613.6396 | 5057.9546 | 181.7082 | -421.628 | 3637.3633 | -744.5574 | 392.6573 | -665.6722 | -881.1787 | 546.408 | 8495.165 | 210.1043 | -148.5248
2030-03-05 | 23 | -41.5296 | -419.2482 | -59.908 | -521.746 | -1933.8842 | -35.6213 | -1872.0062 | -1360.5026 | 21.622 | -363.4912 | 3701.6873 | 88.241 | 1135.6266 | 211.3219 | 2161.2849 | 356.9372 | 338.8064 | 209.9989 | -348.0945 | 809.1246 | -1148.1727 | -3585.8281 | -21.4394 | -59.2851 | 855.1754 | -1463.853 | -2734.3552 | -316.1112 | -55.5993 | 375.9293 | 1703.1854 | 4018.4285 | -955.2567 | 1079.74 | 1.5158 | 1238.4323 | 6407.2349 | -541.2032 | 1.0006 | 8.573 | -2049.1543 | -365.0315 | 3816.4053 | 1490.0176 | 4921.1641 | -278.01 | -1104.5751 | 3550.9128 | -444.7253 | 470.8753 | -661.1133 | -1219.9991 | 1.0047 | 9325.3652 | 210.1043 | -85.7382
2030-03-05 | 24 | -50.8828 | -601.8947 | -57.3209 | -524.0403 | -1950.6515 | 104.0652 | -2384.8218 | -1505.3527 | 712.7563 | -190.9224 | 3805.3945 | 62.4763 | 1421.8387 | -136.6014 | 2193.5042 | 118.2632 | 452.0679 | 209.9989 | -294.565 | 926.1212 | -1144.2557 | -3258.8647 | 70.6731 | -68.1222 | 1271.0671 | -1648.6346 | -2532.8574 | -290.1528 | -48.7637 | 496.1516 | 1599.8755 | 5288.0659 | -767.9492 | 1349.5846 | 1.5133 | 1369.9213 | 7264.8096 | -468.5407 | -1.994 | 47.0527 | -2049.012 | -21.7054 | 3879.8538 | 1514.8838 | 5018.5869 | -222.5377 | -284.3415 | 3767.6448 | 3.1492 | 798.4236 | -590.8947 | -366.9103 | -0.39602 | 8601.8809 | 210.1043 | -241.1331
2030-03-06 | 1 | -54.3211 | -674.097 | -56.8492 | -515.9749 | -1800.6605 | 60.2357 | -2343.2478 | -1284.2118 | 1229.9655 | -145.5108 | 3788.1482 | 60.9206 | 996.9636 | -131.9658 | 2122.3523 | 101.4423 | 548.8972 | 209.9989 | -295.177 | 808.273 | -713.3966 | -3210.228 | 75.1548 | -58.1335 | 1441.4294 | -1779.052 | -2584.3723 | -325.291 | -43.6527 | 590.0009 | 1646.9056 | 6100.0874 | -803.1509 | 1377.7072 | 0.39515 | 1121.2009 | 6895.439 | -100.4578 | 296.5529 | 194.5287 | -2480.6604 | -75.7627 | 3687.6663 | 1668.4077 | 4964.1191 | 0.99305 | -276.5938 | 4167.8062 | 381.8575 | 924.4858 | -324.3033 | -489.2549 | 1.0067 | 8500.6055 | 210.1043 | -272.1618
2030-03-06 | 2 | -49.1928 | -206.1045 | -56.449 | -518.0721 | -1812.8585 | -247.7491 | -4154.9053 | -637.3927 | 1347.8005 | -139.5789 | 3781.2539 | 69.3442 | 1163.1952 | -162.6162 | 2076.7588 | 101.1914 | 495.6119 | 209.9989 | -299.7307 | 624.3006 | -598.1269 | -3070.1162 | 62.5094 | -69.7965 | 1543.9705 | -1924.8782 | -2494.5862 | -397.3076 | -59.5882 | 652.668 | 1470.1752 | 5521.9204 | -752.9923 | 1128.7312 | 0.45705 | 1175.668 | 5496.8931 | 61.9822 | 434.4254 | 303.1665 | -2506.1567 | -102.898 | 3586.4509 | 1811.8385 | 4646.4902 | 279.9518 | -278.5483 | 4242.1748 | 697.9393 | 792.8555 | -283.2328 | -644.8362 | 385.3984 | 5847.4463 | 210.1043 | -268.0264
2030-03-06 | 3 | -41.0278 | 50.8401 | -54.3456 | -494.253 | -1819.9714 | -451.8789 | -4924.4282 | -640.7153 | 1332.3311 | -137.3348 | 3827.2551 | -7.299 | 1096.7781 | -205.9662 | 1759.4198 | -616.9368 | 501.4531 | 209.9989 | -306.8921 | 705.4418 | -575.4302 | -2783.894 | 46.9147 | -94.7823 | 1516.9568 | -2096.3589 | -2058.8315 | -451.7431 | -64.3238 | 609.9636 | 800.4062 | 4480.6719 | -561.8975 | 1001.2802 | 2.6156 | 1960.1207 | 4742.5547 | 94.0236 | 592.994 | 58.3975 | -2457.8308 | -162.1278 | 3442.6875 | 1818.131 | 4666.0869 | 350.728 | -278.8658 | 4394.6665 | 896.6688 | 954.077 | -309.3951 | -666.9589 | 112.7053 | 5866.7524 | 210.1042 | -320.0288
2030-03-06 | 4 | -25.8883 | 529.9193 | -49.6428 | -447.8797 | -1718.5029 | -845.8762 | -5976.4438 | -170.8707 | 1180.823 | -121.7395 | 3827.2261 | 0.99885 | 958.0228 | -138.6644 | 1666.8411 | -49.2706 | 394.6725 | 209.9989 | -308.0327 | 630.0453 | -783.139 | -2858.0146 | -13.1808 | -83.6902 | 1477.0862 | -2058.323 | -1697.6163 | -547.8636 | -80.5376 | 495.4023 | 864.0103 | 2447.0154 | -379.2343 | 565.8481 | 3.8839 | 1986.4005 | 3099.8762 | -6.4975 | 504.8075 | 0.99899 | -2183.9644 | -278.231 | 3364.2366 | 1710.2205 | 4672.5459 | 131.4901 | -277.8755 | 4477.8071 | 730.0958 | 867.1451 | -672.0392 | -768.3285 | 100.7053 | 4748.1504 | 210.1043 | -311.3394
2030-03-06 | 5 | -17.8128 | 370.1318 | -46.1678 | -392.3947 | -1767.1121 | -721.172 | -5991.7397 | -674.7374 | 874.421 | -101.4842 | 3833.2036 | 82.9006 | 1078.3706 | -147.5605 | 1719.5192 | -203.6059 | 225.7704 | 209.9989 | -310.8584 | 674.7032 | -965.6687 | -2903.4578 | -33.8139 | -90.0089 | 1483.6981 | -1700.5773 | -1838.347 | -468.6923 | -77.4035 | 373.0815 | 432.276 | 1576.6296 | -759.8591 | 561.3377 | 4.2084 | 2420.8496 | 2162.3801 | -176.3015 | 355.8399 | 1.0005 | -2134.5723 | -276.9133 | 3570.052 | 1657.5914 | 4723.207 | 84.3392 | -277.6055 | 4439.1191 | 461.6739 | 812.4776 | -444.026 | -964.5641 | 300.786 | 2585.4939 | 210.1042 | -250.4376
2030-03-06 | 6 | -20.389 | 746.8127 | -50.4202 | -450.0936 | -1534.1782 | -960.8891 | -7065.4771 | -2.4816 | -123.66 | -119.7224 | 3801.6021 | 22.4087 | 620.1294 | 0.99956 | 1703.3397 | -231.1536 | 185.6066 | 209.9989 | -266.8168 | 417.4601 | -973.0969 | -3583.0581 | -107.6066 | -100.2873 | 1081.0475 | -1983.0372 | -1366.7415 | -574.5353 | -94.5963 | 360.7763 | 774.5003 | 1638.8354 | -366.1249 | 488.0995 | 4.4083 | 2571.4792 | 2527.1013 | -140.4449 | 600.8878 | 89.5426 | -2102.8396 | -565.6361 | 3545.3535 | 1489.819 | 4957.9897 | 1.0126 | -276.3168 | 4260.8013 | -300.7193 | 574.6136 | -1386.0702 | -880.5092 | 642.1487 | 2099.385 | 210.1043 | -148.9197
2030-03-06 | 7 | -26.702 | 754.5897 | -55.8985 | -534.2675 | -1254.0775 | -850.8919 | -7748.1709 | 0.99613 | -526.9198 | -132.9298 | 3820.4258 | 86.0971 | 2000.1592 | 327.9724 | 2044.7997 | -373.7457 | 39.16 | 209.9989 | -349.4834 | 484.2804 | -1225.2384 | -4241.5244 | -111.9021 | -94.5643 | 1717.1024 | -2028.1115 | -1456.8496 | -528.4868 | -97.8116 | 363.2968 | 487.7728 | 1975.7188 | -498.0089 | 537.9133 | 3.6998 | 2700.8586 | 2724.4355 | -552.1868 | 64.1271 | 450.3072 | -1984.551 | -672.7646 | 3586.7397 | 1377.5645 | 4685.2495 | -284.1364 | -275.8272 | 3823.3484 | -1501.8809 | 378.3388 | -1375.7764 | -2634.8906 | 835.015 | 1459.1921 | 210.1043 | -26.1162
2030-03-06 | 8 | -22.7506 | 902.326 | -61.2539 | -591.4286 | -1336.4364 | -994.3762 | -8743.8906 | 0.99497 | -682.2888 | -117.156 | 3802.2542 | 149.2932 | 1757.583 | 317.7744 | 2053.5842 | -877.9594 | -244.4601 | 209.9989 | -489.745 | 554.0479 | -1309.9471 | -4839.2632 | -135.8388 | -58.2152 | 2289.5532 | -2004.7803 | -1572.7134 | -581.125 | -101.7195 | 286.7832 | 603.3403 | 1844.9086 | -487.4181 | 331.977 | 3.3274 | 2496.1143 | 1787.8479 | -623.3746 | 1.0005 | 381.1983 | -2082.6052 | -804.6939 | 3808.3953 | 1371.7136 | 5024.6865 | -270.2612 | -381.264 | 3604.1455 | -1286.9423 | 569.1768 | -1752.8445 | -1909.9507 | 516.4867 | 1430.8397 | 210.1043 | -119.4381
2030-03-06 | 9 | -6.9364 | 1159.0106 | -56.5819 | -588.0669 | -1165.2302 | -1242.6555 | -10396.1328 | 422.1538 | -471.4246 | -126.0356 | 3857.1716 | 187.1778 | 2120.2117 | 482.218 | 2224.7073 | 99.1795 | -247.1826 | 209.9989 | -276.6039 | 531.5178 | -1323.3707 | -5094.2969 | -159.733 | -50.2845 | 1091.8958 | -1788.4314 | -1594.5005 | -650.2808 | -106.0952 | 248.6787 | 251.6521 | 2.7065 | -755.0263 | -129.6546 | 1.5348 | 1683.0341 | -290.0046 | -868.5439 | 1.0016 | 0.99907 | -1922.6241 | -806.7535 | 3261.0542 | 1316.5165 | 4608.1367 | -265.5405 | -977.2412 | 3491.7598 | -1351.2294 | 423.5517 | -2571.5437 | -1683.4276 | 640.5258 | 1726.4294 | 210.1042 | -98.973
2030-03-06 | 10 | -4.0386 | 1079.7594 | -54.552 | -573.1754 | -1172.8134 | -1308.1766 | -10792.4453 | 895.2189 | -62.7017 | -141.4104 | 3866.4351 | 195.0004 | 2127.9478 | 324.6471 | 2238.3062 | 101.1584 | -262.3582 | 209.9989 | -265.4641 | 481.0694 | -1335.0099 | -5059.5977 | -160.8006 | -35.1877 | 973.2013 | -1834.1405 | -1202.4722 | -686.8765 | -103.1926 | 259.2984 | 620.0964 | -402.3965 | -485.5863 | -295.2596 | 2.3229 | 1454.9006 | -1079.647 | -707.7247 | 1.0016 | 449.7103 | -1815.4622 | -780.3638 | 3313.707 | 1319.5049 | 4631.1099 | -264.0509 | -448.9086 | 3240.2957 | -880.7807 | 454.3125 | -2149.4219 | -780.5667 | 0.99489 | 3325.6313 | 210.1043 | -94.0565
2030-03-06 | 11 | -8.0658 | 1339.2765 | -55.7664 | -573.9308 | -1243.9601 | -1402.5555 | -10857.4482 | 1018.7493 | -2.9522 | -159.1428 | 3871.9827 | 93.7027 | 1860.4539 | 231.9754 | 2268.4404 | 138.1781 | -197.9695 | 209.9989 | -251.2669 | 566.7398 | -1404.4657 | -4967.5884 | -150.0308 | -37.4905 | 865.6456 | -2085.2112 | -1199.875 | -757.6411 | -107.912 | 226.1519 | 929.5883 | -105.6112 | -215.4205 | -267.2514 | 3.3619 | 1585.5188 | -1033.3473 | -340.3283 | 217.6609 | 449.7375 | -1857.1976 | -710.1906 | 3993.7729 | 1349.8716 | 5074.9287 | -74.286 | -593.222 | 3562.3115 | -550.079 | 583.2297 | -1837.3489 | -787.3397 | -270.4022 | 4233.7241 | 210.1043 | -137.3726
2030-03-06 | 12 | -8.0915 | 1145.0684 | -56.3648 | -565.3723 | -1141.8206 | -1386.2177 | -11103.5732 | 1020.3218 | -2.9728 | -149.6801 | 3867.7029 | 90.7352 | 2112.8296 | 295.0852 | 2267.366 | 340.7782 | -192.2616 | 209.9989 | -253.3261 | 575.7943 | -1300.0044 | -4687.2656 | -105.4407 | -49.305 | 903.2959 | -2127.1792 | -1250.4264 | -740.626 | -101.7175 | 312.5538 | 707.3941 | -172.025 | -275.3343 | -267.4414 | 3.1255 | 1720.8174 | -1169.7052 | -517.2505 | 1.0025 | 152.5378 | -1846.0215 | -492.2919 | 3937.2981 | 1278.7627 | 5009.0098 | -264.3158 | -810.9151 | 3196.7544 | -373.7729 | 564.3919 | 0.9761 | -1281.4191 | -0.055126 | 4781.5908 | 210.1042 | -28.5366
2030-03-06 | 13 | -3.3163 | 1304.3225 | -48.3312 | -539.6012 | -1205.3795 | -1345.0929 | -11004.041 | 844.2192 | 1.0061 | -153.0657 | 3887.0527 | 82.3431 | 1969.4353 | 218.2325 | 2219.7617 | 100.7743 | -70.5262 | 209.9989 | -314.4286 | 573.3116 | -1366.653 | -4592.5122 | -117.877 | -52.5104 | 1219.1953 | -2063.9895 | -1140.9547 | -702.7659 | -105.4867 | 278.9899 | 693.3065 | -586.3544 | -142.8877 | -313.0576 | 4.7982 | 2240.2695 | -1436.4293 | -467.3399 | 1.0009 | 311.4883 | -1847.5886 | -498.714 | 3836.8484 | 1248.5243 | 4946.6982 | -267.7334 | -848.1608 | 3332.4722 | 125.0773 | 613.1263 | -59.7901 | -1323.6884 | 1.0051 | 4618.7778 | 210.1043 | -11.1701
2030-03-06 | 14 | 3.7067 | 1196.417 | -41.1028 | -477.8749 | -1269.9587 | -1245.6779 | -10787.8877 | 613.7643 | 1.0051 | -169.6003 | 3888.1506 | 30.2972 | 1918.8502 | 163.1691 | 2068.5234 | 108.0568 | -85.0987 | 209.9989 | -371.1159 | 562.0738 | -1305.7509 | -4646.7217 | -94.7297 | -57.605 | 1586.5487 | -1811.0621 | -1245.1561 | -636.5747 | -104.757 | 317.4053 | 423.4556 | -1119.8613 | -305.8882 | -346.1741 | 4.7859 | 2241.4517 | -1916.4205 | -448.7206 | 0.99996 | 374.5582 | -2056.3701 | -465.7121 | 3811.7764 | 1252.9797 | 4950.6934 | -268.481 | -815.0698 | 3353.7551 | 238.3031 | 712.2241 | -108.0574 | -1234.978 | -0.66281 | 3769.2783 | 210.1042 | -40.0853
2030-03-06 | 15 | -0.34427 | 1164.2833 | -41.6551 | -436.9646 | -1434.6129 | -1004.0464 | -9152.2637 | -2.8477 | -2.9362 | -204.7209 | 3890.4849 | -29.412 | 2013.2104 | 239.9308 | 2020.9703 | 745.1713 | 48.7184 | 209.9989 | -390.4999 | 608.1319 | -1204.5741 | -4002.9443 | -157.4731 | -62.7688 | 1758.3562 | -1685.0861 | -1293.4375 | -548.8179 | -110.6848 | 129.7837 | 410.6143 | -852.408 | -493.3135 | -190.1514 | 5.0395 | 2203.0327 | -1634.9021 | -472.264 | 1.0001 | 348.8585 | -2104.9827 | -665.908 | 3739.22 | 1229.0082 | 4887.439 | -270.4839 | -754.1832 | 3725.3682 | 222.2039 | 594.4087 | -486.0348 | -858.1578 | 265.7901 | 1713.3322 | 210.1043 | -44.4544
2030-03-06 | 16 | -5.7569 | 1115.7189 | -45.173 | -423.1748 | -1737.1364 | -1052.6097 | -7923.7207 | -564.6872 | 1.0042 | -223.0426 | 3864.2095 | -15.9717 | 1948.4867 | 516.2938 | 2264.7546 | 1457.6666 | 260.048 | 209.9989 | -527.405 | 292.9902 | -937.6059 | -3461.9995 | -165.0276 | -74.7604 | 2872.5913 | -1982.6053 | -789.7498 | -573.092 | -110.5347 | 222.1652 | 607.4154 | 1.0055 | -312.2425 | 11.427 | 4.4807 | 2745.5459 | -484.4656 | -544.1304 | 1.0001 | 113.8844 | -1782.1621 | -742.6328 | 3528.6836 | 1215.051 | 4699.4116 | -270.4695 | -605.1484 | 3694.3154 | 234.1076 | 168.6372 | -1391.2538 | -962.7249 | 814.0632 | 1930.3641 | 210.1043 | -25.6166
2030-03-06 | 17 | -15.5084 | 1237.1292 | -45.2616 | -384.7714 | -1755.3611 | -1042.3607 | -6792.8901 | -776.4361 | 1.0028 | -201.4141 | 3846.2173 | -55.0725 | 1743.4819 | 551.2498 | 2306.4761 | 1154.333 | 257.9013 | 209.9989 | -518.3499 | 186.0014 | -1120.8284 | -3903.6194 | -207.4794 | -77.3939 | 2658.2219 | -1852.8771 | -624.1845 | -567.1985 | -115.6306 | 190.7852 | 786.2152 | 4.0896 | -289.8617 | -143.3552 | 4.3772 | 2749.4106 | -472.0073 | -340.2731 | 0.99289 | 197.013 | -1892.9932 | -898.5944 | 4009.9419 | 1237.6863 | 5046.3896 | -182.4592 | -296.6729 | 4000.2239 | 110.0959 | 228.8131 | -1597.8677 | -533.3544 | 263.4 | 1367.4584 | 210.1043 | -136.6889
2030-03-06 | 18 | -16.8298 | 924.0123 | -52.3897 | -394.0718 | -1743.1165 | -877.1099 | -6142.4121 | -797.3526 | 1.0064 | -208.3325 | 3853.157 | -44.798 | 1566.4396 | 564.915 | 2327.0095 | 97.673 | 286.8749 | 209.9989 | -687.4094 | 80.4968 | -1307.6245 | -3715.4592 | -179.8034 | -68.9311 | 2544.8345 | -1889.1255 | -1422.7737 | -519.151 | -101.578 | 217.2729 | 1115.2046 | 1113.1143 | -374.9798 | 277.431 | 6.3696 | 2726.8669 | 497.0507 | -239.2874 | -1.9078 | -3.0565 | -1325.9546 | -918.4704 | 3945.2551 | 1200.9153 | 4988.4756 | -266.8932 | -1164.4193 | 5180.8442 | 4.1124 | 509.7962 | -1472.9191 | -60.0235 | -588.8667 | 1585.0231 | 210.1043 | -247.4527
2030-03-06 | 19 | -9.8341 | 1330.7695 | -49.826 | -374.0769 | -1739.7343 | -985.309 | -6036.6753 | -616.5518 | -2.8147 | -353.662 | 3859.002 | -0.35863 | 1320.8334 | 573.1292 | 2322.1765 | 99.456 | 216.7881 | 209.9989 | -662.9108 | 4.7175 | -1425.8015 | -3331.2778 | -264.3853 | -58.4952 | 2463.6743 | -1691.4647 | -926.5901 | -520.4827 | -127.0288 | 104.1377 | 993.4752 | 226.9052 | -374.2442 | 144.3416 | 6.9603 | 2547.0061 | -432.2691 | -238.1714 | 0.99583 | 68.7385 | -877.3633 | -1076.8518 | 4423.3486 | 1218.7908 | 5083.9302 | -3.2539 | -769.2795 | 4215.6812 | -1098.504 | 64.546 | -1427.1736 | -266.5303 | 732.7316 | -659.6541 | 210.1043 | -93.8563
2030-03-06 | 20 | -13.0693 | 1134.9104 | -55.9197 | -378.8859 | -1694.6801 | -1058.3951 | -5913.5576 | -776.9968 | 1.0025 | -401.9738 | 3756.4897 | -57.8731 | 1281.9257 | 621.2405 | 2374.6702 | 101.1605 | 266.6042 | 209.9989 | -745.3254 | 108.3644 | -1241.443 | -2752.1392 | -210.8857 | -50.3564 | 3142.6958 | -1737.526 | -922.0009 | -530.4101 | -112.1496 | 172.0268 | 1237.239 | 138.881 | -438.6471 | 187.1203 | 6.1049 | 2453.4502 | 141.2959 | -134.9207 | -1.3161 | -3.9289 | -888.9058 | -1037.4941 | 4353.8506 | 1206.1638 | 5011.2139 | -3.3731 | -893.4988 | 4240.5298 | -918.8523 | 63.4089 | -1076.5922 | -466.2976 | 1090.9771 | 1124.0332 | 210.1043 | -78.7054
2030-03-06 | 21 | -28.6479 | 1037.6759 | -58.5233 | -397.126 | -1707.0001 | -1027.9561 | -6469.6528 | -684.311 | 1.0031 | -407.4482 | 3826.2078 | -58.897 | 1493.7456 | 585.0933 | 2354.6741 | 773.5412 | 253.5514 | 209.9989 | -763.7385 | 211.4764 | -1252.358 | -1930.3624 | -206.1204 | -50.1532 | 3307.2061 | -1753.7714 | -780.8261 | -544.8542 | -106.1415 | 220.4418 | 1132.5601 | 484.1271 | -492.2902 | 184.2547 | 5.1498 | 2452.541 | 1088.9094 | -200.4122 | -86.8394 | 310.3296 | -1058.7239 | -848.5735 | 4433.0117 | 1191.9338 | 5054.27 | -3.3323 | -1094.0471 | 4098.5869 | -881.2889 | 0.9903 | -1012.4108 | -647.6624 | 1233.9491 | 1010.9004 | 210.1043 | -69.0986
2030-03-06 | 22 | -10.8415 | 939.7383 | -56.9724 | -377.3448 | -1727.7428 | -1026.8646 | -6548.6006 | -760.1485 | 1.0051 | -342.8023 | 3762.5095 | 24.4942 | 997.6232 | 499.4318 | 2260.886 | 519.7877 | 206.3148 | 209.9989 | -762.0306 | 469.6746 | -1170.4406 | -1063.316 | -126.7571 | -57.8663 | 3328.2583 | -1573.3245 | -1596.3491 | -519.4478 | -97.5788 | 262.334 | 891.4104 | 1.4831 | -889.8963 | 135.3971 | 4.8663 | 2449.4133 | 798.4302 | -43.1478 | -75.2274 | 450.4275 | -1172.6636 | -545.4653 | 4365.3535 | 1291.8656 | 5042.5391 | 1.0025 | -705.4285 | 4452.9307 | -624.6812 | 59.6774 | -763.5846 | -714.1014 | 592.5085 | -25.4466 | 210.1043 | -52.9831
2030-03-06 | 23 | -16.3956 | 1069.6035 | -58.2385 | -398.2504 | -1720.7866 | -1020.4304 | -6244.582 | -839.1558 | 293.9534 | -271.6847 | 3874.9175 | -21.4163 | 1554.455 | 443.2742 | 2217.8774 | 1108.496 | 348.3297 | 209.9989 | -567.8693 | 416.9363 | -1062.9655 | -988.924 | -144.5862 | -86.5511 | 2538.9158 | -1685.9974 | -1727.3323 | -539.0213 | -106.2312 | 215.5941 | 729.5281 | 342.3856 | -857.8657 | 224.1837 | 5.1831 | 2634.6003 | 1637.361 | -626.7716 | 26.7549 | 0.99955 | -1210.8153 | -513.3852 | 3250.1355 | 1155.8835 | 4483.3604 | -281.1428 | -895.7698 | 3971.9658 | -245.9118 | 25.8928 | -1403.0598 | -779.5045 | 1032.0613 | -101.4183 | 210.1043 | -77.4545
2030-03-06 | 24 | -9.7533 | 1173.9856 | -51.875 | -386.1203 | -1754.2782 | -1040.2764 | -5458.686 | -1022.1332 | 943.3989 | -211.8709 | 3820.6882 | -1.2975 | 1466.5139 | 239.1104 | 2225.7124 | 1416.7526 | 382.3278 | 209.9989 | -493.3473 | 396.8049 | -1150.4977 | -1585.8213 | -131.6787 | -86.4107 | 2797.0056 | -1658.0981 | -1078.7843 | -546.4327 | -111.5808 | 202.3355 | 468.8363 | 1.7912 | -823.0657 | 141.6049 | 5.1833 | 2661.1086 | 1680.8864 | -500.3568 | 177.9944 | 449.6364 | -1509.9524 | -360.6434 | 3058.5908 | 1240.9673 | 4587.9258 | -293.5365 | -276.5194 | 4111.5366 | -125.2216 | 441.278 | -1331.9343 | 108.3119 | 1308.413 | 1132.5592 | 210.1043 | -176.1633
2030-03-07 | 1 | -14.5081 | 759.4557 | -49.4351 | -393.8535 | -1582.9993 | -918.9567 | -6618.8882 | -690.7551 | 1855.3071 | -173.3698 | 3885.1592 | 82.6916 | 908.0421 | -25.4497 | 2190.4785 | 1637.5958 | 460.6203 | 209.9989 | -361.8471 | 483.9599 | -1219.0035 | -1964.8428 | -98.0949 | -83.3601 | 2007.407 | -1605.8872 | -1870.5316 | -489.2135 | -86.7729 | 189.4393 | 640.3304 | 1.2087 | -1071.8275 | 267.3043 | 4.5985 | 2019.2417 | 1721.0558 | -489.1003 | 324.299 | 1.0005 | -1842.4713 | -3.0396 | 2858.5625 | 1259.1213 | 4416.7764 | -91.6888 | -277.2222 | 3309.8218 | 374.7031 | 1018.495 | -497.0131 | -50.5604 | 297.6278 | 4059.6577 | 210.1043 | -264.0283
2030-03-07 | 2 | -8.1667 | 925.4807 | -46.8142 | -422.6401 | -1019.7834 | -1115.5778 | -9136.9941 | 956.3493 | 2026.8977 | -143.9215 | 3827.761 | 51.0634 | 712.4792 | -121.8839 | 1942.0797 | 1666.7246 | 15.7317 | 209.9989 | -284.6581 | 196.6218 | -1007.9536 | -2931.6113 | -147.2225 | -76.1008 | 1386.5908 | -1740.9709 | -1766.6571 | -629.5822 | -107.1428 | 286.9199 | 1276.0848 | -1398.4589 | -686.5335 | 108.741 | 4.9641 | 1564.547 | 665.5731 | -329.222 | 574.2403 | 1.0021 | -2058.8569 | -191.1794 | 2987.4934 | 1315.1742 | 4738.6064 | -3.3031 | -276.3497 | 3477.0732 | 243.4883 | 943.9814 | -326.9958 | -1309.283 | 195.6253 | 3921.9375 | 210.1043 | -193.8406
2030-03-07 | 3 | 12.5907 | 2074.9038 | -40.6255 | -450.3633 | -445.8844 | -1838.4974 | -11735.2715 | 2469.4075 | 2030.9357 | -107.8802 | 3797.5635 | 38.5115 | 1021.9033 | -279.4444 | 1725.3121 | 2262.5857 | -178.591 | 209.9989 | -266.8218 | -54.0003 | -722.674 | -4653.3159 | -256.0205 | -74.3196 | 1314.2047 | -1821.3904 | -1566.9366 | -920.3369 | -152.896 | 266.6624 | 1515.7515 | -3588.9817 | -352.761 | -651.4327 | 2.7561 | 1645.8219 | -2409.6443 | -320.1434 | 285.4544 | 0.99946 | -2223.7515 | -586.7402 | 3099.0601 | 1407.8297 | 4579.2295 | -2.7957 | -276.3943 | 3021.562 | -461.2787 | 591.2551 | -535.2144 | -1892.6821 | 1031.0386 | 2989.5083 | 210.1042 | -126.4239
2030-03-07 | 4 | 6.5086 | 2344.4263 | -43.8283 | -501.6146 | -63.8275 | -2099.0781 | -12870.9844 | 3227.8242 | 1978.5571 | -101.6884 | 3856.5176 | 40.3559 | 1587.7302 | -272.9645 | 1786.682 | 1755.901 | -169.1239 | 209.9989 | -291.0682 | -171.0648 | -543.5751 | -4752.2637 | -233.7195 | -79.2941 | 1741.2565 | -2158.1484 | -1900.0377 | -1003.467 | -158.361 | 406.4639 | 1401.6562 | -2964.2712 | -538.046 | -612.1931 | 0.58109 | 1567.3145 | -2303.5459 | -903.1516 | 119.0671 | 0.99783 | -2184.8682 | -434.2681 | 2933.4954 | 1386.135 | 4379.3906 | -90.4581 | -276.5135 | 3037.7856 | -370.8875 | 278.6165 | -623.0758 | -2746.769 | 1664.5197 | 2547.8484 | 210.1043 | -1.3406
2030-03-07 | 5 | -7.8422 | 2318.2859 | -52.2202 | -404.6625 | 244.3354 | -2201.6345 | -13498.3721 | 3497.5957 | 1818.3015 | -249.2382 | 3749.3606 | 121.6485 | 2036.4178 | -449.8959 | 1253.2286 | 1402.4679 | 12.6173 | 209.9989 | -279.4836 | 50.1068 | -805.9148 | -4675.6221 | -150.8284 | -68.0088 | 1826.9899 | -2174.9915 | -2137.4038 | -1007.6695 | -160.8711 | 436.1775 | 1314.5881 | -1376.647 | -630.1854 | -414.6689 | 0.49564 | 1398.1085 | -2451.8306 | -961.429 | 218.3145 | 449.317 | -2043.3817 | -54.7053 | 2297.3621 | 1275.5042 | 4075.7197 | -307.0247 | -272.4735 | 2175.3667 | -1382.6116 | 462.3933 | -81.1217 | -3188.8052 | 1090.9424 | 1815.7434 | 210.1042 | 27.4774
2030-03-07 | 6 | -17.5654 | 2058.2729 | -57.4666 | -462.4559 | 730.8735 | -2155.7612 | -14652.2852 | 4482.2744 | 699.283 | -149.622 | 3794.2656 | -10.9932 | 1972.8684 | -351.3221 | 1672.1937 | 1334.5991 | 129.6239 | 209.9989 | -251.8027 | -227.4093 | -696.5178 | -4611.9673 | -98.4124 | -84.2422 | 1830.5149 | -2387.0322 | -1628.9399 | -1003.9811 | -151.007 | 759.8713 | 1807.9362 | -386.8087 | -320.455 | -256.8688 | 0.60218 | 1633.173 | -1352.7075 | -948.1231 | 0.99973 | 231.192 | -2242.406 | -2.0243 | 3145.1877 | 1303.5728 | 4614.667 | -301.5711 | -272.4067 | 2490.7251 | -1523.9358 | 627.2581 | 479.5201 | -4127.9165 | 1.0104 | 1833.0773 | 210.1043 | -26.3083
2030-03-07 | 7 | -20.8904 | 1827.7374 | -55.141 | -533.2142 | 872.7798 | -2047.5614 | -15043.333 | 4566.6465 | -655.0466 | -158.302 | 3861.9514 | 1.0001 | 2040.663 | -60.681 | 1909.6605 | 857.5329 | 105.2017 | 209.9989 | -266.8388 | -443.8513 | -944.1338 | -4952.3242 | -68.146 | -72.3539 | 1894.5271 | -2714.325 | -1625.5737 | -991.2062 | -145.9429 | 854.2043 | 2209.4482 | 0.99573 | -86.5498 | -185.6319 | 0.64708 | 1412.4078 | -517.2921 | -341.7812 | 76.0129 | 449.4716 | -2231.1609 | -2.5122 | 3545.4255 | 1233.2169 | 4911.3735 | -289.1083 | -272.3307 | 2358.5459 | -1969.9803 | 783.7625 | 812.6522 | -4018.1755 | 1.0008 | 2893.7122 | 210.1043 | -74.3144
2030-03-07 | 8 | -22.2468 | 1561.579 | -55.6477 | -420.2334 | 737.809 | -1984.9691 | -15431.2559 | 4299.8159 | -449.0997 | -342.7865 | 3932.3047 | 153.8898 | 1945.2122 | 1.0013 | 2020.2393 | 633.6636 | 37.4189 | 209.9989 | -269.0877 | -250.5676 | -1265.8763 | -4901.4932 | -59.0735 | -45.3467 | 1779.7064 | -2623.2556 | -1834.8362 | -951.684 | -137.233 | 785.4266 | 2416.1365 | 0.99665 | -128.0449 | -242.8409 | 0.52006 | 829.6605 | -1149.5712 | -29.5524 | 1.0026 | 449.7398 | -1975.053 | -2.4768 | 3857.2537 | 1192.8719 | 5011.4761 | -274.7794 | -546.7407 | 2226.4609 | -1449.1785 | 838.3276 | 849.9091 | -3484.6936 | 1.0014 | 2724.1238 | 210.1043 | -59.6381
2030-03-07 | 9 | -24.1841 | 1304.9153 | -71.2701 | -511.1247 | 126.4886 | -1785.9064 | -15001.6133 | 3599.2354 | -2.7326 | -330.4338 | 3931.1023 | 195.0015 | 1918.6598 | 33.3542 | 1998.4552 | 719.9715 | 14.9473 | 209.9989 | -264.9123 | -59.8735 | -1406.6379 | -5111.3276 | -51.5368 | -31.4279 | 1570.1646 | -2529.269 | -2045.6055 | -912.7231 | -121.2879 | 692.6688 | 2435.4568 | 2.6102 | -143.4323 | -181.5271 | 0.5149 | 701.0312 | -440.0691 | -238.7519 | 1.0024 | 449.6192 | -1939.7944 | 0.99458 | 3634.0398 | 1172.7002 | 4780.0044 | -267.2663 | -644.0531 | 2124.7844 | -1136.5922 | 964.2664 | 280.7522 | -2537.9661 | -697.05 | 3796.1375 | 210.1043 | -124.6528
2030-03-07 | 10 | -25.0924 | 1202.3042 | -66.0425 | -502.6733 | -8.28 | -1714.8468 | -14722.3555 | 3218.3479 | -305.9415 | -333.6354 | 3911.5793 | 195.0005 | 2077.6313 | 25.7784 | 1995.4274 | 600.3911 | 47.3085 | 209.9989 | -267.8502 | 179.1301 | -1330.5509 | -5342.6045 | -49.2057 | -28.9139 | 1561.5043 | -2238.9326 | -2035.4979 | -884.0562 | -116.1927 | 653.5198 | 2473.5876 | 2.5133 | -103.3335 | -178.9966 | 0.53514 | 720.7844 | -398.2831 | -507.6258 | 0.99264 | 312.6205 | -1985.5723 | -2.1536 | 3349.9609 | 1124.5029 | 4494.0894 | -265.4946 | -1171.0042 | 2073.585 | -853.4734 | 1026.8555 | 0.99351 | -2452.8098 | -1270.78 | 4446.8867 | 210.1043 | -98.4607
2030-03-07 | 11 | -26.4942 | 1035.5195 | -63.7108 | -360.2585 | -20.6086 | -1714.5842 | -14600.5303 | 3033.6992 | -354.8356 | -347.0142 | 3935.1167 | 163.5305 | 1945.6532 | 68.136 | 2032.0671 | 410.1838 | 95.6359 | 209.9989 | -269.9903 | 346.1319 | -1241.1219 | -5424.1606 | -46.3071 | -32.3588 | 1546.8926 | -2046.7715 | -1899.0991 | -857.1478 | -111.9833 | 647.5662 | 2513.8135 | 0.98625 | -47.6425 | -178.8341 | 0.4933 | 860.8093 | -1353.0023 | -665.4792 | 1.0047 | 449.5709 | -2009.1959 | -2.3445 | 3558.532 | 1220.6133 | 4680.5317 | -263.0123 | -1163.4927 | 2342.1843 | -830.7574 | 1040.1107 | 1.008 | -2429.2217 | -1444.075 | 6882.3799 | 210.1043 | -118.482
2030-03-07 | 12 | -25.8033 | 947.0474 | -62.3561 | -331.2033 | -43.5536 | -1651.4222 | -14564.9785 | 2961.605 | -645.6818 | -347.201 | 3919.0693 | 158.4457 | 2112.5781 | 90.0061 | 2037.2609 | 525.9843 | 167.5762 | 209.9989 | -269.7412 | 404.8217 | -1143.4918 | -5491.2222 | -40.8559 | -32.0854 | 1446.2262 | -1972.8267 | -1870.2263 | -831.7466 | -110.0848 | 638.7121 | 2562.4705 | 1.0012 | -23.1948 | -188.2513 | 0.49789 | 764.6317 | -1840.6256 | -553.3646 | 0.99671 | 449.6429 | -2101.9595 | -2.3707 | 3583.9104 | 1231.2561 | 4696.0571 | -264.0187 | -1055.8517 | 2169.0999 | -632.0733 | 1085.3285 | -83.4024 | -2518.366 | -1557.3926 | 6758.0474 | 210.1043 | -133.94
2030-03-07 | 13 | -26.5407 | 1303.8511 | -66.0265 | -380.6407 | -244.3483 | -1812.7118 | -14388.3506 | 2764.4607 | -247.826 | -344.2428 | 3887.0637 | 162.284 | 2128.2058 | 55.7738 | 2024.4276 | 669.5403 | 188.4978 | 209.9989 | -269.8374 | 516.5394 | -1104.7705 | -5479.439 | -25.8505 | -33.0717 | 1448.3395 | -2333.4846 | -2001.4667 | -897.7332 | -112.5233 | 612.6069 | 2517.5234 | 0.99204 | -87.115 | -174.4751 | 0.50575 | 826.7153 | -1649.8667 | -1.6512 | 358.7347 | 252.6379 | -2168.3313 | -2.0409 | 3469.2976 | 1268.5861 | 5082.7686 | -268.2776 | -311.9434 | 1893.0153 | -858.0406 | 1048.8694 | 244.7967 | -1998.8116 | -1147.1753 | 6400.6123 | 210.1043 | -132.6029
2030-03-07 | 14 | -28.1656 | 1308.3737 | -66.3106 | -381.9829 | -216.313 | -1805.8722 | -14481.4961 | 2802.5847 | -2.758 | -341.4966 | 3855.7729 | 166.5186 | 2129.2607 | 42.2773 | 2019.2275 | 634.7952 | 217.922 | 209.9989 | -271.6238 | 529.8267 | -1103.609 | -5467.374 | -16.9012 | -37.1482 | 1447.6219 | -2366.0967 | -2047.0428 | -894.5469 | -112.8474 | 624.2216 | 2499.5735 | 1.0076 | -72.6057 | -161.6431 | 0.51768 | 879.2991 | -1744.1034 | -103.2623 | 455.6071 | 179.4892 | -2164.6919 | -2.0055 | 3387.7175 | 1277.5586 | 5081.2705 | -268.2981 | -333.6965 | 2115.1423 | -958.4528 | 1084.1858 | 245.2586 | -2051.9509 | -1128.3798 | 6285.0239 | 210.1043 | -149.7174
2030-03-07 | 15 | -18.1283 | 1521.3297 | -45.6617 | -489.1317 | -110.2663 | -1828.8562 | -14491.2559 | 2840.9827 | -2.7778 | -332.4898 | 3851.6006 | 193.8938 | 2130.0535 | 56.2368 | 2009.338 | 590.6968 | 319.6405 | 209.9989 | -268.771 | 537.6741 | -1074.3843 | -5331.186 | 0.08167 | -37.5802 | 1407.391 | -2632.6719 | -2144.1702 | -935.4619 | -110.4185 | 654.7584 | 2435.7251 | 0.98675 | -108.8512 | -165.913 | 0.51687 | 1033.3204 | -1680.4382 | -51.2552 | 411.8711 | 224.0083 | -2103.2554 | 54.8052 | 3415.5925 | 1261.3987 | 5079.2935 | -268.992 | -464.3874 | 2128.3909 | -690.1001 | 1119.9941 | 541.7968 | -2120.9941 | -1206.2476 | 6292.5171 | 210.1042 | -167.4494
2030-03-07 | 16 | -24.639 | 1413.5173 | -48.3342 | -402.0087 | -224.8858 | -1857.6968 | -14387.1797 | 2702.5105 | -2.6569 | -329.1236 | 3853.0474 | 195.0031 | 2127.5593 | 44.2903 | 1994.705 | 769.5119 | 250.2086 | 209.9989 | -262.8796 | 534.1901 | -1059.0968 | -5239.3267 | -6.3025 | -44.0754 | 1402.896 | -2659.6743 | -2119.2402 | -923.5089 | -106.3875 | 630.196 | 2404.6213 | 1.0029 | -84.4437 | -106.6624 | 0.52864 | 1148.0215 | -1500.4463 | -230.6639 | 1.0016 | 449.5174 | -2094.3254 | 56.2718 | 3400.283 | 1141.4724 | 4463.5811 | -268.9027 | -1030.2979 | 2282.5061 | -843.6611 | 1060.5883 | 895.6929 | -1918.689 | -913.7183 | 5081.1919 | 210.1043 | -154.9663
2030-03-07 | 17 | -30.793 | 1398.1649 | -49.2432 | -408.5523 | -47.4408 | -1887.8112 | -14510.3086 | 2751.0286 | -517.0006 | -336.0137 | 3859.2542 | 192.584 | 1811.5437 | 0.99843 | 1948.2358 | 591.8287 | 329.5956 | 209.9989 | -263.153 | 456.3049 | -1065.249 | -5334.4043 | -9.9607 | -48.0395 | 1413.3163 | -2647.7148 | -1968.6747 | -914.1032 | -109.5607 | 661.4412 | 2443.8245 | 0.99414 | -43.518 | -63.2487 | 0.51892 | 1115.2479 | -1473.5442 | -643.6714 | 162.9354 | 449.4373 | -2216.2629 | 70.9701 | 3442.0347 | 1148.1531 | 4703.0938 | -267.2721 | -1067.7145 | 2775.6045 | -400.2888 | 1082.693 | 1244.5122 | -2495.5647 | -958.0121 | 4228.2549 | 210.1043 | -147.864
2030-03-07 | 18 | -28.1059 | 1316.843 | -51.6997 | -431.1072 | -38.0551 | -1921.1802 | -14469.6309 | 2851.6277 | -2.969 | -331.126 | 3919.428 | 195.0077 | 1598.1808 | 1.0022 | 1998.5703 | 602.3059 | 160.8686 | 209.9989 | -252.823 | 494.3134 | -1157.5193 | -5457.3247 | 3.1395 | -46.6791 | 1336.2146 | -2743.4119 | -2038.8314 | -926.097 | -104.066 | 681.7041 | 2415.4028 | -0.30015 | -82.4726 | -63.5675 | 0.5207 | 1163.7201 | -1728.7421 | -419.4027 | 261.1067 | 449.6958 | -2252.3923 | 89.3806 | 3634.9333 | 1139.7419 | 4955.2388 | -264.5486 | -1168.2937 | 2954.0281 | -140.5186 | 1187.2273 | 1199.506 | -2339.7234 | -1326.5121 | 5017.6289 | 210.1043 | -166.1351
2030-03-07 | 19 | -24.228 | 1284.1439 | -52.3365 | -405.0699 | -211.671 | -1810.5967 | -14054.1387 | 2419.7996 | -2.9313 | -329.0017 | 3873.8687 | 195.0004 | 1839.5173 | 0.99938 | 2003.5229 | 435.3663 | 193.5455 | 209.9989 | -251.3834 | 449.3192 | -1302.0532 | -5452.8184 | -84.8303 | -45.9544 | 1340.4653 | -2599.7937 | -1863.9044 | -907.1553 | -106.5497 | 508.5508 | 2422.7292 | 1.0078 | -66.2734 | -118.6554 | 0.51571 | 1155.5763 | -1776.8116 | -583.0155 | 0.99996 | 449.71 | -2263.0146 | -64.1223 | 3683.1665 | 1128.5435 | 4657.6348 | -256.3264 | -1180.2538 | 2638.8743 | -698.3766 | 866.024 | 999.8633 | -1915.5995 | -552.3104 | 3600.2144 | 210.1043 | -112.8982
2030-03-07 | 20 | -22.9018 | 1215.6367 | -57.8609 | -544.2459 | -357.0131 | -1709.8024 | -13869.3965 | 2313.4575 | -2.8217 | -331.9153 | 3869.7351 | 194.9995 | 1702.957 | 0.99953 | 1995.9493 | 333.0273 | 139.7 | 209.9989 | -239.3944 | 477.2133 | -1551.9738 | -5583.1567 | -69.3665 | -41.3581 | 1214.2712 | -2651.1721 | -1816.6615 | -892.9688 | -102.4013 | 498.1843 | 2427.4771 | 1.2392 | -99.1763 | -77.2163 | 0.50561 | 930.6181 | -178.0464 | -532.3699 | 1.0016 | 307.4822 | -1997.0565 | -22.575 | 3856.7366 | 1155.5608 | 4835.8428 | -257.0078 | -1207.0978 | 2830.741 | -819.3331 | 928.2064 | 1054.8193 | -1696.7937 | -375.1659 | 2398.532 | 210.1043 | -167.9935
2030-03-07 | 21 | -40.5349 | 1072.1625 | -84.5772 | -470.6984 | -509.8173 | -1837.2484 | -13710.542 | 1926.387 | -2.9557 | -169.2816 | 3921.7422 | 195.0017 | 882.3865 | -24.42 | 1964.0789 | -6.4731 | 163.6024 | 209.9989 | -247.215 | 76.4221 | -1656.7394 | -5995.0117 | -81.95 | -50.6001 | 1075.7927 | -2765.9919 | -1712.439 | -878.3909 | -101.4908 | 470.0377 | 2479.2676 | 681.3337 | -114.3589 | -4.6989 | 0.47001 | 782.673 | -317.998 | 346.8803 | 181.2158 | 449.2587 | -2013.1001 | -14.3447 | 3854.0371 | 1209.4606 | 4930.7749 | -181.2413 | -954.7325 | 5479.8794 | 1455.5306 | 971.7678 | 1324.537 | -1653.8014 | -172.1272 | 2486.4182 | 210.1042 | -151.7177
2030-03-07 | 22 | -36.0818 | 831.735 | -64.4682 | -579.5307 | -636.9497 | -1590.7321 | -13258.1094 | 1659.7268 | 1.002 | -321.2196 | 3857.8228 | 195.0008 | 1768.0083 | -158.5442 | 1685.2396 | 459.2938 | 179.0167 | 209.9989 | -264.1034 | 3.4476 | -1482.1183 | -5570.624 | -60.3404 | -51.626 | 1241.2513 | -2692.7288 | -1100.8923 | -838.2054 | -89.408 | 540.0428 | 2593.9468 | 980.8496 | -67.1117 | 110.0094 | 0.48544 | 50.8394 | 1281.791 | -599.0193 | 0.99356 | 449.5424 | -2115.4749 | 0.99836 | 3694.3694 | 1216.8279 | 4782.9028 | -270.7457 | -1094.4362 | 2806.4128 | -925.7741 | 950.2054 | 998.4612 | -1699.1389 | -449.9306 | 2439.1902 | 210.1043 | -157.1642
2030-03-07 | 23 | -36.7029 | 766.861 | -61.2457 | -565.3334 | -524.0158 | -1531.2804 | -13164.21 | 1731.1768 | 44.8673 | -306.1417 | 3886.6135 | 172.7536 | 1448.7738 | -463.7169 | 1288.5138 | 480.7971 | 215.5634 | 209.9989 | -272.5204 | 304.7852 | -1277.1301 | -5454.354 | -41.0314 | -64.0056 | 1317.2908 | -2350.6099 | -1364.0669 | -798.7825 | -87.348 | 520.1826 | 2126.8774 | 1140.5865 | -312.8365 | 210.8446 | 0.46406 | 168.0791 | 1534.8566 | -470.9586 | 253.7131 | 449.4384 | -2449.7231 | 148.7877 | 3713.7192 | 1266.8865 | 5008.8325 | -106.0107 | -836.1401 | 3040.9705 | -656.9055 | 1174.1089 | 856.5706 | -1823.9104 | -1133.2908 | 1763.3906 | 210.1042 | -202.3003
2030-03-07 | 24 | -39.4293 | 966.7249 | -76.2974 | -541.8385 | -335.8362 | -1673.9186 | -13400.6289 | 2239.687 | -3.0281 | -268.364 | 3795.3601 | 195.0016 | 1645.2889 | -535.9352 | 1060.4686 | 653.5339 | 202.0777 | 209.9989 | -265.7942 | 68.3315 | -991.6625 | -4490.8877 | -59.0655 | -60.5599 | 1463.0228 | -2340.8398 | -1136.2457 | -829.2258 | -98.7312 | 550.6685 | 2012.9379 | 1266.0973 | -261.5906 | 158.1728 | 0.49554 | 153.074 | 468.0464 | -607.7349 | 102.3788 | 449.2994 | -2302.416 | 181.1642 | 3300.9102 | 1244.9923 | 4786.3589 | -295.0483 | -546.0125 | 2507.6519 | -745.3278 | 1000.766 | 350.5775 | -1538.1027 | -473.3243 | 1535.0632 | 210.1042 | -207.4596
2030-03-08 | 1 | -29.6331 | 1145.8344 | -68.5015 | -484.1476 | -340.8367 | -1677.802 | -12860.7656 | 2591.6956 | 1577.795 | -25.7379 | 3780.9707 | 51.3887 | 2029.626 | -621.7457 | 740.5151 | 650.9338 | 218.3535 | 209.9989 | -250.924 | 63.6771 | -684.285 | -3331.2832 | -55.7711 | -82.5142 | 2051.4626 | -2117.312 | -1144.3293 | -810.855 | -113.0985 | 553.8499 | 1323.6664 | 356.2193 | -507.1098 | 89.4061 | 0.69444 | 293.5133 | -775.9307 | -488.3559 | 4.8394 | 449.3938 | -2247.3037 | 187.7155 | 2787.4946 | 1305.5072 | 4302.6089 | -304.0638 | -272.3828 | 751.4473 | -2385.021 | 698.971 | 43.6607 | -1688.8778 | 863.5676 | 1939.111 | 210.1043 | -38.8639
2030-03-08 | 2 | -26.0222 | 1305.962 | -63.7065 | -382.6248 | -256.4463 | -1615.4874 | -12024.0898 | 2680.6218 | 2097.4939 | -7.1466 | 3795.3545 | 39.6287 | 2009.7267 | -689.0188 | 445.6231 | 623.1088 | 197.2701 | 209.9989 | -160.0135 | 76.9307 | -548.0738 | -2149.1428 | -83.6211 | -93.5272 | 1865.9991 | -1912.97 | -1015.037 | -763.9184 | -125.317 | 469.918 | 1083.512 | 5.2926 | -709.4775 | 70.263 | 0.69939 | 13.2618 | -1404.4105 | -262.3856 | 1.0005 | 449.3682 | -2245.6499 | 43.8108 | 2959.5215 | 1363.4905 | 4191.5801 | -2.4997 | -272.3169 | 969.3326 | -1902.6964 | 586.6119 | -225.6568 | -1807.833 | 1244.6366 | -150.717 | 210.1043 | -31.6154
2030-03-08 | 3 | -20.2908 | 1419.9513 | -58.277 | -413.7892 | -349.2946 | -1496.8822 | -12058.2441 | 2541.0994 | 1834.1729 | -16.7393 | 3899.3965 | 9.3212 | 1935.705 | -693.7235 | 427.0532 | 181.1116 | 261.4672 | 209.9989 | -97.3052 | 67.3212 | -535.3275 | -1528.8856 | -110.8403 | -92.055 | 1317.4659 | -1998.4254 | -895.8202 | -762.3956 | -110.3058 | 401.663 | 1258.1721 | 5.2957 | -544.1858 | 127.3382 | 1.7802 | 1.0093 | -990.9536 | -107.0429 | 300.1838 | 0.99906 | -2216.1162 | -35.4536 | 2942.637 | 1365.6287 | 4457.9277 | -2.4848 | -272.302 | 1332.6846 | -1524.5094 | 547.5738 | -423.5132 | -1679.418 | 1287.0123 | -1963.3229 | 210.1042 | -36.5735
2030-03-08 | 4 | -12.6177 | 1196.6715 | -40.1276 | -366.7199 | -379.6503 | -1294.863 | -11658.9434 | 2389.0208 | 1824.5662 | -45.7711 | 3888.9968 | -43.6205 | 1909.6436 | -686.095 | 478.5909 | 96.6522 | 255.7773 | 209.9989 | -116.0595 | 154.392 | -574.7773 | -1836.7754 | -107.512 | -69.7459 | 1426.6249 | -1743.4556 | -1410.7444 | -707.1049 | -107.7951 | 377.2654 | 1306.1564 | 4.7963 | -626.2717 | 117.632 | 1.9232 | -104.4258 | -1033.1478 | -98.2708 | 297.3837 | 0.99781 | -2251.9824 | -27.5342 | 2864.0769 | 1344.4501 | 4371.0449 | -2.4576 | -272.4924 | 1482.0005 | -1422.0411 | 567.8062 | -234.1403 | -1714.8853 | 1247.1855 | -2433.4907 | 210.1043 | -31.8586
2030-03-08 | 5 | -21.8254 | 1477.538 | -64.4611 | -429.3033 | -124.0697 | -1593.9935 | -12240.8662 | 2970.9998 | 2097.5713 | -17.8862 | 3876.5728 | 6.0293 | 2064.7979 | -660.7115 | 429.9437 | 85.2103 | 27.2568 | 209.9989 | -152.4968 | 28.6692 | -599.095 | -3200.2356 | -104.6335 | -79.3492 | 1664.9775 | -1963.2723 | -1412.4503 | -790.4612 | -134.6908 | 458.5518 | 1032.714 | 12.7452 | -747.9022 | 23.3064 | 0.69831 | -26.3617 | -1298.9008 | -272.9872 | 1.0004 | 355.1521 | -2259.5188 | -1.6322 | 2849.7554 | 1301.9948 | 4053.7969 | -2.4076 | -272.3609 | 1240.0725 | -1848.1948 | 552.6417 | -102.7048 | -2066.0947 | 1250.489 | -1201.24 | 210.1043 | -11.6863
2030-03-08 | 6 | -10.3563 | 1582.1637 | -45.744 | -526.2557 | 282.2914 | -1761.5322 | -13650.1162 | 3938.5117 | 1296.2836 | -18.6737 | 3857.9165 | 31.3494 | 1957.4589 | -597.3611 | 631.9927 | 142.2774 | -97.5662 | 209.9989 | -130.667 | -271.5125 | -576.2515 | -2550.9202 | -79.368 | -82.1726 | 1740.6942 | -1985.1228 | -461.0676 | -863.4377 | -139.1706 | 672.0618 | 1293.1693 | 0.99207 | -543.9153 | -206.8846 | 0.72156 | -67.3161 | -1627.7506 | -2.7147 | 72.7486 | 240.6289 | -2251.2734 | 73.9044 | 3069.6731 | 1257.2915 | 4299.7627 | -2.5159 | -272.7157 | 1158.5579 | -2175.1458 | 490.1164 | 63.1119 | -2679.5417 | 979.6482 | 54.7752 | 210.1043 | -15.8457
2030-03-08 | 7 | -19.9409 | 923.1628 | -54.6615 | -469.9676 | 652.055 | -1607.9153 | -14563.3379 | 4364.8462 | -558.1486 | -86.5255 | 3862.2197 | -8.0169 | 1725.3488 | -402.7644 | 1312.3893 | 91.9623 | 18.3691 | 209.9989 | -329.2991 | -178.8034 | -652.1686 | -1681.8457 | 70.4126 | -34.7014 | 2702.677 | -1906.3123 | -639.3806 | -773.1225 | -108.8231 | 990.6606 | 1574.266 | 1.0003 | -741.7039 | -2.3643 | 0.72878 | -558.1238 | -1245.4612 | -492.1812 | 35.6643 | 449.367 | -2545.6731 | 322.5229 | 3940.0818 | 1298.604 | 4994.8262 | -19.7943 | -272.3535 | 2794.9456 | -1435.7097 | 1005.9324 | 1878.2534 | -4140.3862 | -546.7227 | 555.3663 | 210.1043 | -19.9154
2030-03-08 | 8 | -10.0517 | 943.8911 | -61.1021 | -637.6006 | 339.6273 | -1615.4827 | -14912.1445 | 4148.4575 | -2.7111 | -93.5591 | 3752.9814 | 80.4811 | 1962.8438 | -335.0597 | 1543.1603 | 161.6018 | -241.1186 | 209.9989 | -360.6586 | -77.1185 | -826.1407 | -1242.0035 | 62.8327 | -12.7138 | 2961.3816 | -1754.7623 | -981.1287 | -797.6324 | -105.7893 | 945.0296 | 1530.1721 | 1.008 | -887.6905 | -233.4323 | 0.79992 | -1167.3071 | -1748.928 | -448.5388 | 0.99976 | 449.4017 | -2267.5393 | 313.6555 | 4144.561 | 1274.3159 | 5031.0811 | -3.3845 | -750.5853 | 1649.6746 | -2783.9258 | 887.5234 | 1708.7117 | -3220.8848 | -242.5936 | 1118.2384 | 210.1042 | 7.9336
2030-03-08 | 9 | -2.3588 | 641.6277 | -62.525 | -528.2156 | -94.8323 | -1323.1205 | -14041.6826 | 2710.8225 | -401.9107 | -75.3384 | 3616.5217 | 159.9805 | 2026.4177 | -274.1273 | 1640.8798 | 80.3723 | -422.9933 | 209.9989 | -373.3818 | 248.6274 | -1028.4924 | -1258.9784 | 67.529 | 22.4674 | 3007.0684 | -1712.3113 | -1395.8945 | -691.3809 | -92.2928 | 740.2495 | 1155.3821 | -824.4701 | -1417.5183 | -288.5845 | 0.7967 | -1956.3213 | -2179.3577 | -247.8468 | -2.103 | 449.4499 | -2324.0715 | 376.4503 | 4210.6157 | 1257.9701 | 5056.3516 | 1.0009 | -840.4547 | 1367.7374 | -2681.5315 | 957.4531 | 1546.4542 | -2570.1934 | -626.5545 | 1074.0919 | 210.1043 | -24.9539
2030-03-08 | 10 | 1.8429 | 808.9651 | -56.9259 | -543.7687 | -207.9071 | -1360.6938 | -13988.7393 | 2501.0803 | -15.4989 | -106.4421 | 3777.1418 | 96.3816 | 2039.2397 | -273.2436 | 1661.8286 | 63.7118 | -495.8463 | 209.9989 | -359.9252 | 196.8336 | -943.1685 | -1401.2213 | 26.1848 | 30.7103 | 2960.364 | -1666.8647 | -1228.0775 | -714.3558 | -94.9017 | 685.3973 | 1247.9288 | -1124.6011 | -1398.9852 | -408.3776 | 0.80869 | -2113.166 | -2482.355 | -183.2182 | -2.054 | 449.4765 | -2379.3269 | 277.5114 | 4215.8647 | 1250.2307 | 5069.2324 | 0.99698 | -632.3359 | 997.8805 | -2662.0037 | 858.7228 | 1290.8444 | -2501.062 | -468.9552 | 2624.2659 | 210.1043 | -19.057
2030-03-08 | 11 | 5.1587 | 933.4916 | -53.9254 | -532.9302 | -155.8953 | -1423.549 | -14087.9062 | 2563.3035 | -405.515 | -155.2973 | 3768.3005 | -1.6946 | 2085.6409 | -248.7048 | 1760.8322 | 311.8145 | -545.5914 | 209.9989 | -380.908 | 218.1103 | -1023.8137 | -1884.3749 | 26.8031 | 38.3602 | 2986.9124 | -1595.3167 | -1370.8485 | -739.1459 | -96.2798 | 669.8755 | 1336.8525 | -1684.3378 | -1376.7843 | -503.8202 | 0.82696 | -2177.0679 | -2684.0139 | -271.3953 | -2.0191 | 449.5178 | -2475.3926 | 277.4288 | 4227.9375 | 1248.0922 | 5075.2046 | -3.1516 | -673.1795 | 843.2751 | -2553.0869 | 916.5761 | 1445.3586 | -2650.0698 | -670.925 | 3223.1104 | 210.1043 | -11.55
2030-03-08 | 12 | 4.3544 | 1093.7084 | -52.8428 | -539.072 | -161.6988 | -1527.1895 | -14189.5596 | 2694.6753 | -20.8555 | -165.8505 | 3765.3562 | -11.5054 | 2112.2834 | -209.6026 | 1894.9739 | 429.9048 | -522.4854 | 209.9989 | -380.864 | 219.7508 | -896.8519 | -1767.3402 | 16.2044 | 42.6186 | 2993.4116 | -1641.443 | -1496.5381 | -778.4271 | -99.4863 | 664.1476 | 1564.7242 | -1844.9955 | -1292.5769 | -522.8488 | 0.82943 | -2150.9053 | -2641.4902 | -342.1045 | -2.0617 | 449.54 | -2488.9529 | 159.6801 | 4245.3311 | 1236.1819 | 5077.7871 | 1.0122 | -729.6409 | 440.4812 | -2692.8489 | 908.9992 | 847.0327 | -2492.8396 | -657.9893 | 4010.6641 | 210.1043 | -40.2798
2030-03-08 | 13 | 20.8313 | 937.9169 | -41.1245 | -399.2798 | -245.8143 | -1398.7902 | -14009.8301 | 2476.708 | -91.2834 | -200.7133 | 3981.7012 | -100.6701 | 1825.9288 | -180.589 | 1956.7313 | 700.7657 | -493.7142 | 209.9989 | -341.8466 | 132.3834 | -992.7411 | -2766.6282 | -10.0812 | 8.1775 | 2490.5354 | -1057.4591 | -997.263 | -723.6282 | -102.2878 | 610.6676 | 1254.9224 | -3517.3521 | -1322.9148 | -731.9719 | 1.2972 | -1705.5883 | -3410.7722 | -44.5006 | 1.0015 | 449.5263 | -2490.9514 | 114.0824 | 4236.4805 | 1254.2573 | 5077.7959 | -3.1232 | -539.7247 | 1359.2592 | -1775.7361 | 963.6942 | 949.2226 | -2267.8372 | -813.3541 | 2906.5535 | 210.1043 | -80.0652
2030-03-08 | 14 | 28.0881 | 876.1612 | -35.5186 | -348.2215 | -46.9259 | -1389.7288 | -14330.3379 | 2655.1821 | -706.8378 | -156.9973 | 4069.4695 | 5.4898 | 1109.8938 | -173.3048 | 1944.2869 | 599.4456 | -550.0804 | 209.9989 | -343.0417 | 114.5495 | -1011.9844 | -3901.9395 | 20.5927 | -5.5972 | 2316.75 | -863.5663 | -1301.6735 | -709.9476 | -101.7817 | 677.0499 | 1080.8669 | -4269.1982 | -1483.266 | -804.4152 | 0.62637 | -1240.9629 | -3728.0996 | 472.7574 | 228.3606 | 449.2354 | -2526.9365 | 229.8033 | 4027.1392 | 1219.3695 | 5077.7905 | -2.0677 | -879.8406 | 4441.2866 | 649.4914 | 1118.7876 | 1761.7736 | -2815.4656 | -890.0467 | 2276.5088 | 210.1043 | -61.9021
2030-03-08 | 15 | 32.7821 | 776.8466 | -30.9863 | -301.0476 | -314.1451 | -1234.6022 | -13779.5791 | 2261.531 | -2.5472 | -184.3699 | 4002.1943 | -62.1408 | 2133.6426 | -193.0726 | 1920.101 | 354.8672 | -735.9202 | 209.9989 | -452.3548 | 155.9797 | -954.9179 | -3589.9089 | -18.6241 | 14.4559 | 3264.072 | -688.3114 | -1589.8221 | -668.7192 | -104.6511 | 576.8671 | 634.9309 | -4616.6675 | -1554.5927 | -860.0343 | 0.83055 | -1322.3977 | -3799.7366 | -416.8792 | 1.0032 | 449.4775 | -2488.2017 | 113.5899 | 4204.1753 | 1210.6769 | 5058.2002 | -3.1557 | -720.6714 | 1047.4132 | -2247.6851 | 960.0794 | 822.8157 | -2284.8599 | -623.5327 | 765.6428 | 210.1043 | -99.4657
2030-03-08 | 16 | 39.7765 | 284.4633 | -25.0353 | -228.8908 | -359.5552 | -906.9319 | -13575.498 | 2070.6206 | -2.5346 | -125.2183 | 3936.3594 | 47.2114 | 2098.6165 | -32.3049 | 1719.0239 | 35.8219 | -985.4034 | 209.9989 | -441.8658 | 247.6458 | -979.8868 | -3134.0852 | 16.0784 | 10.5747 | 3185.5674 | -277.1745 | -2156.5378 | -554.3661 | -93.1309 | 625.877 | 94.0613 | -4934.1479 | -1772.877 | -845.7681 | 1.104 | -902.749 | -4068.1433 | -529.5351 | 0.6395 | 449.4854 | -2476.8506 | 201.748 | 4197.8198 | 1198.6124 | 5057.0342 | -3.2981 | -875.7175 | 1397.9712 | -2278.751 | 1168.2493 | 1348.0771 | -2206.4319 | -951.871 | -179.7798 | 210.1043 | -153.7975
2030-03-08 | 17 | 30.1972 | 177.3521 | -30.8199 | -307.629 | -269.4247 | -864.0167 | -13736.0283 | 2207.8613 | -152.5412 | -75.3579 | 3974.0762 | 158.6121 | 2123.499 | 75.7549 | 1731.683 | -212.603 | -930.6667 | 209.9989 | -389.3604 | 284.4223 | -759.0955 | -2150.5105 | 58.9086 | 9.2041 | 3007.1018 | -553.7086 | -2250.3899 | -543.0949 | -85.6616 | 750.2949 | 179.9252 | -3413.6667 | -1656.5118 | -652.3943 | 1.1465 | -596.7798 | -3680.2161 | -527.9045 | -2.0946 | 449.4926 | -2400.8359 | 289.1615 | 4227.9873 | 1196.8663 | 5072.9111 | -3.3097 | -918.0847 | 1328.0677 | -2652.5554 | 1095.4585 | 1295.627 | -2502.8789 | -935.0413 | -373.8812 | 210.1043 | -138.6322
2030-03-08 | 18 | 22.5086 | 264.8793 | -37.1935 | -361.8207 | -300.8674 | -942.9921 | -13754.6104 | 2238.3032 | -2.5559 | -79.772 | 3934.5117 | 166.9336 | 1983.5775 | 170.1432 | 1857.8833 | -319.283 | -973.8998 | 209.9989 | -278.464 | 301.4223 | -697.7762 | -1465.7377 | 62.1966 | 10.8242 | 2322.8176 | -905.5179 | -2173.4336 | -574.8794 | -85.6377 | 769.2975 | 301.2852 | -2531.7637 | -1606.848 | -575.0898 | 0.98409 | -705.1257 | -3422.9216 | -301.3204 | -2.1172 | 449.4518 | -2344.2454 | 338.2985 | 4261.9355 | 1194.6906 | 5077.1689 | 1.0028 | -774.0726 | 1109.1029 | -3131.4287 | 1022.7897 | 1201.8848 | -2380.7739 | -703.4138 | -202.2423 | 210.1043 | -129.2357
2030-03-08 | 19 | 11.1191 | 646.473 | -42.4722 | -459.2189 | -233.3062 | -1239.3977 | -14006.1719 | 2462.4941 | -2.5225 | -82.1504 | 3994.1816 | 143.4406 | 1946.0402 | 190.4062 | 1893.0995 | -653.44 | -964.9672 | 209.9989 | -200.5184 | 159.6255 | -782.0485 | -1580.7805 | 26.8903 | -1.5617 | 1734.5449 | -1396.8381 | -1662.6033 | -697.314 | -90.9903 | 770.6611 | 887.3625 | -1829.0066 | -1009.7857 | -517.0174 | 2.7975 | -263.9779 | -2584.5566 | -34.9582 | -2.3046 | 449.3913 | -2448.408 | 193.6091 | 4327.4141 | 1209.4974 | 5075.792 | 1 | -721.9185 | 922.9445 | -3750.5247 | 1114.2676 | 1819.6775 | -2590.5879 | -848.0121 | 1319.1249 | 0.10427 | -124.7475
2030-03-08 | 20 | 14.529 | 551.3893 | -41.8004 | -441.9081 | -247.6725 | -1161.1171 | -13924.6309 | 2312.8833 | -116.2143 | -118.0488 | 3943.2683 | 153.7746 | 2101.2678 | 306.4697 | 2268.9519 | -657.0916 | -926.3065 | 209.9989 | -308.045 | 208.9013 | -879.0826 | -1551.0958 | 0.95084 | 23.0806 | 1812.9531 | -1182.4132 | -1215.5121 | -659.0319 | -89.6871 | 701.4119 | 1074.5323 | -2051.8513 | -1021.3487 | -538.5291 | 3.3531 | -531.3488 | -2679.7236 | -575.7043 | -470.9113 | 450.0364 | -2444.0901 | 53.3406 | 4851.2437 | 1194.5094 | 5064.2344 | 80.1151 | -1350.1368 | 1116.7854 | -3518.7339 | 1011.4233 | 1670.3295 | -2382.2656 | -789.1013 | -25.9316 | 0.10427 | -135.196
2030-03-08 | 21 | 23.8686 | 39.9797 | -35.0532 | -311.4085 | -389.3177 | -813.8331 | -13410.9424 | 1854.8192 | -491.4694 | -127.7364 | 3945.1116 | 166.9925 | 1823.1344 | 222.8123 | 2262.9199 | -601.881 | -901.9332 | 209.9989 | -232.1953 | 214.6907 | -796.8116 | -510.2367 | 4.1826 | 22.0222 | 1464.7103 | -574.4741 | -979.3261 | -523.2213 | -82.2764 | 698.6783 | 840.1639 | -2603.5811 | -1232.8293 | -539.6725 | 3.6894 | -706.1818 | -3244.9692 | -474.7669 | -258.873 | 449.8363 | -2442.1899 | 46.3087 | 4712.9604 | 1232.1155 | 5053.4639 | 174.652 | -1106.236 | 2211.5732 | -2452.8708 | 1069.0841 | 1719.1434 | -2413.7192 | -1060.5813 | -1559.548 | 210.1043 | -128.6582
2030-03-08 | 22 | 24.1032 | 91.9226 | -35.101 | -321.4832 | -402.4514 | -819.6547 | -13349.8613 | 1752.4955 | -296.1016 | -96.153 | 3980.7974 | 195.0034 | 1757.6758 | 149.5361 | 2103.5278 | -533.5386 | -914.5566 | 209.9989 | -209.248 | 350.9649 | -947.671 | -749.3925 | 24.6205 | 25.9743 | 1446.5945 | -546.7301 | -978.2678 | -529.742 | -83.8135 | 644.9216 | 842.8499 | -2479.1973 | -1164.7173 | -569.2794 | 4.4862 | -973.7772 | -3289.738 | -427.4917 | 155.1004 | 449.5917 | -2533.5039 | 252.9519 | 4024.1399 | 1174.0745 | 5032.8701 | -3.486 | -793.1133 | 2530.8528 | -1726.3998 | 1148.0219 | 1956.4668 | -2510.4688 | -757.7036 | -1591.8267 | 210.1043 | -87.4715
2030-03-08 | 23 | 19.294 | 818.6001 | -40.8214 | -456.873 | -312.8292 | -1254.0387 | -14052.6885 | 2276.8904 | -499.7964 | -93.3077 | 3939.6938 | 150.6427 | 1468.2458 | 72.6728 | 1818.1305 | -479.9386 | -919.1815 | 209.9989 | -224.2075 | 186.2048 | -850.8889 | -619.9882 | 1 | 32.2321 | 1325.4938 | -1154.5183 | -547.7302 | -699.7217 | -101.5968 | 634.8067 | 1494.98 | -2064.5479 | -863.7354 | -668.5414 | 4.4731 | -1442.3745 | -2958.8528 | -428.5005 | 234.2228 | 449.4424 | -2544.5898 | 197.7264 | 3835.8906 | 1204.5896 | 5016.6753 | -3.7278 | -686.8507 | 2794.9429 | -1031.5767 | 1178.6903 | 1483.5421 | -2502.6338 | -460.9739 | -199.9903 | 210.1043 | -135.5108
2030-03-08 | 24 | 13.9434 | 1215.2697 | -46.6577 | -522.9816 | -5.6703 | -1563.7806 | -14632.96 | 3009.4668 | -2.93 | -77.3122 | 3875.4658 | 149.9427 | 1650.0608 | 193.8642 | 1618.6066 | -95.6078 | -880.6451 | 209.9989 | -237.2585 | 187.6908 | -567.6671 | -341.2753 | 68.7287 | 57.0165 | 1700.8154 | -1536.4427 | -722.5403 | -779.6031 | -108.2068 | 756.3727 | 1354.9053 | -2068.3374 | -1118.4209 | -635.5861 | 3.0164 | -1948.4266 | -3027.1179 | -464.0446 | 1.0003 | 449.3663 | -2461.353 | 493.4414 | 3585.0728 | 1218.1234 | 4946.96 | -295.8566 | -272.4301 | 2710.8362 | -448.5719 | 1017.3466 | 1043.7992 | -2780.5537 | -234.6965 | 3165.4944 | 210.1043 | -31.9466
2030-03-09 | 1 | -20.3491 | 1219.5607 | -60.4321 | -338.9717 | 334.2852 | -1678.2532 | -14820.9619 | 3917.3003 | 53.7303 | -118.1693 | 3860.0671 | -22.5115 | 1996.7977 | -162.3485 | 1505.2009 | -1090.4059 | -551.0843 | 209.9989 | -173.4498 | 199.5839 | -372.7527 | -128.83 | 121.7906 | 13.5732 | 1926.141 | -1714.9882 | -589.7068 | -760.7969 | -115.943 | 915.1818 | 1460.2107 | 6.1906 | -757.0387 | -124.4449 | 4.8854 | -1021.539 | -1875.2383 | -288.4949 | 203.3044 | 449.3492 | -2560.9263 | 594.5955 | 3160.0986 | 1284.0312 | 4802.6719 | -266.6763 | -272.3947 | 906.1915 | -1890.3721 | 1151.8398 | 1335.2051 | -3639.2927 | -382.0324 | -1592.9507 | 210.1043 | 31.051
2030-03-09 | 2 | -26.3085 | 1180.3446 | -52.6693 | -427.813 | -348.1297 | -1371.1195 | -12292.9746 | 2851.082 | 1246.1591 | -100.4296 | 3901.2673 | -68.4614 | 1755.8281 | -411.6606 | 927.4576 | -1643.405 | -347.1154 | 209.9989 | -67.0788 | 41.3532 | -342.2534 | 504.6152 | 15.361 | -32.6687 | 1230.6034 | -1965.4584 | -3.5879 | -707.0213 | -96.2697 | 681.079 | 1486.6464 | 1381.3953 | -383.97 | 240.6614 | 7.6389 | -611.9738 | 412.9702 | -61.1305 | 687.2914 | 1.0015 | -2468.9614 | 202.7787 | 2948.8972 | 1379.5524 | 4853.5688 | -2.6009 | -272.6434 | 2082.415 | -321.0705 | 1015.9489 | 313.1765 | -2194.0027 | 35.8786 | -2644.2395 | 210.1043 | -33.7952
2030-03-09 | 3 | -37.4617 | 597.7817 | -57.7266 | -392.0391 | -882.9654 | -926.168 | -10317.0771 | 1717.162 | 2023.4771 | -101.6985 | 3920.8093 | -55.7971 | 2020.1604 | -413.3409 | 943.5478 | -1706.6307 | -164.9212 | 209.9989 | -81.5099 | 29.9928 | -402.5248 | 597.8688 | -10.2768 | -8.6298 | 1266.6802 | -2228.2119 | 65.1104 | -564.6908 | -81.4117 | 564.8691 | 1696.6858 | 2785.74 | -334.9911 | 552.0587 | 9.0186 | -617.6362 | 1798.4753 | -159.5616 | 367.6302 | 0.99901 | -2428.9338 | 79.07 | 2998.9153 | 1378.6652 | 4638.4658 | -2.557 | -272.8727 | 2612.9209 | 279.188 | 1041.7477 | -397.4037 | -1398.1862 | 1.0321 | -1789.6381 | 210.1042 | -91.5519
2030-03-09 | 4 | -30.3773 | 393.2152 | -50.5816 | -334.1644 | -866.8147 | -727.7202 | -9961.8906 | 1664.5126 | 2088.7917 | -120.3726 | 3707.8103 | -121.0719 | 1962.6748 | -417.9989 | 883.0049 | -1950.5576 | -235.4453 | 209.9989 | -123.5092 | -10.5591 | -298.1631 | 581.7184 | -19.6491 | -4.4754 | 1600.7806 | -1790.5865 | 28.1425 | -492.0623 | -81.5303 | 560.4234 | 1439.6096 | 2579.4036 | -536.6874 | 573.7932 | 8.3408 | -813.081 | 1379.4769 | -130.1104 | 469.4673 | 0.99762 | -2373.7417 | 53.5704 | 2941.7451 | 1226.178 | 4622.4634 | -2.5649 | -276.6559 | 2210.3423 | -699.3008 | 828.6391 | -736.3945 | -1401.1562 | 244.4854 | -4380.9312 | 210.1043 | -47.112
2030-03-09 | 5 | -35.6614 | 488.2375 | -47.6292 | -363.564 | -813.8942 | -780.1065 | -9944.8682 | 1784.2471 | 2017.5873 | -106.6366 | 3548.3088 | -129.1452 | 1950.3905 | -492.7292 | 686.2418 | -2138.7861 | -197.1809 | 209.9989 | -107.7163 | -46.4932 | -258.3361 | 612.5615 | -15.2207 | -21.4012 | 1679.4739 | -1669.7371 | 28.3054 | -514.1993 | -82.7987 | 586.6693 | 1422.6857 | 2958.573 | -475.1217 | 672.0894 | 8.1582 | -543.5369 | 1672.1473 | -151.4999 | 413.9983 | 0.99917 | -2376.3665 | 62.163 | 2928.7998 | 1197.7493 | 4546.646 | -2.5609 | -276.7286 | 2242.0447 | -770.821 | 799.3317 | -577.4711 | -1546.3163 | 301.6151 | -1853.1987 | 210.1043 | -28.4301
2030-03-09 | 6 | -31.2304 | 541.3348 | -51.0945 | -347.8848 | -701.8557 | -870.0578 | -10200.1621 | 1988.5828 | 1988.1484 | -111.5809 | 3756.6165 | -128.5236 | 1952.0194 | -459.0132 | 774.7497 | -1867.9604 | -192.4973 | 209.9989 | -116.4113 | -66.9897 | -328.3838 | 419.1838 | -10.2771 | -9.9979 | 1598.2069 | -2107.873 | 9.4198 | -508.6504 | -85.7694 | 612.6724 | 1384.3214 | 2631.4475 | -534.6418 | 594.1844 | 8.7099 | -710.9146 | 1418.2897 | -184.7137 | 400.371 | 0.99988 | -2454.3831 | 66.3783 | 3062.7463 | 1339.8326 | 4575.417 | -2.6052 | -276.609 | 2392.4519 | -239.2457 | 920.7549 | -179.4858 | -1824.1255 | 229.3337 | -2460.3833 | 210.1043 | -33.55
2030-03-09 | 7 | -9.0743 | 442.4056 | -43.949 | -293.0918 | -303.9518 | -965.5363 | -11215.6162 | 2911.1865 | 1401.9226 | -126.9636 | 2640.4685 | -120.7058 | 744.8346 | -358.2508 | 1012.6693 | -1508.9409 | -361.0243 | 209.9989 | -363.013 | -231.1497 | -242.4563 | 331.7494 | 24.2455 | 19.4712 | 2832.2292 | -1561.0658 | 9.4042 | -528.9653 | -84.7835 | 826.623 | 1244.3875 | 866.2724 | -681.3983 | 222.7292 | 7.9905 | -791.6165 | -656.0122 | -5.2267 | 850.6631 | 1.0006 | -2460.0718 | 149.8232 | 3048.8882 | 1124.0802 | 4900.0352 | -3.7243 | -276.5721 | 3441.5874 | -66.0909 | 914.1096 | -75.2449 | -2332.7922 | -219.851 | 127.2201 | 210.1042 | -73.5064
2030-03-09 | 8 | -10.3774 | 561.1068 | -50.8175 | -346.2524 | -131.4971 | -1156.5533 | -11808.6211 | 3112.124 | -131.6815 | -161.1599 | 2094.1528 | -127.2121 | 39.65 | -253.7637 | 1305.7948 | -1541.2812 | -472.1395 | 209.9989 | -360.4954 | -133.6258 | -436.7815 | 18.6096 | 83.3671 | 17.8963 | 2683.4832 | -1777.5021 | -293.2484 | -583.6241 | -98.6357 | 915.3264 | 1201.718 | 608.3286 | -741.6531 | 154.6285 | 8.454 | -502.86 | -724.1338 | -120.6596 | 416.1646 | 323.3332 | -2618.3005 | 285.2812 | 3777.0537 | 1044.2286 | 4968.9692 | 0.9987 | -277.2988 | 3501.0608 | 85.6683 | 1332.845 | 1283.4832 | -2610.1841 | -1093.2172 | 2467.7065 | 210.1043 | -82.8092
2030-03-09 | 9 | -4.1441 | 365.7758 | -52.7349 | -419.5437 | 156.8388 | -1151.2546 | -12387.9893 | 3286.26 | -1724.1522 | -139.7869 | 3375.8694 | -0.79524 | 1355.9691 | -122.5661 | 1607.8713 | -1395.908 | -649.4078 | 209.9989 | -476.9581 | 92.0051 | -680.6889 | -322.2683 | 187.9406 | 12.5106 | 3493.332 | -1562.6936 | -749.6859 | -585.9077 | -85.649 | 1054.6049 | 895.2973 | 11.3253 | -983.45 | -5.0538 | 8.4006 | -645.5869 | -1027.7965 | -182.8551 | 21.3258 | 449.7234 | -2744.4702 | 591.7004 | 4264.6157 | 1647.9353 | 4999.0811 | -4.4319 | -278.3716 | 2949.2244 | 298.9762 | 1552.3623 | 2393.8467 | -4008.8472 | -1647.0499 | 3332.4204 | 210.1043 | -86.238
2030-03-09 | 10 | -10.9051 | 576.8149 | -54.1009 | -437.3135 | -221.9226 | -1058.1526 | -11454.2578 | 2464.8074 | -1284.37 | -137.1545 | 3559.9395 | 65.2079 | 1638.155 | 8.673 | 1600.8792 | -1243.4039 | -518.5889 | 209.9989 | -475.9053 | 50.2958 | -680.6711 | -139.1786 | 124.0917 | -6.186 | 3580.7292 | -1630.8306 | -923.3243 | -542.1099 | -89.6398 | 911.9217 | 732.7043 | 589.6042 | -1120.8615 | 279.3598 | 7.6624 | -629.5647 | 165.7482 | -568.3336 | -76.1111 | 284.4369 | -2646.9939 | 450.701 | 4347.5347 | 1663.9061 | 5010.9111 | 1.0055 | -278.5722 | 2890.7737 | 225.933 | 1401.7271 | 1794.3906 | -2900.6882 | -1096.7125 | 3149.6992 | 210.1043 | -121.6332
2030-03-09 | 11 | -24.7038 | 537.3282 | -60.0299 | -490.3667 | -968.4318 | -921.6471 | -8804.6045 | 720.9296 | -159.7478 | -210.3491 | 3988.0122 | -16.6653 | 1717.028 | 58.2744 | 1868.1859 | -1161.0929 | -325.3549 | 209.9989 | -509.1699 | 0.7995 | -771.9376 | -113.9927 | 28.8143 | -25.3031 | 3747.6216 | -1942.377 | -958.6404 | -525.9246 | -83.8801 | 660.0457 | 719.9954 | 1911.8552 | -965.6735 | 495.0665 | 8.7571 | 59.2871 | 1885.6202 | -588.11 | -180.9357 | 450.3645 | -2651.1147 | 206.7142 | 4505.4521 | 1606.6241 | 5018.6631 | 0.99628 | -281.2486 | 2959.7913 | 443.9858 | 1238.7782 | 1033.4122 | -1604.7256 | -495.9708 | 5605.0718 | 210.1043 | -149.7741
2030-03-09 | 12 | -29.4836 | 315.6858 | -61.8453 | -482.8089 | -1568.1266 | -813.0763 | -7399.7173 | -311.2127 | -2.8074 | -205.849 | 3605.8411 | -4.5231 | 1460.7709 | 108.17 | 1829.1317 | -823.1554 | -201.7832 | 209.9989 | -537.1127 | 143.3316 | -776.4664 | 5.1818 | 17.3599 | -33.1716 | 3843.415 | -1925.3162 | -1657.3287 | -477.2561 | -69.2594 | 545.1332 | 265.7841 | 2344.1113 | -1163.9183 | 590.4739 | 8.2021 | 642.4378 | 2422.8335 | -443.4752 | -25.0708 | 450.385 | -2604.313 | 218.116 | 4378.6416 | 1700.6511 | 5023.2681 | 1.0001 | -362.7606 | 2897.585 | 975.6239 | 1215.8083 | 1061.1135 | -1110.6683 | -416.8757 | 7152.4546 | 210.1043 | -164.3971
2030-03-09 | 13 | -23.5768 | 292.733 | -55.856 | -395.2789 | -1669.9972 | -738.2131 | -5669.123 | -442.8336 | -2.8029 | -201.81 | 3333.5208 | -22.533 | 615.2214 | 197.9194 | 1707.1436 | -642.6361 | -19.6454 | 209.9989 | -565.0434 | 153.9251 | -725.4271 | 419.7919 | 7.3347 | -33.9984 | 3897.2117 | -1667.2194 | -1638.0052 | -458.2245 | -66.4429 | 504.3226 | 416.2194 | 2236.1143 | -1208.0652 | 640.6213 | 8.6544 | 746.6108 | 1852.1406 | 102.1112 | 492.9783 | 450.0406 | -2547.3452 | 111.7328 | 4416.0454 | 1887.1542 | 5022.8081 | 481.1364 | -356.4883 | 3246.7688 | 1767.3589 | 1262.9684 | 799.4833 | -604.1204 | -814.9959 | 6652.6157 | 210.1043 | -241.1437
2030-03-09 | 14 | -15.8112 | -40.9547 | -47.5129 | -309.9241 | -1794.0758 | -534.6719 | -5244.0137 | -816.5669 | -281.5041 | -188.0229 | 2701.219 | -45.6646 | 726.8495 | 62.5486 | 1676.98 | -783.0617 | 0.2556 | 209.9989 | -766.1447 | 247.6153 | -777.6481 | 540.0303 | 47.0315 | -2.8118 | 4621.8462 | -1261.7203 | -1508.9884 | -373.5131 | -56.3375 | 519.9001 | 125.0099 | 2176.2158 | -1457.4298 | 642.6323 | 8.628 | 706.9918 | 1479.3365 | 144.7197 | 639.4377 | 449.8975 | -2681.1028 | 223.0276 | 4556.8916 | 2032.8409 | 5019.0044 | 761.0803 | -282.3465 | 3293.9709 | 2145.8628 | 1517.6472 | 1040.818 | -611.3543 | -1402.0317 | 6619.5103 | 210.1042 | -295.1817
2030-03-09 | 15 | -13.2169 | -129.4025 | -43.9675 | -272.9375 | -1783.6136 | -455.8794 | -5243.0015 | -840.9626 | -619.5623 | -171.418 | 2842.8547 | -41.5756 | 241.2136 | -100.0325 | 1700.0312 | -813.8643 | -3.3874 | 209.9989 | -781.7015 | 421.9886 | -721.942 | 558.4112 | 103.2084 | 10.4523 | 4642.7373 | -1185.7047 | -1903.2593 | -327.2817 | -49.4487 | 559.9772 | -82.0757 | 1768.0222 | -1682.2277 | 641.3604 | 8.6481 | 552.9878 | 1107.9292 | 173.0412 | 645.0251 | 449.8775 | -2705.4512 | 368.0603 | 4366.3779 | 1960.6191 | 5017.5176 | 552.4922 | -281.2871 | 3519.9456 | 2150.2771 | 1617.3226 | 1098.134 | -781.1783 | -1824.174 | 4434.3701 | 210.1043 | -327.8683
2030-03-09 | 16 | -32.9767 | -159.8139 | -55.3433 | -349.4599 | -1798.2152 | -344.7238 | -2965.8943 | -1187.2698 | -635.7917 | -192.0222 | 2929.6702 | -106.4769 | 0.99903 | -90.2356 | 1738.3694 | -877.5356 | 173.92 | 209.9989 | -796.6638 | 380.484 | -780.5648 | 888.7488 | 58.9116 | 10.4845 | 4640.9629 | -1437.3817 | -1833.0231 | -292.4607 | -46.1353 | 465.9745 | 101.6188 | 3776.377 | -1653.8046 | 984.2356 | 8.096 | 636.3765 | 3122.1123 | 516.6235 | 912.9797 | 449.6486 | -2698.9141 | 215.2943 | 4916.0469 | 2312.7102 | 5013.9673 | 1351.8352 | -284.9913 | 3755.3992 | 2361.4719 | 1597.3224 | 692.4503 | -251.633 | -1961.3093 | 3804.1301 | 210.1043 | -400.5862
2030-03-09 | 17 | -29.966 | -9.3906 | -56.2779 | -361.1452 | -1527.2496 | -516.5287 | -3945.8 | -694.579 | -701.6456 | -189.0042 | 2599.2825 | -95.6596 | 88.7447 | -75.7562 | 1740.7064 | -911.7277 | 113.6356 | 209.9989 | -743.5985 | 230.6975 | -595.9438 | 1129.5531 | 41.707 | 5.2223 | 4449.415 | -1472.3191 | -1358.9397 | -347.484 | -53.2659 | 517.7242 | 327.5032 | 3318.7241 | -1476.9618 | 866.3913 | 8.2459 | 573.4363 | 2734.5276 | 322.1476 | 569.5931 | 449.938 | -2649.1421 | 149.6695 | 4407.9058 | 1954.2678 | 5016.2622 | 489.4844 | -280.9705 | 3723.9526 | 1940.6344 | 1506.5538 | 780.2623 | -640.2319 | -1897.0492 | 3319.0637 | 210.1043 | -374.1709
2030-03-09 | 18 | -17.0632 | -10.0041 | -48.8161 | -303.4775 | -1496.567 | -531.7075 | -4603.7827 | -471.0849 | -491.9591 | -118.4465 | 2864.6968 | 85.6303 | 84.4156 | 0.99974 | 1734.7225 | -1130.0839 | -32.4972 | 209.9989 | -741.4142 | 365.6765 | -761.0124 | 239.9552 | 74.033 | 13.295 | 4452.7812 | -1216.4642 | -2072.8511 | -333.4053 | -54.7271 | 571.5531 | 151.515 | 1786.2667 | -1644.9362 | 664.921 | 8.5746 | 523.5895 | 1264.0193 | 74.1759 | 269.9166 | 450.1591 | -2612.6018 | 225.7214 | 4811.0581 | 1992.053 | 5021.0928 | 529.106 | -369.9839 | 3746.8398 | 1589.6826 | 1673.9736 | 1107.4463 | -511.5516 | -1853.7308 | 2487.0066 | 210.1043 | -384.8722
2030-03-09 | 19 | -7.803 | 374.557 | -44.7105 | -293.597 | -1302.2819 | -766.619 | -5902.269 | -2.1629 | -374.8756 | -150.8139 | 3596.0911 | 125.751 | 349.5688 | 16.3148 | 1972.3318 | 171.7261 | 270.2101 | 209.9989 | -714.8893 | 255.5614 | -884.9988 | -1460.4629 | 0.99613 | 5.0703 | 4246.0508 | -1306.8115 | -2264.6863 | -438.7696 | -74.3032 | 486.5939 | 400.8107 | 423.5126 | -1347.6373 | 358.497 | 7.3255 | 655.3738 | 808.0096 | 0.99866 | 48.8983 | 450.2992 | -2487.9768 | 35.7546 | 5091.8862 | 1950.738 | 5037.0049 | 482.4875 | -761.7783 | 3264.7078 | 1030.3602 | 1449.7134 | 594.9851 | -546.7718 | -1813.0343 | 1487.3091 | 0.10427 | -379.2815
2030-03-09 | 20 | -5.1462 | 301.4361 | -45.3202 | -307.2822 | -1213.2009 | -720.1451 | -6735.9072 | 0.99598 | -1063.1799 | -151.3719 | 3986.1125 | 169.4869 | 458.0531 | 88.279 | 2094.793 | -70.1028 | 10.8622 | 209.9989 | -679.2424 | 371.1414 | -797.8319 | 332.4823 | 19.3139 | 3.9272 | 4155.0332 | -1214.7594 | -2334.7874 | -401.8062 | -73.0651 | 508.702 | 519.5026 | 1.007 | -1434.3008 | 297.6661 | 6.9516 | 549.0151 | 696.3627 | -7.1685 | 97.4931 | 450.258 | -2568.4702 | 31.6553 | 5009.5 | 1936.1376 | 5035.6191 | 507.7222 | -731.0374 | 3252.0662 | 762.4543 | 1381.8967 | 876.7122 | -834.3762 | -1731.1836 | 871.8298 | 0.10427 | -301.7771
2030-03-09 | 21 | -6.9401 | 344.7876 | -47.9892 | -328.0426 | -1391.0283 | -810.0453 | -8061.6328 | 0.99367 | -575.1257 | -142.3139 | 3947.3916 | 135.7873 | 366.8447 | 285.7123 | 1834.8579 | 96.8229 | 5.6448 | 209.9989 | -692.4583 | 463.4925 | -747.4573 | 709.5535 | 46.166 | -6.2196 | 4188.0601 | -1348.5696 | -2875.2139 | -443.0992 | -75.376 | 553.8484 | 259.5632 | 0.99916 | -1384.7102 | 273.5694 | 6.9941 | 659.2161 | 704.2421 | 97.5144 | 405.4164 | 450.0829 | -2586.489 | 228.4957 | 4424.5601 | 1856.8726 | 5028.583 | 282.7403 | -566.2075 | 3220.2424 | 945.239 | 1319.5674 | 1122.6575 | -871.2757 | -1160.9243 | 1893.3923 | 210.1043 | -188.7975
2030-03-09 | 22 | -13.9709 | 505.727 | -51.2467 | -374.4752 | -1710.478 | -949.9277 | -9130.041 | -10.561 | -192.823 | -148.8349 | 3981.6016 | 110.0759 | 516.5749 | 70.9202 | 1800.2261 | -682.5868 | -126.5215 | 209.9989 | -425.0958 | 457.912 | -754.5822 | 788.6214 | 62.8583 | -70.4488 | 2694.7344 | -1856.5238 | -3001.0183 | -524.9048 | -76.5561 | 581.4156 | 461.7888 | 882.4944 | -1048.4196 | 375.5903 | 7.3756 | 1771.3456 | 1125.413 | 162.8124 | 515.3693 | 450.0193 | -2409.5505 | 355.6988 | 4203.1792 | 1824.037 | 5019.916 | 242.3525 | -360.1281 | 3273.0671 | 1561.8779 | 1300.7188 | 1006.2451 | -923.3904 | -455.8002 | 3380.7275 | 210.1043 | -181.6881
2030-03-09 | 23 | -17.8435 | 459.1821 | -51.0634 | -375.6239 | -1782.6326 | -881.3505 | -8697.6016 | -123.9062 | -2.788 | -171.4456 | 3986.4043 | -60.3475 | 655.6995 | -102.5143 | 1623.6202 | -1176.6896 | -169.2214 | 209.9989 | -496.7477 | 301.552 | -701.7356 | 853.3587 | 30.9422 | -61.385 | 3228.5654 | -1917.1122 | -2666.365 | -507.953 | -77.085 | 559.6037 | 232.5192 | 1451.7378 | -927.1263 | 515.8073 | 7.8074 | 1723.5408 | 1613.861 | 529.835 | 1012.4552 | 449.7079 | -2291.7722 | 267.4236 | 4078.6714 | 1947.7655 | 5010.0503 | 668.8821 | -281.6038 | 3627.0566 | 1840.2922 | 1304.3182 | 477.1205 | -653.9996 | -365.6347 | 3229.5564 | 210.1043 | -247.1737
2030-03-09 | 24 | -20.4701 | 270.2814 | -50.2228 | -350.2076 | -1597.6462 | -764.8925 | -8505.0752 | 0.99605 | 1.0074 | -133.3907 | 3936.1985 | -8.9052 | 724.4421 | -155.2267 | 1477.7047 | -1428.4788 | -107.7826 | 209.9989 | -572.2401 | 314.2769 | -564.8842 | 928.5801 | 74.3093 | -40.3122 | 3774.1477 | -1736.0195 | -2274.3972 | -450.7936 | -70.6409 | 636.0873 | 271.5406 | 1794.7311 | -961.3824 | 581.1449 | 8.8871 | 1381.8346 | 1743.8948 | 142.1985 | 555.5802 | 449.9227 | -2466.4321 | 331.0926 | 3742.7622 | 1663.8441 | 5000.7876 | 28.4342 | -278.4723 | 3642.6726 | 2024.4459 | 1450.3649 | 564.0208 | -1321.7825 | -1228.3771 | 2364.0471 | 210.1043 | -250.9499
2030-03-10 | 1 | -18.5034 | 0.994 | -44.9746 | -308.995 | -1783.1963 | -529.5858 | -6982.4336 | -634.0077 | 60.4172 | -103.3157 | 3094.7007 | -32.5345 | 440.606 | -312.7201 | 1080.5292 | -1181.6217 | -55.2796 | 209.9989 | -648.5883 | 550.3252 | -640.0414 | 766.5797 | 111.9322 | -6.3369 | 4087.677 | -1365.9517 | -2550.9885 | -320.5999 | -52.6264 | 553.5848 | -43.1409 | 1647.7461 | -1415.6024 | 620.4652 | 9.0333 | 425.2382 | 1627.9275 | 477.3679 | 948.5898 | 449.5406 | -2489.5298 | 159.5522 | 3554.821 | 1785.3193 | 4902.7583 | 432.2802 | -280.5383 | 3672.8892 | 2754.2612 | 1589.3557 | -46.7693 | -875.3416 | -1908.9128 | 1417.1616 | 210.1043 | -327.1967
2030-03-10 | 2 | -15.5642 | 677.9535 | -44.0993 | -345.593 | -1027.6885 | -966.7722 | -8961.4287 | 1041.8099 | 943.0862 | -116.1152 | 3380.2991 | -102.2417 | 171.3182 | -448.6469 | 847.4612 | -800.9409 | -37.9195 | 209.9989 | -405.2032 | 35.2049 | -264.3223 | 848.9098 | -13.5279 | -49.6016 | 3240.8914 | -1748.7671 | -1043.5327 | -498.4687 | -66.6167 | 551.5531 | 632.1169 | 1209.6008 | -678.9774 | 362.3798 | 9.2617 | 491.4189 | 645.2703 | -6.2879 | 598.5107 | 77.4459 | -2358.4758 | -172.1793 | 3475.5161 | 1603.2747 | 4960.769 | 0.99362 | -278.5839 | 3682.6692 | 2659.0432 | 1094.9102 | -1166.687 | -1442.8658 | -1381.168 | 650.9218 | 210.1043 | -262.3
2030-03-10 | 3 | -6.7252 | 998.3206 | -42.3575 | -347.3932 | -509.3223 | -1257.757 | -10832.4395 | 2290.2993 | 1603.6123 | -118.802 | 2260.7793 | -103.166 | 780.7541 | -436.2778 | 888.0649 | -712.0767 | -169.8527 | 209.9989 | -336.8272 | 98.7389 | -169.4441 | 1002.6041 | 33.851 | -43.4519 | 3045.8896 | -1723.1277 | -1450.9927 | -594.94 | -89.0831 | 668.2142 | 717.7743 | 1.0019 | -721.1583 | 165.0628 | 7.9822 | 172.1129 | -1127.3347 | 0.99988 | 1063.314 | 21.6306 | -2330.5981 | 118.6653 | 2753.3291 | 1461.7946 | 4724.644 | -3.6394 | -276.8048 | 3182.5625 | 1477.7529 | 958.9691 | -185.0937 | -2102.8247 | -2.6683 | 768.7845 | 210.1043 | -37.7478
2030-03-10 | 4 | -6.7115 | 945.7506 | -42.6439 | -344.381 | -648.8032 | -1255.5579 | -10033.2109 | 2013.1215 | 2081.752 | -119.0039 | 1226.447 | -136.0054 | 224.1227 | -516.905 | 723.9775 | -414.7091 | -72.5136 | 209.9989 | -288.3004 | 44.6122 | -164.2634 | 481.3061 | -15.9665 | -54.3269 | 2582.9539 | -1740.0103 | -1753.8037 | -608.8945 | -90.5507 | 570.4252 | 714.2653 | 1.0006 | -711.2103 | 70.6416 | 7.996 | 50.2616 | -613.412 | 1.0004 | 965.1364 | 170.0155 | -2290.9536 | -29.7715 | 2539.571 | 1309.5548 | 4464.2632 | -3.1634 | -276.8404 | 3219.8689 | 1469.8096 | 826.1371 | -560.8405 | -1733.681 | 251.5462 | 1067.7791 | 210.1043 | -39.163
2030-03-10 | 5 | -10.7461 | 727.7689 | -43.772 | -335.0479 | -729.867 | -1142.3834 | -9375.7461 | 1793.7511 | 2154.7747 | -121.2337 | 1.0049 | -166.0318 | 1.0059 | -530.9702 | 640.8903 | -697.4908 | -50.0934 | 209.9989 | -159.6641 | 26.7438 | -36.8736 | 894.1957 | 5.6962 | -40.1213 | 1821.5557 | -1695.1475 | -1270.882 | -567.0607 | -82.1 | 604.2477 | 1067.6805 | 295.2428 | -805.8513 | 238.7915 | 6.7086 | -587.29 | -140.1768 | 1.0012 | 837.5073 | 291.9196 | -2236.7825 | 18.683 | 2495.261 | 1273.7944 | 4285.8486 | -3.0783 | -276.933 | 3152.3782 | 1387.2712 | 763.3704 | -687.2592 | -1689.8119 | 312.7084 | 2586.8772 | 210.1043 | -33.9116
2030-03-10 | 6 | -20.9272 | 592.255 | -49.2011 | -374.9302 | -722.6943 | -1040.2266 | -9361.958 | 1794.6666 | 2079.54 | -91.5166 | 1.0061 | -122.8404 | 560.5288 | -563.0791 | 509.9412 | -1024.5161 | -55.5532 | 209.9989 | -101.9988 | -13.4721 | 0.9985 | 1299.8496 | 37.8192 | -60.504 | 1463.2461 | -1885.7063 | -652.3333 | -584.9962 | -72.9453 | 666.5166 | 1103.7053 | 1047.7175 | -655.9996 | 370.765 | 7.8442 | -365.2244 | 770.2766 | 1.0021 | 933.5198 | 1.0004 | -2289.0801 | 89.7162 | 2750.0337 | 1498.6996 | 4625.001 | -2.9345 | -276.8965 | 3123.9604 | 1490.3232 | 823.1566 | -434.3947 | -1840.8503 | 278.562 | 4964.1821 | 210.1043 | -23.8207
2030-03-10 | 7 | -20.8602 | 644.1672 | -47.375 | -375.1093 | -462.8036 | -972.2283 | -9346.0791 | 2210.1025 | 1564.3376 | -117.8957 | 816.3315 | -162.145 | 0.99477 | -536.9338 | 601.2628 | -1273.1787 | -117.9658 | 209.9989 | -68.9131 | -80.7791 | -6.3261 | 1163.0421 | 76.8198 | -66.1961 | 1180.8771 | -1786.7695 | -443.9504 | -558.953 | -73.2401 | 796.8022 | 1083.8751 | 897.4288 | -659.234 | 396.2988 | 7.6275 | -375.4754 | 791.7041 | -6.1592 | 1051.9426 | 1.0017 | -2327.6023 | 184.8875 | 2808.7605 | 1327.5764 | 4760.3926 | 0.99653 | -276.9648 | 3347.2754 | 1365.3622 | 913.6004 | -179.9985 | -2215.5781 | 89.8969 | 6870.6797 | 210.1043 | -30.4538
2030-03-10 | 8 | -30.937 | 475.0451 | -53.8457 | -495.7761 | -291.3007 | -959.0913 | -9519.585 | 2299.7717 | 324.7966 | -133.3509 | 3154.187 | -130.5231 | 415.6024 | -446.2186 | 889.7078 | -1422.6932 | -62.6156 | 209.9989 | -188.1525 | 140.0996 | -139.1653 | 920.6888 | 192.9941 | -43.3258 | 2186.5957 | -1982.194 | -955.7276 | -576.7284 | -75.7311 | 966.4871 | 1347.4279 | 1689.9058 | -657.4987 | 569.9576 | 7.8399 | -213.3524 | 2786.4165 | -112.7952 | 1043.2006 | 1.3756 | -2473.4844 | 548.5521 | 3014.5481 | 1619.8018 | 4958.5371 | 1.0966 | -278.1046 | 3324.4451 | 1565.0867 | 1192.35 | 975.559 | -2880.864 | -662.0222 | 8687.2217 | 210.1043 | 6.5641
2030-03-10 | 9 | -34.7393 | 332.3481 | -60.2317 | -526.3631 | 36.4783 | -999.4028 | -10122.6299 | 2686.0747 | -1297.5785 | -181.0491 | 3093.8809 | -130.5316 | 76.4594 | -352.0341 | 1370.6946 | -1370.4673 | -3.0211 | 209.9989 | -269.1225 | 104.0483 | -298.135 | 613.7396 | 221.3702 | -18.8314 | 2343.2615 | -2096.989 | -1219.0836 | -592.2611 | -67.0225 | 1098.0035 | 1624.3082 | 2015.5533 | -615.6755 | 589.7952 | 7.7454 | -419.12 | 3155.7305 | -6.9938 | 316.4061 | 419.4724 | -2583.9299 | 713.2056 | 3821.0425 | 1583.7524 | 4971.2808 | 1.0152 | -278.6482 | 3290.2861 | 1802.8022 | 1433.0273 | 1801.9165 | -3975.9915 | -1935.3519 | 8965.4053 | 210.1043 | -96.2754
2030-03-10 | 10 | -26.3121 | 386.5229 | -62.2041 | -535.0491 | 418.3144 | -1162.4622 | -11622.3486 | 3236.1909 | -2485.6062 | -190.9788 | 3105.7898 | -105.4007 | 422.7538 | -278.5741 | 1605.9755 | -1489.3027 | -186.4807 | 209.9989 | -430.5395 | 335.26 | -427.6922 | 545.2275 | 308.2157 | 15.4709 | 3316.8567 | -1925.7725 | -2134.8376 | -632.2822 | -64.5691 | 1224.5513 | 1479.6952 | 998.4401 | -902.3917 | 340.525 | 6.0047 | -826.7114 | 2162.3057 | -300.5822 | 56.0413 | 449.6 | -2583.136 | 1120.1171 | 4201.0254 | 1643.1033 | 5000.6157 | 0.98814 | -390.485 | 2638.167 | 1365.5924 | 1527.1367 | 2794.9937 | -4917.5469 | -2163.6853 | 8029.4585 | 210.1043 | -56.5449
2030-03-10 | 11 | -17.8177 | 488.5511 | -59.438 | -455.8356 | 556.5803 | -1382.2517 | -12867.6533 | 3385.8835 | -2850.1372 | -175.5692 | 2739.0444 | -69.9681 | 325.8542 | -266.7612 | 1625.3304 | -1529.6748 | -322.5301 | 209.9989 | -433.2488 | 490.9627 | -508.7892 | -273.2199 | 313.3676 | 28.7692 | 3328.5811 | -1826.2937 | -2952.6782 | -685.894 | -65.8901 | 1195.9966 | 1298.7979 | 38.1913 | -1111.9316 | 80.662 | 4.003 | -1143.6577 | -731.4161 | -230.3919 | 50.4579 | 449.761 | -2532.5444 | 1154.4668 | 4275.6401 | 1604.6003 | 5014.3389 | 0.99488 | -607.007 | 2452.3853 | 1204.9382 | 1548.574 | 2937.8318 | -4997.1553 | -2103.2529 | 6800.6514 | 210.1043 | -53.916
2030-03-10 | 12 | -23.6795 | 521.2891 | -60.3871 | -434.1283 | 657.1392 | -1480.2756 | -13936.7393 | 3559.6169 | -3125.1843 | -171.8698 | 2615.3948 | -71.7835 | 357.2626 | -264.0534 | 1627.8262 | -1568.509 | -336.4978 | 209.9989 | -447.739 | 485.3864 | -664.3803 | -1935.7766 | 268.1952 | 34.2433 | 3350.1206 | -1933.8024 | -3046.2246 | -720.8925 | -73.9606 | 1088.2229 | 1423.9847 | 0.9939 | -1044.505 | 177.6377 | 3.5706 | -1165.2754 | -1698.3582 | -7.2641 | 163.2479 | 449.6378 | -2564.5298 | 1061.3285 | 4199.6055 | 1520.4309 | 5025.7339 | 1.0015 | -748.918 | 2210.0896 | 1034.9083 | 1534.1626 | 3054.7686 | -4920.1064 | -1932.963 | 5124.4395 | 210.1043 | -39.4997
2030-03-10 | 13 | -27.5924 | 367.5331 | -60.2858 | -476.1258 | 287.4966 | -1367.3274 | -13293.3252 | 3032.8696 | -2541.5671 | -170.1665 | 2366.6946 | -70.0498 | 146.8562 | -253.1324 | 1672.2104 | -1621.2101 | -299.1589 | 209.9989 | -527.032 | 571.5919 | -827.2813 | -4120.0244 | 278.0363 | 49.2493 | 3573.0461 | -1950.1305 | -3497.5386 | -708.7117 | -63.4833 | 1047.8727 | 1385.5194 | 675.447 | -1170.0405 | 262.7461 | 2.8965 | -753.7007 | -405.9549 | -7.3539 | 315.0739 | 449.6197 | -2625.2444 | 1164.7859 | 4427.8027 | 1716.243 | 5024.9292 | 377.2944 | -751.6005 | 2302.1855 | 1109.5568 | 1551.9902 | 3255.4209 | -4355.9897 | -1756.8743 | 5777.3086 | 210.1043 | -46.8064
2030-03-10 | 14 | -30.1925 | 385.2905 | -57.0038 | -466.0099 | 237.5349 | -1319.0912 | -13545.21 | 2939.3337 | -2955.323 | -164.8146 | 2039.2781 | -56.0793 | 1.0106 | -254.1204 | 1680.8606 | -1253.8993 | -342.3237 | 209.9989 | -531.2457 | 701.3217 | -854.916 | -4856.4404 | 288.9078 | 57.3978 | 3518.0183 | -1910.8853 | -3882.0212 | -688.6008 | -60.8753 | 1057.4945 | 1123.1691 | 950.134 | -1360.5538 | 309.3625 | 1.3998 | -946.3206 | -220.7251 | -7.2736 | 343.0832 | 449.5598 | -2629.3303 | 1206.1663 | 4455.7871 | 1732.5083 | 5024.1836 | 433.2576 | -704.0071 | 2085.5303 | 1281.9991 | 1522.7129 | 3572.1438 | -4174.1611 | -1945.545 | 5288.7085 | 210.1043 | -16.3577
2030-03-10 | 15 | -29.0193 | 451.0975 | -56.9296 | -464.056 | 197.809 | -1338.9255 | -13767.9795 | 2928.6582 | -3068.6313 | -163.4004 | 2376.7021 | -66.1673 | 22.1084 | -254.5135 | 1675.2013 | -1333.2144 | -332.229 | 209.9989 | -529.829 | 704.5491 | -876.1195 | -5088.7568 | 277.0869 | 22.9006 | 3463.1313 | -1913.1919 | -3919.2971 | -694.4464 | -62.5763 | 1027.8751 | 881.1762 | 726.2401 | -1347.0731 | 266.9018 | 1.4487 | -565.0161 | -200.8442 | -7.2334 | 380.9986 | 449.5907 | -2615.0613 | 1184.9965 | 4485.3447 | 1830.0087 | 5021.5737 | 512.2726 | -544.9279 | 2120.7515 | 1384.0625 | 1523.9032 | 3588.4165 | -4147.084 | -1977.3563 | 3905.7639 | 210.1043 | -14.5082
2030-03-10 | 16 | -21.4071 | 556.9366 | -58.6189 | -586.3027 | 134.7225 | -1225.3204 | -13940.8896 | 2921.9358 | -2639.9727 | -164.7995 | 2673.0569 | -61.0843 | 87.3264 | -250.3309 | 1705.9633 | -1384.7069 | -306.3947 | 209.9989 | -540.8248 | 567.1636 | -886.418 | -4808.2153 | 284.8288 | 26.5586 | 3514.301 | -2046.4272 | -3545.7639 | -699.9381 | -62.3179 | 1071.9755 | 912.3701 | 1398.605 | -1138.3594 | 208.3895 | 2.4263 | -522.7396 | 246.058 | -7.2493 | 372.8895 | 449.6085 | -2577.333 | 1116.0343 | 4514.6948 | 1897.6447 | 5021.0693 | 533.3292 | -531.454 | 2269.6968 | 1276.7131 | 1546.1246 | 3254.3877 | -3908.9802 | -1777.5077 | 2751.4524 | 210.1043 | -30.8504
2030-03-10 | 17 | -13.4049 | 470.9689 | -54.6864 | -493.5477 | -201.4118 | -1186.6085 | -13452.2363 | 2212.1409 | -2256.1921 | -113.3997 | 3788.3757 | 73.584 | 588.7059 | -182.9729 | 1791.6621 | -2021.4984 | -243.7698 | 209.9989 | -532.9266 | 703.6823 | -974.4351 | -4213.7119 | 210.964 | 17.0306 | 3382.3342 | -1860.9258 | -3074.8777 | -674.3561 | -65.2095 | 903.4494 | 1083.8527 | 773.2656 | -947.1509 | 86.8891 | 3.675 | -297.0825 | -875.0401 | 194.239 | 517.5834 | 449.519 | -2481.4248 | 843.7766 | 4481.9355 | 1955.0375 | 5023.6636 | 610.3051 | -454.2448 | 2274.2607 | 1321.983 | 1529.3514 | 2905.2437 | -3231.0862 | -1873.7771 | 2515.6055 | 210.1043 | -53.7649
2030-03-10 | 18 | 6.1168 | 727.5866 | -49.0788 | -412.181 | -519.9769 | -1390.4227 | -13214.8916 | 1875.3387 | -1004.4951 | -117.3418 | 3823.6118 | 140.2196 | 734.5729 | 260.0563 | 1853.7352 | -1505.619 | -343.4617 | 209.9989 | -463.0301 | 625.8009 | -923.7637 | -3665.1169 | 70.1047 | 8.2582 | 2810.0835 | -1681.1459 | -2544.6335 | -718.1509 | -84.6101 | 656.1848 | 658.3292 | -1055.3685 | -896.4417 | -377.6515 | 4.7184 | 339.1774 | -3169.4941 | 1.0018 | 302.0705 | 450.1326 | -2473.6438 | 421.1909 | 4578.436 | 1924.3949 | 5029.562 | 440.0426 | -599.0513 | 2441.3088 | 901.0171 | 1242.7235 | 1982.645 | -2268.7581 | -926.5172 | 486.9603 | 0.10427 | -58.5207
2030-03-10 | 19 | 14.239 | 912.6465 | -45.8316 | -374.697 | -432.1845 | -1446.6393 | -13135.9043 | 2162.5989 | -1013.0461 | -125.8958 | 3904.05 | 144.1434 | 1328.3284 | 330.2689 | 2000.7563 | -253.3493 | -32.8352 | 209.9989 | -431.3829 | 567.7921 | -1023.4487 | -3984.7908 | 41.7664 | -12.8777 | 2509.104 | -1487.6733 | -2541.981 | -721.9876 | -98.8769 | 611.8995 | 477.6319 | -2099.0854 | -930.3547 | -550.2763 | 4.2483 | 751.5043 | -3591.1343 | -281.9019 | -2.9636 | 450.3742 | -2223.3369 | 279.751 | 4794.0308 | 1850.9475 | 5041.1484 | 248.8284 | -942.0588 | 2203.5532 | 49.095 | 1173.2474 | 1598.7502 | -2386.4248 | -709.0443 | -284.7396 | 0.10427 | -74.095
2030-03-10 | 20 | 23.7126 | 827.1133 | -42.7735 | -337.7995 | -401.297 | -1379.5627 | -13181.0078 | 2098.3901 | -1654.0259 | -122.8565 | 3947.6436 | 175.004 | 1303.7946 | 404.3142 | 2120.3547 | -119.5646 | -218.4295 | 209.9989 | -436.7013 | 703.6401 | -1291.656 | -4134.9595 | 45.0127 | 3.4504 | 2438.283 | -1222.6246 | -2740.0696 | -688.841 | -98.6061 | 550.9121 | 532.6429 | -3093.1411 | -1058.5433 | -720.3508 | 3.813 | 454.4235 | -4052.4282 | -96.7236 | 207.7919 | 450.2443 | -2012.1094 | 318.9507 | 4725.2837 | 1904.5128 | 5040.124 | 471.3971 | -916.7153 | 2304.9802 | 227.0061 | 1202.3927 | 1579.6346 | -2265.0269 | -749.4299 | -881.5167 | 0.10427 | -88.0053
2030-03-10 | 21 | 29.7181 | 629.6264 | -41.0201 | -320.0244 | -669.4727 | -1324.1864 | -13174.5918 | 1807.655 | -1357.472 | -117.0654 | 3895.9668 | 195.0008 | 800.0088 | 465.5277 | 2143.0791 | 70.0295 | -491.9917 | 209.9989 | -451.1877 | 784.0645 | -1304.9691 | -4238.6133 | 66.5779 | 6.3771 | 2450.5242 | -1067.9451 | -2689.4399 | -678.1002 | -90.0639 | 569.0887 | 379.1566 | -3993.5276 | -1101.8285 | -841.899 | 3.5863 | 376.1187 | -4047.1541 | 42.4042 | 412.6946 | 450.0714 | -1962.3969 | 355.7019 | 4687.9814 | 1983.4998 | 5036.5825 | 583.6517 | -792.4377 | 2432.1917 | 465.4667 | 1212.866 | 1533.1299 | -1885.3339 | -804.8274 | 1924.4586 | 0.10427 | -89.4518
2030-03-10 | 22 | 35.3715 | 673.7177 | -36.8378 | -323.0802 | -881.5435 | -1317.9672 | -13062.6104 | 1616.4647 | -361.2509 | -84.9037 | 3880.5938 | 195.0006 | 424.0728 | 407.2026 | 1796.0404 | 98.5904 | -797.2497 | 209.9989 | -419.8896 | 633.8765 | -1092.2927 | -4580.3394 | 5.6599 | -0.62225 | 2105.3484 | -1035.0562 | -2494.3669 | -687.4784 | -93.5679 | 512.5355 | 192.4694 | -4530.0391 | -1108.0812 | -966.9431 | 2.6986 | 357.1975 | -4131.1465 | 350.2163 | 749.8089 | 449.8452 | -2202.1401 | 94.9843 | 4413.6899 | 2066.3938 | 5024.5391 | 753.2014 | -509.206 | 2678.5833 | 947.4172 | 1151.6285 | 1165.1722 | -1713.7239 | -1110.3394 | 3219.7922 | 210.1043 | -98.6014
2030-03-10 | 23 | 23.2494 | 1090.1875 | -39.5339 | -433.0265 | -514.9102 | -1546.9133 | -13715.1602 | 2225.5037 | -318.5088 | -83.7093 | 3881.8833 | 195.0019 | 411.7724 | 437.7852 | 1813.1887 | -362.0414 | -973.0529 | 209.9989 | -380.649 | 366.5963 | -945.2126 | -5044.5503 | 0.99961 | -0.57001 | 1788.974 | -1557.4611 | -2359.3184 | -833.2123 | -101.9116 | 571.8912 | 493.796 | -3074.8406 | -740.8862 | -814.088 | 2.3223 | 473.4478 | -3198.6777 | 579.736 | 1008.6046 | 449.5685 | -2507.5122 | 99.2616 | 4093.7092 | 2079.0745 | 5011.0366 | 815.5341 | -282.3733 | 2896.6616 | 1202.462 | 1338.5009 | 991.8177 | -1831.4326 | -1424.344 | 4119.3452 | 210.1043 | -222.6213
2030-03-10 | 24 | -0.31225 | 1547.7859 | -46.134 | -583.3204 | -326.3247 | -1719.2072 | -14241.6396 | 2831.9534 | -2.949 | -47.6841 | 3836.574 | 167.2238 | 580.8824 | 47.8387 | 1525.4634 | -1331.5336 | -931.5551 | 209.9989 | -360.5743 | 178.3264 | -791.8059 | -5124.8247 | 7.7371 | -29.2024 | 1694.7618 | -2462.605 | -1989.7921 | -912.5023 | -113.0481 | 679.5923 | 804.9672 | 0.99328 | -269.254 | -376.408 | 2.8016 | 1181.3306 | -1821.1313 | 172.464 | 529.5469 | 449.4382 | -2454.2214 | 59.5755 | 3838.8596 | 1880.9244 | 4997.6396 | 222.3071 | -279.3386 | 3086.4907 | 1378.8306 | 1366.5082 | 849.2183 | -2590.4829 | -1466.686 | 2663.0679 | 210.1043 | -262.4056
2030-03-11 | 1 | 6.1951 | 1879.7424 | -35.6144 | -597.4447 | 0.99353 | -1909.2452 | -14620.0957 | 3298.4248 | 712.9169 | -81.1546 | 3804.9951 | 46.2059 | 1943.5916 | -197.653 | 1289.614 | -1024.2446 | -953.1365 | 209.9989 | -261.1166 | 227.1026 | -698.6394 | -4571.019 | -36.5648 | -28.2229 | 1994.4095 | -2006.3787 | -549.431 | -972.9064 | -105.501 | 542.3683 | 1134.3623 | -386.3095 | -304.096 | -566.5699 | 2.4801 | 16.9252 | -2010.9502 | -491.9377 | 449.8094 | 0.99964 | -2416.4392 | 344.1744 | 3053.7654 | 1771.3711 | 4526.8047 | -3.9558 | -276.5682 | 2817.8167 | 966.493 | 1169.3666 | 1075.8171 | -2203.092 | -327.631 | 908.8479 | 210.1043 | -73.2912
2030-03-11 | 2 | -12.0867 | 1980.209 | -36.1275 | -460.3705 | -9.1864 | -1914.9635 | -13290.0635 | 3272.3242 | 1884.0135 | -96.3835 | 3821.3601 | -23.8043 | 1821.5 | -319.5988 | 1102.3015 | -953.7047 | -632.4766 | 209.9989 | -241.0456 | -55.0252 | -433.5594 | -4271.7368 | -130.2068 | -44.6121 | 2088.8298 | -2173.0774 | 163.0605 | -939.8963 | -120.0427 | 459.6318 | 1393.5244 | 0.9984 | 46.2494 | -302.9752 | 3.5233 | 463.609 | -997.0045 | -327.5486 | 601.3285 | 1.0307 | -2271.1287 | -27.4579 | 2806.293 | 1771.6359 | 4447.0957 | 0.43974 | -277.0662 | 3046.7722 | 1182.1022 | 820.6481 | 338.7082 | -2156.4324 | 430.9839 | -1496.0187 | 210.1043 | -40.275
2030-03-11 | 3 | -18.5447 | 1911.0978 | -39.2287 | -450.8 | -295.6762 | -1738.2301 | -12288.6445 | 2646.4336 | 2147.6113 | -120.9715 | 3890.3374 | -102.4613 | 1476.1006 | -392.6829 | 1005.004 | -1001.7582 | -393.8044 | 209.9989 | -213.4331 | -81.072 | -484.976 | -4301.1577 | -179.6834 | -54.7234 | 1860.6338 | -2433.6016 | 311.9444 | -906.929 | -119.4829 | 337.6665 | 1486.0835 | 790.3738 | 218.0326 | -59.8664 | 4.5013 | 635.1179 | 131.2308 | -165.4685 | 736.6646 | 1.0005 | -2214.5554 | -197.2989 | 2649.7559 | 1721.3995 | 4363.0132 | -4.3154 | -276.7823 | 3252.5 | 1191.4664 | 729.5781 | -340.6795 | -1693.5844 | 464.8028 | -1567.5465 | 210.1043 | -66.2637
2030-03-11 | 4 | -23.4108 | 1694.0509 | -38.4525 | -450.1073 | -331.1161 | -1602.3379 | -11682.9336 | 2483.0146 | 2248.7856 | -111.305 | 3881.9666 | -118.5489 | 1545.0461 | -477.7425 | 825.0737 | -1020.7659 | -319.4135 | 209.9989 | -147.121 | -172.548 | -401.1651 | -3816.8342 | -167.2699 | -75.2199 | 1772.1061 | -2383.5435 | 692.2549 | -854.8597 | -112.7301 | 390.0681 | 1430.3927 | 1193.6758 | 196.743 | 117.6551 | 3.7552 | 698.2646 | 771.7516 | -177.7433 | 684.3176 | 1.0003 | -2138.2568 | -167.9286 | 2690.3848 | 1750.3208 | 4314.833 | -4.3664 | -277.3463 | 3187.7427 | 997.8605 | 618.0672 | 31.0463 | -1795.9529 | 808.4233 | -2075.7725 | 210.1043 | -25.0762
2030-03-11 | 5 | -15.8261 | 1816.8586 | -34.3774 | -437.5526 | -58.2621 | -1715.9618 | -12308.168 | 3073.126 | 2193.1401 | -79.0502 | 3825.9578 | -81.4678 | 1934.6202 | -510.6915 | 669.6141 | -1328.8218 | -391.8385 | 209.9989 | -152.0437 | -246.2465 | -289.4477 | -3401.4783 | -151.9138 | -92.6013 | 1891.2531 | -2296.449 | 831.6112 | -884.4304 | -118.5515 | 483.2766 | 1289.6711 | 669.2979 | 127.5223 | 1.0041 | 3.1492 | 797.9528 | -7.7632 | -439.4565 | 473.5121 | 1.0014 | -2166.0999 | -110.9796 | 2826.1174 | 1742.7745 | 4216.0903 | 1.0057 | -277.5062 | 2989.0134 | 636.5374 | 559.0771 | 446.4716 | -2277.573 | 947.8793 | -181.6686 | 210.1042 | 21.0006
2030-03-11 | 6 | -24.4349 | 1574.4502 | -53.0166 | -451.9576 | 256.9041 | -1819.9827 | -13151.1826 | 3605.9844 | 1431.9568 | -71.487 | 3721.9031 | 55.8623 | 1972.2261 | -460.3093 | 790.7677 | -1317.1381 | -439.9802 | 209.9989 | -237.6114 | -89.5199 | -492.977 | -3849.3682 | -46.6662 | -61.7941 | 2147.7339 | -2136.6985 | 154.3341 | -879.3391 | -109.3567 | 663.8807 | 1271.9182 | 688.3478 | -179.8572 | 1 | 1.9003 | 572.6645 | -310.9556 | -341.5342 | 201.2871 | 1.0016 | -2324.2612 | 204.7024 | 2870.9529 | 1636.8582 | 4003.6797 | -3.618 | -277.628 | 2563.9456 | -415.2566 | 869.9283 | 1157.6572 | -3020.7446 | 0.98373 | 1756.7694 | 210.1042 | 21.1748
2030-03-11 | 7 | -22.107 | 1317.4167 | -42.2899 | -488.3257 | 476.1293 | -1868.0613 | -13744.4814 | 3697.3337 | -3.0122 | -59.569 | 3875.9436 | 109.6937 | 1299.9435 | -141.573 | 1556.1165 | -1047.6877 | -680.9077 | 209.9989 | -256.2303 | -301.9262 | -624.9995 | -3587.9116 | -23.512 | -44.0849 | 2149.853 | -2178.1514 | 107.6946 | -890.5828 | -91.8091 | 824.8856 | 1546.0667 | 671.2665 | -221.4486 | -82.6273 | 0.69263 | 91.861 | -456.584 | 159.4717 | 219.8865 | 450.0726 | -2419.5867 | 206.0065 | 4103.1523 | 1634.6434 | 4968.6406 | 34.4556 | -277.7426 | 2816.4949 | -261.1794 | 959.4561 | 1880.2704 | -3677.2036 | -913.739 | 5534.228 | 210.1042 | -59.1949
2030-03-11 | 8 | -35.923 | 318.4152 | -46.8392 | -549.3558 | 185.7538 | -1295.5592 | -12755.7539 | 3109.303 | -475.8701 | -99.8246 | 3874.082 | 152.7972 | 528.4717 | -13.5042 | 1964.2793 | -1215.6205 | -717.7196 | 209.9989 | -243.1972 | -145.2913 | -779.5413 | -2164.2432 | 119.8811 | -34.9323 | 1924.7526 | -2308.1321 | -20.7459 | -723.9387 | -50.9068 | 1040.6423 | 1765.0663 | 1830.0676 | -298.9485 | 355.4948 | 0.71378 | -379.875 | 2066.0586 | 605.7057 | 107.7401 | 449.2042 | -2496.1201 | 637.7726 | 4353.4463 | 1434.3259 | 5033.8657 | 0.98693 | -758.7897 | 4993.8628 | 610.0964 | 1247.7872 | 3097.2268 | -3371.7322 | -968.5026 | 9579.9814 | 210.1043 | -39.8103
2030-03-11 | 9 | -50.0346 | 243.721 | -66.4296 | -675.3502 | -438.1873 | -1000.8659 | -11778.7715 | 1902.1292 | -2.7069 | -118.268 | 3866.7397 | 23.5343 | 1929.8593 | 142.2478 | 1643.8328 | -1428.424 | -610.8495 | 209.9989 | -218.6791 | -15.3091 | -777.7671 | -1558.7241 | 91.6854 | -39.7901 | 1831.6406 | -2391.2957 | -152.3799 | -641.8117 | -41.0275 | 913.4864 | 1686.0413 | 3697.2366 | -336.8094 | 649.3427 | 0.81241 | -469.2087 | 3821.9104 | -375.6198 | -219.6103 | 449.5309 | -2446.8708 | 504.8039 | 4616.9775 | 1411.4978 | 5022.9966 | -3.4658 | -1118.5085 | 1347.3279 | -2212.1003 | 1116.2605 | 1830.4236 | -2465.9497 | -1012.3595 | 9960.0996 | 210.1043 | -73.674
2030-03-11 | 10 | -55.0603 | -60.0334 | -53.7806 | -768.7037 | -222.1439 | -691.1255 | -11115.5537 | 1771.5046 | -2.7859 | -77.2418 | 3900.0432 | 165.615 | 811.6864 | 117.0908 | 1651.3236 | -1688.8533 | -486.4916 | 209.9989 | -220.7438 | 157.2024 | -884.5768 | -1692.5588 | 166.5485 | -51.6484 | 1728.8212 | -2416.4155 | -416.4066 | -574.5084 | -23.103 | 978.6676 | 1672.2456 | 5073.395 | -464.3878 | 934.2671 | 0.69011 | -385.4715 | 5527.8262 | 407.8372 | -113.6653 | 334.8049 | -2442.1111 | 713.6768 | 4400.189 | 1406.1373 | 5053.4341 | -2.7289 | -1656.0286 | 4229.5 | 721.3565 | 1320.1718 | 2663.1655 | -2830.2964 | -1387.9001 | 11049.2285 | 210.1042 | -53.7265
2030-03-11 | 11 | -55.5588 | -8.4144 | -54.5359 | -770.7107 | -463.5948 | -657.9637 | -10295.5908 | 1172.9927 | -2.7996 | -124.9918 | 3858.6863 | 20.9002 | 2067.1357 | 195.3493 | 1723.5249 | -1396.3905 | -440.9764 | 209.9989 | -215.2041 | 94.7396 | -745.9853 | -1534.8386 | 125.4241 | -60.3678 | 1865.3612 | -2404.9849 | -374.7164 | -564.8684 | -26.7398 | 860.3318 | 1523.6586 | 4906.9624 | -519.2836 | 956.3314 | 0.81518 | -372.3293 | 6029.3208 | -504.5486 | -372.0721 | 449.5743 | -2372.6892 | 484.2451 | 4521.8154 | 1398.3726 | 5052.563 | -3.0858 | -1344.7805 | 302.1867 | -2856.8362 | 1022.6154 | 1656.2959 | -2073.9653 | -740.4822 | 10957.2178 | 210.1043 | -65.5647
2030-03-11 | 12 | -62.7544 | -184.4073 | -59.8474 | -772.1716 | -589.4847 | -612.3862 | -9614.7988 | 785.1082 | -2.9445 | -140.7345 | 3886.6379 | 48.9617 | 2066.9749 | -14.1988 | 1932.1913 | -1872.7705 | -333.1291 | 209.9989 | -191.6448 | 209.7664 | -848.8831 | -1547.7758 | 143.7492 | -65.132 | 1846.4084 | -2426.4812 | -698.7168 | -560.8544 | -17.8509 | 858.8914 | 1522.0493 | 5207.7612 | -605.5875 | 1108.7538 | 0.874 | -347.7152 | 7088.5425 | -509.9832 | -361.5851 | 449.5893 | -2222.8335 | 609.017 | 4530.8867 | 1378.5051 | 5061.3418 | -3.0941 | -1371.9471 | 95.5905 | -2936.2876 | 1057.9364 | 1593.2133 | -1716.1969 | -596.2133 | 11783.5498 | 210.1043 | -78.7111
2030-03-11 | 13 | -64.022 | -290.6684 | -65.4585 | -721.0455 | -887.8612 | -257.7833 | -7234.7393 | 0.99542 | -94.499 | -144.2158 | 3947.1064 | 53.8619 | 1862.8887 | -42.6671 | 1966.8123 | -1814.3242 | -193.2548 | 209.9989 | -181.7365 | 340.2426 | -890.0327 | -995.4893 | 104.4962 | -63.9505 | 1746.52 | -2579.3228 | -651.1343 | -435.9738 | -23.9754 | 708.0341 | 1420.191 | 5200.4448 | -709.8148 | 1271.1802 | 1.9721 | -349.691 | 7389.2441 | -607.6932 | -351.8962 | 449.6407 | -2211.3733 | 476.2085 | 4547.6924 | 1320.0363 | 5056.7466 | -3.2708 | -1523.9227 | 838.3123 | -2228.4993 | 993.1018 | 1415.5171 | -1622.1117 | -312.9295 | 10159.8535 | 210.1043 | -108.3246
2030-03-11 | 14 | -62.8104 | -708.4404 | -63.9363 | -612.4874 | -835.3804 | 41.5194 | -6466.0474 | 0.99694 | -414.566 | -133.3574 | 3958.8088 | 92.1326 | 1697.6926 | -123.2123 | 2013.384 | -1538.8875 | -84.5854 | 209.9989 | -177.2747 | 376.8397 | -910.907 | -1088.6748 | 114.1173 | -65.5882 | 1830.8616 | -2151.0735 | -857.8616 | -314.1569 | -16.0884 | 703.908 | 1172.4526 | 4878.146 | -959.11 | 1365.8229 | 1.5465 | -429.7935 | 7258.2256 | -362.6787 | -327.6041 | 449.8866 | -2156.2917 | 466.3678 | 4659.5864 | 1348.5623 | 5070.7676 | 111.5186 | -1341.1418 | 1036.9618 | -2128.2258 | 1053.5388 | 1113.5035 | -1490.2443 | -849.9086 | 8240.2676 | 210.1042 | -190.8017
2030-03-11 | 15 | -62.9 | -485.4655 | -65.3949 | -674.3553 | -755.9518 | -121.3041 | -6994.6733 | 0.99053 | -855.4695 | -119.4843 | 3926.4961 | 126.8465 | 1770.2825 | -111.0855 | 2031.0214 | -1371.1963 | -120.1282 | 209.9989 | -187.7601 | 488.6316 | -898.6627 | -1105.5763 | 135.4294 | -59.7843 | 1930.3773 | -2321.1599 | -1292.1246 | -375.1193 | -18.8554 | 716.7162 | 1131.8735 | 4898.1792 | -1066.8689 | 1357.0726 | 0.79788 | -518.7949 | 7610.814 | -500.6598 | -238.7792 | 449.5631 | -2209.4722 | 600.988 | 4427.8872 | 1383.4263 | 5070.3945 | 0.99733 | -1322.6135 | 796.2249 | -2693.0562 | 1032.5586 | 1548.2869 | -1870.3954 | -643.3983 | 8081.1523 | 210.1043 | -120.6622
2030-03-11 | 16 | -56.4079 | -919.8173 | -60.7642 | -599.9072 | -894.4205 | 60.9851 | -6053.2671 | -3.366 | -1320.4912 | -116.9547 | 4010.4663 | 131.0102 | 98.973 | -119.7231 | 1955.6847 | -1943.6208 | -93.067 | 209.9989 | -234.2697 | 371.0968 | -856.8748 | -1586.6672 | 153.8354 | -59.6677 | 2100.1987 | -1957.2767 | -666.3658 | -305.185 | -1.4162 | 789.7513 | 1125.8162 | 4893.2036 | -973.9943 | 1254.3296 | 1.3718 | -397.0122 | 7200.2734 | 906.5698 | 268.1855 | 449.0947 | -2261.5691 | 546.8587 | 4626.645 | 1532.3811 | 5067.5312 | 598.1548 | -1357.198 | 4175.9346 | 301.6342 | 1334.5951 | 2388.9299 | -1572.8696 | -1640.8745 | 8801.4736 | 210.1043 | -247.8651
2030-03-11 | 17 | -50.4767 | -1033.4652 | -59.1452 | -544.9229 | -1352.9301 | 197.7121 | -4556.1875 | -954.7612 | -1528.91 | -117.5906 | 4057.96 | 135.4482 | 598.6019 | -108.3405 | 1919.592 | -2680.2075 | -56.6563 | 209.9989 | -407.7808 | 168.4502 | -828.8286 | -3219.8894 | 24.0889 | -66.7687 | 2640.9424 | -1640.1517 | -1242.7368 | -251.34 | -3.3407 | 535.0858 | 934.1946 | 5294.292 | -947.9023 | 1222.1425 | 3.2412 | 5.8944 | 6462.4761 | 180.9058 | -21.9653 | 449.8611 | -2384.6235 | 76.9939 | 4513.5029 | 1406.2203 | 5069.791 | 197.8158 | -1110.3125 | 2797.5029 | -847.787 | 1020.5146 | 1322.7031 | -1253.7273 | -1257.8171 | 7677.6245 | 210.1042 | -245.4077
2030-03-11 | 18 | -52.6843 | -421.4999 | -62.8723 | -594.1543 | -1025.2594 | -75.223 | -5905.5825 | -309.8374 | -1323.7871 | -137.6291 | 4097.4106 | 109.9393 | 753.2624 | 1.0022 | 1976.3187 | -3273.6616 | -2.6937 | 209.9989 | -457.2399 | 211.0819 | -992.6399 | -3431.762 | -20.3087 | -75.4678 | 2973.95 | -1958.8123 | -1261.443 | -347.8575 | -28.03 | 488.2776 | 1139.8076 | 5780.064 | -699.1278 | 1270.7406 | 4.1135 | 295.1466 | 5850.396 | 12.2873 | -274.4065 | 450.0404 | -2190.0188 | -2.7024 | 4616.3101 | 1314.8837 | 5072.7275 | 0.34536 | -1248.209 | 2788.5352 | -791.2744 | 1010.4372 | 1159.6445 | -1492.4424 | -1044.6388 | 3205.4592 | 0.10427 | -263.4444
2030-03-11 | 19 | -39.0536 | 53.3146 | -64.3279 | -567.0281 | -939.1832 | -486.2895 | -7397.5776 | -7.4249 | -1197.613 | -154.4091 | 4026.5896 | 83.934 | 1616.736 | 316.6166 | 1955.8826 | -3194.3208 | -15.2979 | 209.9989 | -625.2632 | 317.9991 | -1062.019 | -1846.5189 | -44.0021 | -58.6763 | 3783.0952 | -2022.6217 | -1642.1766 | -459.8416 | -38.7309 | 418.1628 | 1063.0063 | 4687.3608 | -626.5395 | 811.5629 | 5.0552 | 560.1995 | 3733.2983 | -258.5655 | -645.0848 | 450.2723 | -1998.9135 | 7.0941 | 5017.9131 | 1299.0459 | 5070.7729 | 0.99444 | -1443.9434 | 2635.2886 | -1424.8553 | 872.5382 | 1324.0369 | -1549.5621 | -789.1234 | 1112.9406 | 0.10427 | -243.8056
2030-03-11 | 20 | -36.0138 | 281.2556 | -70.2398 | -555.6105 | -696.8983 | -611.0469 | -7745.7314 | -1.9467 | -2039.28 | -159.5216 | 4076.2573 | 114.7115 | 1587.5818 | 343.312 | 2085.929 | -3126.2571 | -7.7636 | 209.9989 | -646.5066 | 462.7253 | -1100.4858 | -1100.9088 | -68.5876 | -63.1353 | 3913.6958 | -2009.0724 | -2216.1284 | -471.0377 | -48.2574 | 351.3291 | 603.821 | 4219.2285 | -863.2231 | 741.684 | 5.9803 | 1019.4003 | 2824.6458 | -248.9372 | -578.1865 | 439.9981 | -2136.959 | -3.069 | 4961.6479 | 1279.2164 | 5068.2417 | -3.2979 | -1303.543 | 2658.4463 | -1241.6515 | 814.0796 | 2030.1442 | -2559.7578 | -856.5764 | -1203.8654 | 0.10427 | -106.9557
2030-03-11 | 21 | -31.5347 | 459.1466 | -73.7365 | -538.9595 | -1102.7794 | -836.9354 | -9543.8721 | -2.0611 | -1141.7454 | -167.9057 | 4083.2175 | 105.6272 | 1350.5315 | 323.6659 | 2051.4692 | -3051.8286 | -63.1028 | 209.9989 | -610.1736 | 349.4462 | -1137.0889 | -1173.0181 | -94.4572 | -73.2839 | 3860.49 | -2079.9695 | -2401.3521 | -528.6528 | -51.8533 | 307.2509 | 498.9031 | 3349.6892 | -954.2209 | 583.7623 | 6.4612 | 1184.2074 | 1630.8254 | -84.2046 | -488.2231 | 450.1732 | -2007.4177 | -48.7416 | 4829.5503 | 1262.0215 | 5059.084 | 1.0008 | -1014.4988 | 2955.4968 | -1034.464 | 792.7448 | 1704.7842 | -1689.8787 | -529.1808 | -1973.0996 | 0.10427 | -161.8893
2030-03-11 | 22 | -28.0786 | 410.9278 | -74.5441 | -529.7808 | -1391.816 | -940.1104 | -10483.2842 | -161.8593 | -460.5274 | -151.1523 | 4090.5383 | 129.4274 | 566.9915 | 293.2125 | 1911.7507 | -2980.2476 | -108.0481 | 209.9989 | -502.3924 | 428.2727 | -1137.776 | -1371.7194 | -61.0495 | -80.3991 | 3181.48 | -2052.3203 | -2471.9124 | -557.2842 | -49.3196 | 324.7988 | 422.8035 | 2705.0642 | -1000.488 | 447.0273 | 6.6503 | 1206.0521 | 846.3984 | 151.208 | -147.9993 | 449.8796 | -2096.9753 | -3.3638 | 4465.7173 | 1229.6348 | 5046.875 | 1.0051 | -608.0994 | 3274.6428 | -203.1402 | 1007.2886 | 1431.9406 | -1088.9932 | -814.4411 | -931.7914 | 210.1043 | -266.6993
2030-03-11 | 23 | -20.3151 | 944.1417 | -69.0651 | -514.0046 | -1507.8823 | -1134.8015 | -11058.0518 | -37.9996 | -2.8204 | -137.0319 | 4037.7708 | 129.1973 | 1341.006 | 246.1477 | 1786.3668 | -2287.0852 | -175.6713 | 209.9989 | -536.5096 | 572.8244 | -1128.5735 | -733.2755 | -113.9154 | -74.7174 | 3839.1099 | -2051.9412 | -1400.8678 | -616.909 | -75.982 | 197.3269 | 173.6764 | 1771.4432 | -851.5055 | 214.6348 | 7.988 | 1637.1056 | -139.7277 | -278.3972 | -58.8476 | 449.6479 | -2175.4309 | 108.3118 | 4153.165 | 1224.9814 | 5030.1797 | 0.99574 | -584.7776 | 2907.168 | -99.2335 | 1040.7202 | 1356.6412 | -1289.9353 | -801.0162 | -2254.9558 | 210.1043 | -170.7884
2030-03-11 | 24 | -13.2119 | 1065.1276 | -62.4813 | -467.5086 | -900.5097 | -1169.3407 | -11794.1279 | 649.8309 | 1.0048 | -132.9441 | 3932.6101 | 92.6664 | 497.0927 | 241.8377 | 1658.6456 | -2211.5923 | -313.5029 | 209.9989 | -496.0463 | 246.8728 | -986.154 | -933.1019 | -131.3674 | -68.4728 | 3688.157 | -1946.5995 | -1380.5656 | -593.0338 | -85.7862 | 240.1226 | 294.2934 | 683.9458 | -873.961 | 157.7418 | 6.9691 | 1333.8973 | -1345.2659 | 80.6565 | 235.8659 | 450.0379 | -2140.855 | 1.0032 | 3727.1016 | 1247.637 | 4904.5088 | 34.3867 | -277.0446 | 3251.9048 | 379.1749 | 1095.3157 | 824.6379 | -1758.5643 | -784.803 | -2499.1978 | 210.1042 | -223.0353
2030-03-12 | 1 | -11.7753 | 720.9477 | -56.1146 | -438.2703 | -443.5502 | -1019.4585 | -11979.0723 | 1501.8597 | 409.0252 | -94.4662 | 3572.4487 | 108.1795 | 764.8999 | -144.7028 | 1594.2015 | -1840.1372 | -312.7304 | 209.9989 | -528.4931 | 235.6157 | -910.3743 | -250.6977 | -65.4208 | -35.6907 | 4012.1611 | -1725.1033 | -1033.6605 | -563.4548 | -74.9429 | 390.5046 | 438.6967 | 722.9567 | -811.2966 | 96.3554 | 8.4977 | 775.7352 | -909.3125 | 1.0003 | 1.0001 | 5.5679 | -2302.1975 | 210.2312 | 3548.6519 | 1250.6136 | 4716.5996 | -2.9341 | -276.4966 | 2937.1938 | 318.4262 | 1177.1394 | 1796.73 | -2752.5598 | -659.6178 | -1318.6483 | 210.1043 | -150.1338
2030-03-12 | 2 | 4.7975 | 1224.9552 | -51.8037 | -418.0757 | -9.7438 | -1455.1205 | -12426.3389 | 2588.5664 | 1630.8796 | -119.4842 | 2910.0723 | 1.0001 | 1025.3507 | -287.9251 | 1462.3967 | -870.9246 | -465.4113 | 209.9989 | -463.667 | 282.025 | -699.5002 | -57.9918 | -68.2793 | -45.9158 | 3798.0242 | -1666.5078 | -1325.4988 | -722.246 | -100.9498 | 392.771 | 308.8406 | -1468.9498 | -879.1246 | -343.122 | 6.9586 | 885.6602 | -2422.05 | 1.0027 | 1.0009 | 316.9995 | -2237.8936 | 241.5335 | 2876.8276 | 1238.6564 | 4091.7471 | -2.5544 | -276.6166 | 2526.9656 | 172.6136 | 746.9088 | 1421.3087 | -3120.7771 | 791.4639 | 323.3206 | 210.1042 | -3.6986
2030-03-12 | 3 | 12.0208 | 968.6079 | -49.0099 | -352.8498 | 120.1322 | -1403.2771 | -12961.0762 | 3060.3882 | 1947.7295 | -99.8108 | 3086.311 | 1.0005 | 2098.2446 | -376.9389 | 1225.6481 | -491.38 | -458.8433 | 209.9989 | -428.983 | 282.8461 | -596.6235 | 61.6269 | 1.3853 | -50.8508 | 3642.6104 | -1338.246 | -1192.8638 | -680.9141 | -96.0815 | 556.0891 | -23.0785 | -2237.917 | -1058.5909 | -436.7439 | 6.4626 | 821.825 | -2981.1128 | -132.9552 | 80.3833 | 0.99974 | -2300.3098 | 471.9587 | 2942.8689 | 1384.9159 | 4261.0405 | -2.6094 | -272.6365 | 2636.3953 | 234.0962 | 943.6618 | 1955.1327 | -3116.7046 | 643.2696 | 1132.8611 | 210.1042 | 41.985
2030-03-12 | 4 | 3.1742 | 1444.9436 | -55.1543 | -414.0952 | 118.637 | -1661.1383 | -13069.8779 | 3263.6226 | 2069.0815 | -88.3937 | 3544.4875 | 10.7048 | 1991.8495 | -423.0213 | 1088.7181 | -469.6716 | -347.4581 | 209.9989 | -409.868 | 14.3704 | -434.183 | 187.7121 | -57.4792 | -71.3797 | 3513.1868 | -1835.0817 | -305.0993 | -763.5369 | -109.0992 | 519.9275 | 197.5937 | -1353.3182 | -761.5065 | -345.6834 | 7.8892 | 1207.7141 | -2652.6655 | -1.94 | 256.1266 | 1 | -2308.8767 | 201.274 | 2788.4463 | 1525.7032 | 4227.0288 | 1.0059 | -278.9449 | 2806.8115 | 624.7903 | 833.224 | 1616.9139 | -2908.7168 | 874.6151 | 1324.0708 | 210.1042 | 38.6468
2030-03-12 | 5 | 13.9632 | 1658.8362 | -51.2167 | -398.8887 | 351.691 | -1827.0309 | -13759.1143 | 3766.0713 | 2001.5792 | -96.2697 | 3696.3145 | -14.8627 | 1918.1987 | -429.5363 | 1083.7615 | -96.1356 | -528.4398 | 209.9989 | -321.1853 | -99.4948 | -539.0353 | -436.3611 | -74.6095 | -78.8536 | 2995.2739 | -1647.686 | 386.2063 | -816.341 | -119.3751 | 535.2484 | 241.1295 | -2942.0825 | -772.618 | -612.6818 | 6.8363 | 1235.4193 | -3023.3828 | -65.6957 | 201.774 | 1.0012 | -2299.1338 | 231.9938 | 2810.731 | 1488.853 | 4263.6689 | 1.0073 | -278.8623 | 2805.1345 | 422.8167 | 762.5728 | 1787.0061 | -3256.0703 | 986.3565 | 1080.3239 | 210.1042 | 70.8652
2030-03-12 | 6 | 22.7236 | 1639.839 | -51.2201 | -396.0261 | 563.5231 | -1931.6433 | -14281.7432 | 4044.0964 | 1233.6061 | -63.8907 | 3878.0784 | 99.3988 | 2031.6877 | -334.1446 | 1322.5499 | 138.2906 | -684.323 | 209.9989 | -212.2304 | -42.4888 | -681.3432 | -643.5908 | -52.6226 | -88.2083 | 2363.947 | -1473.4777 | -33.1899 | -843.9478 | -117.9045 | 592.5274 | 186.2384 | -4547.6416 | -1046.8503 | -813.6122 | 4.3333 | 965.2629 | -3414.6558 | -93.8556 | 196.4629 | 1.0005 | -2319.1912 | 312.6881 | 3237.915 | 1620.8702 | 4604.708 | 0.99805 | -278.3192 | 2482.9653 | 139.0352 | 692.5142 | 1847.6934 | -4144.0503 | 762.4364 | 1984.3096 | 210.1042 | 69.8129
2030-03-12 | 7 | 24.3044 | 948.847 | -55.3838 | -381.8253 | 386.2759 | -1591.4432 | -14103.54 | 3739.4165 | -2.9971 | -70.4439 | 3972.6938 | 146.701 | 392.7267 | -188.8292 | 1620.5305 | 197.1175 | -748.4799 | 209.9989 | -164.5411 | 30.107 | -1119.7318 | -1590.7786 | -25.2486 | -65.4694 | 1650.5011 | -1202.4244 | -497.9102 | -757.0574 | -95.2116 | 649.5182 | 241.3231 | -4428.5317 | -1234.067 | -805.8013 | 3.5219 | 310.5029 | -3294.2175 | 849.3342 | 981.924 | 32.8026 | -2389.052 | 347.6181 | 4184.0327 | 1792.8856 | 5385.147 | 355.0323 | -280.357 | 5821.4751 | 1550.6578 | 1178.5728 | 2213.1228 | -3514.3955 | -710.371 | 2911.9417 | 210.1043 | -74.6622
2030-03-12 | 8 | 19.5435 | 579.1028 | -60.6208 | -391.3411 | 171.3585 | -1427.3701 | -13774.2871 | 3099.0593 | -2.8107 | -116.3013 | 4062.0002 | 195.0318 | 738.6804 | 24.6404 | 2139.3345 | 1239.3843 | -299.8616 | 209.9989 | -188.6264 | 422.7888 | -1476.5298 | -1695.4102 | 36.2528 | -70.3496 | 1591.313 | -1164.0118 | -1817.4048 | -684.9483 | -76.0348 | 584.203 | 165.6843 | -3953.5803 | -1528.4185 | -696.1812 | 3.4389 | 356.1136 | -3321.8555 | 292.3502 | 136.9844 | 449.155 | -2225.3376 | 500.8832 | 4641.0078 | 1623.9055 | 5036.2983 | 227.1215 | -836.6903 | 4024.5132 | 1411.9396 | 1360.9305 | 2235.3774 | -3077.8105 | -1194.4374 | 3427.6396 | 210.1043 | -48.9876
2030-03-12 | 9 | 20.4579 | 772.8392 | -58.4127 | -438.7288 | -57.1234 | -1564.2645 | -13962.8057 | 2673.5122 | -2.9357 | -165.5039 | 4005.6726 | 66.7222 | 1420.5387 | 396.2529 | 2149.2107 | 1113.1195 | -358.6026 | 209.9989 | -168.2695 | 636.3983 | -1395.9198 | -671.3851 | -13.034 | -69.4137 | 1630.3956 | -1407.2822 | -2048.6582 | -745.5854 | -74.6723 | 503.0376 | 488.861 | -4091.2009 | -1076.2518 | -796.9295 | 4.4541 | 771.1895 | -2992.2017 | -840.5876 | -209.6555 | 449.724 | -2090.491 | 380.8247 | 4651.6826 | 1520.6685 | 5049.0601 | -3.3504 | -983.7527 | 1909.5203 | -1104.5273 | 1134.9952 | 1444.4695 | -2565.064 | -909.2104 | 4794.4395 | 210.1042 | -38.35
2030-03-12 | 10 | 25.9074 | 520.1667 | -48.0644 | -427.0336 | -95.812 | -1358.2617 | -14053.6738 | 2755.9888 | -45.3889 | -153.3659 | 4010.8501 | 66.4444 | 852.5655 | 420.1491 | 2111.9382 | 1213.6473 | -518.4791 | 209.9989 | -152.8336 | 512.803 | -1453.5587 | -2477.4634 | -3.5086 | -56.5815 | 1402.6456 | -1244.6471 | -2146.4609 | -703.4512 | -66.5003 | 592.6721 | 448.9955 | -4260.5044 | -1177.665 | -858.0123 | 3.4386 | 447.335 | -2924.449 | -731.1212 | -331.3455 | 449.8262 | -2048.5613 | 398.0667 | 4899.7666 | 1552.1372 | 5064.7109 | 131.7187 | -1243.444 | 2087.6831 | -528.0134 | 1163.6389 | 1745.7773 | -2451.4048 | -920.426 | 4946.6831 | 210.1043 | -39.8842
2030-03-12 | 11 | 29.6889 | 578.7654 | -41.8138 | -457.8279 | -129.9838 | -1387.323 | -14247.3691 | 2783.7329 | -270.799 | -156.4108 | 3986.5173 | 53.78 | 821.7726 | 484.7696 | 2208.3188 | 1582.6958 | -726.4196 | 209.9989 | -158.4409 | 490.466 | -1180.9464 | -4523.3555 | 12.4411 | -51.8718 | 1395.2164 | -1265.9343 | -1778.8827 | -779.7071 | -63.8332 | 671.0377 | 645.413 | -4607.3213 | -1099.4009 | -959.0544 | 1.7779 | 86.2976 | -2543.5273 | -713.3423 | -449.5905 | 449.8944 | -1924.256 | 277.9273 | 5013.665 | 1544.1403 | 5068.7173 | 132.5056 | -1372.1624 | 1391.7117 | -1243.17 | 949.6913 | 1394.4502 | -2515.6279 | -887.2493 | 6832.9365 | 210.1043 | -52.1475
2030-03-12 | 12 | 32.5368 | 474.3524 | -34.1556 | -421.5258 | -83.886 | -1159.339 | -14064.0029 | 2702.3247 | -201.2869 | -122.1439 | 3960.1233 | 192.5206 | 703.4543 | 523.0308 | 2204.1013 | 1749.0703 | -772.2911 | 209.9989 | -183.9124 | 532.1936 | -1181.381 | -5303.9751 | 14.5658 | -30.1851 | 1426.3668 | -1028.6483 | -1794.8455 | -713.6462 | -68.159 | 623.4263 | 532.9169 | -4076.8469 | -1233.1448 | -931.9438 | 0.78054 | -261.5002 | -2791.1245 | -692.859 | -422.6573 | 449.8921 | -1950.0518 | 304.4799 | 4967.23 | 1553.0276 | 5068.9966 | 132.8927 | -1366.1416 | 1679.1608 | -864.3063 | 969.1125 | 1733.6041 | -2604.0869 | -578.2644 | 3876.6013 | 210.1042 | 1.0007
2030-03-12 | 13 | 35.853 | 707.8126 | -31.2282 | -430.7976 | -25.5746 | -1308.8402 | -14166.2285 | 2846.5276 | -319.6156 | -285.5869 | 3953.8843 | -58.7906 | 228.487 | 523.5849 | 2271.5642 | 1228.9052 | -789.1677 | 209.9989 | -187.1909 | 406.4969 | -1140.6633 | -5231.6636 | -23.6504 | -42.2905 | 1246.6062 | -1130.2137 | -1245.0912 | -761.0005 | -72.2228 | 610.7746 | 760.2375 | -4662.563 | -773.5729 | -1067.0789 | 1.8537 | 306.5235 | -2818.7339 | -568.8224 | -525.0342 | 449.9435 | -2086.3582 | 104.0429 | 5267.4312 | 1673.6403 | 5066.8789 | 334.6283 | -1288.8119 | 2258.0579 | -247.9803 | 1007.2887 | 1001.2395 | -2427.6538 | -1219.1698 | 4203.0356 | 210.1042 | -108.0223
2030-03-12 | 14 | 39.8316 | 586.039 | -25.5216 | -367.6808 | -6.0534 | -1184.3503 | -13960.876 | 2765.7783 | -815.529 | -194.3681 | 3955.9583 | 130.4888 | 0.99763 | 538.7185 | 2227.6968 | 908.6144 | -709.5495 | 209.9989 | -195.8274 | 454.1551 | -1202.3872 | -5224.6162 | -44.5837 | -34.1873 | 1101.1479 | -941.6327 | -1110.8499 | -668.2577 | -71.4541 | 564.3464 | 876.0569 | -4721.7676 | -750.9008 | -1091.9893 | 2.1117 | 393.9237 | -3472.7119 | -486.9877 | -448.237 | 449.9651 | -2168.3452 | 53.2964 | 5179.9238 | 1670.6694 | 5067.2393 | 318.964 | -1288.2389 | 2633.8906 | 265.5174 | 1155.2385 | 1594.4751 | -2502.7729 | -1483.2327 | 1198.825 | 210.1043 | -117.7966
2030-03-12 | 15 | 39.7933 | 992.5983 | -27.7018 | -430.3882 | 1.0019 | -1436.8478 | -14306.418 | 2971.6306 | -607.2505 | -327.8836 | 4008.7295 | 5.1654 | 236.8535 | 521.0242 | 2254.4639 | 1245.1653 | -842.033 | 209.9989 | -201.5609 | 447.8741 | -1067.1746 | -5306.6011 | -56.3296 | -27.9061 | 1276.4727 | -1080.9961 | -1301.4426 | -793.3209 | -82.9468 | 536.3511 | 748.5189 | -5112.5986 | -822.3331 | -1187.3868 | 0.91137 | 172.6657 | -3342.366 | -893.2274 | -586.101 | 449.9991 | -2150.1992 | 62.7256 | 5143.3677 | 1630.2693 | 5067.146 | 100.8529 | -1349.1533 | 2462.0107 | 55.3065 | 929.9569 | 1236.8818 | -2568.8538 | -1022.9431 | 3646.761 | 210.1043 | -79.5782
2030-03-12 | 16 | 31.9524 | 884.2912 | -27.84 | -440.9911 | 96.62 | -1366.134 | -14576.0039 | 3148.1375 | -885.413 | -230.7336 | 3955.8757 | 195.0008 | 1.0063 | 537.0929 | 2218.5793 | 1294.9395 | -789.0316 | 209.9989 | -219.68 | 421.582 | -1035.9459 | -5276.5825 | -12.0614 | -7.0666 | 1095.8032 | -1184.9436 | -1294.33 | -779.9274 | -78.2982 | 635.2849 | 935.9635 | -3470.123 | -774.274 | -1017.5453 | 0.74261 | -255.1771 | -3168.4844 | 330.6011 | -24.1686 | 449.2661 | -2177.0994 | 219.8533 | 4609.0991 | 1561.7719 | 5067.752 | 2.3941 | -1354.9167 | 5022.9233 | 1802.4611 | 1092.9379 | 2128.3621 | -3014.1772 | -746.756 | 1424.8346 | 210.1043 | -20.4371
2030-03-12 | 17 | 8.6979 | 1589.2126 | -39.9377 | -639.1375 | 23.8571 | -1775.1593 | -14708.9619 | 3246.7983 | -1094.8652 | -153.501 | 3854.2576 | 58.6704 | 1058.3774 | 556.5566 | 2277.5273 | 260.449 | -969.6257 | 209.9989 | -229.6241 | 252.8683 | -1031.3566 | -5316.2534 | -81.0807 | -21.5891 | 1177.9664 | -2378.9424 | -1000.6602 | -952.194 | -96.9621 | 593.0145 | 1587.3735 | -814.6014 | -188.62 | -747.4016 | 0.81842 | 88.6287 | -2352.0273 | -455.1779 | -100.0563 | 449.3943 | -2118.5237 | 11.0436 | 4615.8584 | 1498.7733 | 5053.6392 | -2.7699 | -1492.8833 | 2362.0813 | -686.9452 | 852.7571 | 1519.5437 | -2875.0146 | -375.7929 | 4716.8853 | 210.1043 | -1.1579
2030-03-12 | 18 | -23.1485 | 1061.2051 | -65.7871 | -458.5332 | 82.1028 | -1577.3186 | -14411.4092 | 3495.2349 | -735.681 | -153.7365 | 3848.3767 | 17.5082 | 1260.4059 | 493.6387 | 2209.115 | 443.5302 | -719.0404 | 209.9989 | -226.2132 | 140.5689 | -1006.0744 | -5406.9219 | -81.1696 | -30.1313 | 1217.7781 | -2552.189 | -768.5262 | -851.6079 | -90.8874 | 657.2933 | 1889.6257 | 398.7909 | 15.9173 | -261.9015 | 0.76019 | 362.3449 | -655.2737 | -679.7132 | -376.7648 | 449.6446 | -2134.5933 | 63.2494 | 4693.687 | 1482.7959 | 5049.5918 | -268.4763 | -1579.0737 | 2122.3787 | -1271.6848 | 805.9587 | 1350.0916 | -2929.9036 | -386.755 | 3473.865 | 210.1042 | 8.6054
2030-03-12 | 19 | -27.4993 | 953.6008 | -64.9373 | -470.5513 | 77.581 | -1563.1173 | -14467.6094 | 3561.0312 | -641.8632 | -177.9342 | 3860.0994 | 13.5517 | 1368.2966 | 435.0139 | 2188.7644 | 643.0322 | -500.3504 | 209.9989 | -223.1045 | 117.8916 | -1125.3947 | -5425.5566 | -68.2949 | -41.8868 | 1224.0614 | -2225.2749 | -618.9959 | -837.9043 | -90.454 | 696.1888 | 1988.9414 | 838.5624 | 34.7822 | -147.2955 | 0.74095 | 638.5267 | -8.9335 | -632.95 | -285.6794 | 449.5861 | -2017.5083 | 39.005 | 4731.9795 | 1493.4668 | 5046.9243 | -257.5037 | -1716.2057 | 2032.8895 | -1404.2583 | 801.4039 | 1581.8715 | -2925.0193 | -350.0601 | 3475.5127 | 210.1043 | -13.13
2030-03-12 | 20 | -17.7784 | 965.9825 | -66.602 | -456.9805 | 0.9972 | -1591.5071 | -14259.2217 | 3177.9343 | -1271.0559 | -293.569 | 3872.4392 | 194.999 | 1309.8965 | 411.1058 | 2170.6431 | 823.4343 | -416.8348 | 209.9989 | -231.4476 | 95.7476 | -1294.8904 | -5604.1719 | -134.2799 | -49.2988 | 1179.1115 | -1967.575 | -308.5759 | -844.725 | -92.4398 | 570.8462 | 2070.4468 | 416.3983 | 22.7573 | -274.2915 | 0.62127 | 710.2166 | -658.7602 | -628.5261 | -91.6075 | 449.4372 | -2027.3252 | -203.6892 | 4584.5659 | 1461.9387 | 5049.7007 | -257.4858 | -1631.9338 | 2298.3281 | -1130.6519 | 660.8508 | 669.0391 | -2735.0999 | -222.6388 | 3691.2498 | 210.1042 | 8.208
2030-03-12 | 21 | -23.3363 | 926.8422 | -74.808 | -509.9504 | -234.2943 | -1696.8583 | -14034.9854 | 2707.2397 | -241.1457 | -333.7721 | 3870.9253 | 195.0026 | 1356.5758 | 201.5357 | 2034.8337 | 977.2764 | -243.7916 | 209.9989 | -235.8617 | 164.3662 | -1313.3076 | -5343.9922 | -108.0682 | -42.8535 | 1230.1801 | -2238.3743 | -284.7426 | -862.223 | -81.7932 | 570.3867 | 2162.2458 | 207.0666 | -16.4325 | -212.373 | 0.58664 | 621.823 | -1021.0538 | -497.5153 | -17.626 | 449.4743 | -2074.0725 | -151.0982 | 4620.312 | 1452.5936 | 5036.2505 | -72.9181 | -1388.0676 | 2383.7205 | -1098.5455 | 708.5737 | 855.2079 | -2198.8562 | -90.7511 | 8245.6289 | 210.1042 | 1.0012
2030-03-12 | 22 | -28.0736 | 925.8171 | -78.8173 | -531.5694 | -349.7014 | -1764.1223 | -13974.7266 | 2517.2212 | -205.4948 | -249.1453 | 3880.561 | 59.6807 | 1248.0471 | 73.5806 | 2008.1533 | 1171.2371 | -60.03 | 209.9989 | -236.0709 | -175.9623 | -1529.2743 | -5663.2974 | -117.695 | -45.394 | 1447.5916 | -2422.6213 | -270.7004 | -875.8458 | -79.2787 | 541.0936 | 2309.8997 | 334.9171 | -21.7831 | -141.5253 | 0.67054 | 442.8506 | -874.9383 | -341.6668 | 103.7659 | 449.4584 | -2079.9788 | -113.2154 | 4466.6348 | 1452.5524 | 5030.2178 | -3.3257 | -1143.9713 | 2581.3474 | -1000.7964 | 800.7859 | 881.4969 | -2227.3235 | -645.5138 | 9178.2275 | 210.1043 | 14.9228
2030-03-12 | 23 | -33.7216 | 1183.1547 | -79.5369 | -432.4693 | -129.9163 | -2009.001 | -14312.9619 | 2695.6475 | -191.4491 | -154.5876 | 3885.9006 | 1.0042 | 1573.1968 | -200.7311 | 1961.8784 | 905.4019 | -25.37 | 209.9989 | -228.6323 | -134.8064 | -1275.7308 | -4458.3887 | -97.1668 | -45.9385 | 1732.2559 | -2570.0059 | -64.5749 | -915.7578 | -92.3731 | 571.0958 | 2297.9824 | 407.6492 | 2.8463 | -188.8744 | 0.80737 | -105.5164 | -1624.0697 | -212.0921 | 542.288 | 449.268 | -1988.4424 | 51.1921 | 3524.5669 | 1417.3787 | 5009.7402 | -42.331 | -561.8118 | 2580.9421 | -1094.9181 | 594.6088 | 0.99277 | -2822.6648 | 181.8466 | 8723.9814 | 210.1042 | 173.4401
2030-03-12 | 24 | -32.2411 | 855.9122 | -72.727 | -385.2272 | -78.753 | -1801.4648 | -14669.5967 | 2882.4255 | 1.0017 | -56.4617 | 3903.0483 | 160.2951 | 1038.6351 | -363.819 | 1512.8043 | 1089.4238 | 100.0474 | 209.9989 | -217.1729 | 25.5158 | -1185.1917 | -3210.7598 | -0.042643 | -58.5701 | 1721.3896 | -2073.1074 | -159.9832 | -815.3386 | -76.3274 | 700.4434 | 1929.8551 | 812.2151 | -489.2033 | 21.2379 | 0.58989 | -315.4669 | -924.4423 | -139.7148 | 0.99928 | 201.1935 | -2003.3693 | 519.8735 | 2452.3372 | 1346.1702 | 3781.4382 | -296.6006 | -1011.4988 | 5748.0132 | 857.1849 | 999.5275 | 476.0492 | -2202.4495 | -53.4604 | 2581.5522 | 210.1042 | 52.0924
2030-03-13 | 1 | -25.9829 | 942.9953 | -67.0577 | -325.4216 | 169.0439 | -1744.1917 | -15189.25 | 3948.4465 | 704.3278 | -57.2611 | 3502.4824 | 23.8746 | 2016.4677 | -545.985 | 852.8129 | 890.8371 | 2.8979 | 209.9989 | -192.1658 | 61.044 | -875.9783 | -1622.5511 | 67.5969 | -64.0372 | 2247.4097 | -1858.9822 | -484.6892 | -771.2194 | -86.9298 | 849.5846 | 1025.1299 | 3.4072 | -820.3937 | 1.0016 | 0.70213 | -425.6451 | -1753.8093 | -724.6857 | 112.6024 | 449.4073 | -2152.6572 | 625.9001 | 2586.5752 | 1292.8389 | 4082.4478 | -303.1639 | -347.7572 | 1233.5092 | -2598.6914 | 997.3848 | 361.0389 | -2334.6938 | 0.4747 | 1770.0732 | 210.1042 | 20.9323
2030-03-13 | 2 | -23.1462 | 963.2004 | -65.1415 | -306.5901 | 566.8124 | -1724.6899 | -15110.1465 | 4508.1465 | 1958.027 | -43.1047 | 2933.012 | -9.1296 | 1925.0879 | -589.6842 | 598.0784 | 294.6983 | -91.7668 | 209.9989 | -100.429 | -47.4499 | -666.2524 | -1132.5962 | 95.4674 | -86.4329 | 2174.4495 | -1784.4476 | -213.7492 | -755.8371 | -92.6248 | 958.5795 | 921.9973 | 4.1132 | -898.8205 | -1.4982 | 0.68266 | -282.0561 | -1505.8567 | -634.8083 | 1.0021 | 449.4536 | -2167.2092 | 632.6185 | 2655.2634 | 1315.615 | 4069.137 | -306.5933 | -272.3583 | 1385.2004 | -2361.853 | 1027.755 | 0.98827 | -2545.4741 | 123.1859 | -1598.1034 | 210.1042 | -24.0385
2030-03-13 | 3 | -22.1541 | 951.3026 | -64.199 | -303.7438 | 563.5023 | -1739.3843 | -15083.9482 | 4560.5981 | 2259.6687 | -42.275 | 2380.6404 | 0.99983 | 1992.4188 | -574.17 | 651.8843 | 195.3098 | -168.9981 | 209.9989 | -95.4523 | -74.8338 | -565.6879 | -794.2554 | 107.9983 | -82.1433 | 2237.6885 | -1745.9962 | -22.6951 | -757.3466 | -92.71 | 1001.8992 | 953.8566 | 3.9783 | -885.3833 | -42.4455 | 0.74197 | -344.5536 | -1319.6661 | -690.6998 | 1.0011 | 449.4998 | -2176.0994 | 640.1882 | 2609.1411 | 1383.6296 | 3903.7366 | -193.0908 | -272.5466 | 1843.0227 | -1822.2533 | 987.4134 | 487.9364 | -2580.7871 | 465.9996 | -1454.1122 | 210.1042 | 1.0013
2030-03-13 | 4 | -19.2741 | 768.5892 | -63.7328 | -267.9782 | 669.6199 | -1607.671 | -15063.2129 | 4626.6064 | 2276.2117 | -22.7649 | 2813.1006 | 57.033 | 1947.7828 | -563.6096 | 652.3414 | -137.7981 | -183.7471 | 209.9989 | -121.2765 | 288.8186 | -726.1956 | -921.1534 | 211.9731 | -64.9933 | 2323.301 | -1491.3876 | -704.5648 | -696.3283 | -82.4736 | 1046.5059 | 537.1882 | 1.0091 | -1294.5288 | 0.99654 | 0.86741 | -727.546 | -1921.8204 | -161.221 | 298.6396 | 1.0002 | -2402.5557 | 920.7535 | 2902.1096 | 1427.1525 | 4295.9482 | -2.7278 | -272.2176 | 1915.7795 | -1844.167 | 1516.343 | 1998.4932 | -3303.8384 | -430.1142 | -2538.2056 | 210.1042 | -24.6229
2030-03-13 | 5 | -20.0679 | 725.2463 | -65.0404 | -277.944 | 801.7767 | -1612.4514 | -15227.1895 | 4645.1128 | 2125.9092 | -1.431 | 2165.0046 | 54.4005 | 1716.0991 | -592.9956 | 438.9413 | -630.9225 | -345.9701 | 209.9989 | -283.6172 | 302.9037 | -748.6371 | -718.2878 | 227.4471 | -59.3095 | 2894.3982 | -1486.8107 | -888.7784 | -696.4269 | -78.827 | 1077.9423 | 412.3531 | 1.0133 | -1391.2152 | 1.003 | 1.1751 | -602.6381 | -1768.1582 | -108.3423 | 461.1513 | 1.0013 | -2461.1636 | 1020.7584 | 2823.7334 | 1406.9803 | 4349.8677 | -3.1127 | -272.0365 | 2463.218 | -1613.1816 | 1461.385 | 2576.1624 | -3701.1165 | -317.1172 | -2309.8455 | 210.1043 | 81.0988
2030-03-13 | 6 | -23.0171 | 688.8101 | -68.4668 | -299.1191 | 781.0375 | -1646.4236 | -15178.1885 | 4560.6816 | 1293.2657 | -13.9572 | 2219.9807 | 18.6431 | 1764.1544 | -582.3787 | 450.4079 | -969.4707 | -368.7555 | 209.9989 | -221.9568 | 19.8017 | -847.8448 | -786.8168 | 166.5262 | -83.5941 | 2762.3198 | -1550.7618 | -450.3602 | -712.0137 | -80.5762 | 1061.1973 | 503.3393 | 0.99943 | -1293.9172 | 31.9954 | 0.61467 | -434.7773 | -1621.756 | -0.87696 | 1.0051 | 449.4171 | -2031.6829 | 842.9124 | 3193.8965 | 1329.3413 | 4241.6899 | -59.0029 | -272.3013 | 1611.1444 | -2739.1826 | 1012.4439 | 2505.0669 | -4358.4751 | 1.0011 | 355.7311 | 210.1043 | 176.157
2030-03-13 | 7 | -23.8624 | 446.9074 | -73.0557 | -324.7097 | 572.1251 | -1649.4607 | -14899.8828 | 4078.1079 | 0.95981 | -65.9222 | 3338.0142 | 25.2794 | 2129.8015 | -451.8378 | 938.8952 | -807.1526 | -315.9172 | 209.9989 | -192.6789 | -32.2166 | -1117.2308 | -1193.9755 | 127.3429 | -70.6977 | 2616.1182 | -1618.3291 | -788.9551 | -707.4385 | -65.7933 | 1021.0574 | 903.7497 | 282.2192 | -1305.7732 | 60.1674 | 0.74956 | -752.2474 | -1820.9954 | -0.31405 | 26.5575 | 490.7881 | -2129.0186 | 653.6974 | 3113.4724 | 1227.7393 | 4098.3647 | -65.3073 | -214.3375 | 1148.4525 | -4063.8499 | 930.798 | 1119.8429 | -4074.1638 | 28.2179 | 4390.8135 | 210.1042 | 162.9013
2030-03-13 | 8 | -23.4282 | 305.24 | -72.5907 | -524.8478 | 198.068 | -1648.5133 | -14942.3926 | 4058.0212 | -2.8306 | -120.873 | 3331.1965 | 4.1845 | 2133.3042 | -272.8607 | 1635.9194 | -1321.8848 | -486.9045 | 209.9989 | -170.3676 | -273.4384 | -1072.1744 | -1148.5317 | 129.1397 | -48.9813 | 2580.2083 | -1847.0609 | -158.9743 | -773.1713 | -53.5282 | 1154.0199 | 1502.4902 | 53.3351 | -929.5579 | 1.0001 | 1.0281 | -1130.0125 | -1019.5695 | -249.6996 | 1 | 449.6652 | -1958.7173 | 556.2792 | 4233.4336 | 1240.2972 | 5038.1533 | -3.4874 | -460.3571 | 1001.4402 | -4238.3154 | 981.8849 | 1375.9 | -3095.3325 | 4.5836 | 8934.5479 | 210.1043 | 48.6953
2030-03-13 | 9 | -27.5859 | 200.3791 | -69.7976 | -545.2953 | -184.2422 | -1502.7522 | -14131.5645 | 3016.5901 | -171.1294 | -146.9477 | 2886.3486 | 16.3771 | 2137.1716 | 0.99873 | 1860.5868 | -1388.875 | -607.968 | 209.9989 | -171.9933 | -88.7086 | -1082.4022 | -1213.4816 | 102.4061 | -4.737 | 2594.8406 | -1866.7581 | -450.579 | -756.736 | -41.7212 | 994.9119 | 1712.0881 | 289.2721 | -1063.2314 | 83.8995 | 0.82928 | -1715.8035 | -846.3312 | -195.1479 | -2.0688 | 449.523 | -1875.9917 | 468.0397 | 4278.647 | 1170.8064 | 5057.8374 | 0.96242 | -711.8218 | 270.3137 | -4711.0381 | 933.3572 | 1210.5396 | -2548.011 | 1.0304 | 10817.751 | 210.1043 | 57.3066
2030-03-13 | 10 | -31.4958 | 140.4782 | -61.5685 | -583.2183 | -153.8804 | -1480.245 | -14121.8398 | 3133.801 | -287.4365 | -152.6667 | 2135.665 | 9.3081 | 2133.4346 | 0.99946 | 1894.4954 | -1543.2871 | -600.1299 | 209.9989 | -166.1514 | -181.8959 | -897.2743 | -1044.8326 | 121.1218 | -9.0164 | 2622.8184 | -1985.9878 | -268.7433 | -767.048 | -34.9791 | 1081.5078 | 1927.1565 | 634.1673 | -888.6912 | 172.8728 | 0.93005 | -1556.9363 | -27.6409 | -401.4745 | -2.036 | 449.533 | -1950.7831 | 456.2896 | 4302.7529 | 1158.3065 | 5069.9092 | 1.0004 | -1022.1371 | 275.2665 | -4199.5854 | 795.3179 | 1079.7986 | -2959.0217 | -284.1238 | 12890.0762 | 210.1043 | 164.035
2030-03-13 | 11 | -34.6156 | -38.2926 | -56.0754 | -582.1769 | -159.038 | -1267.6089 | -13418.2715 | 3069.1055 | -161.0779 | -150.4229 | 2688.397 | -6.1224 | 2135.3904 | -15.7566 | 1858.969 | -1622.7152 | -479.0504 | 209.9989 | -161.5145 | -149.5359 | -825.3731 | -980.4424 | 177.722 | -15.447 | 2625.4121 | -2082.8362 | -320.5644 | -722.3941 | -26.5631 | 1159.7659 | 2048.9661 | 1499.1278 | -845.2174 | 431.3353 | 0.90796 | -1396.0972 | 1344.3336 | -499.0278 | -54.5617 | 449.497 | -1976.2118 | 696.2823 | 4360.1313 | 1168.2145 | 5074.5464 | 1.0135 | -1145.2008 | -22.338 | -3936.8406 | 791.9637 | 1002.4591 | -2901.2002 | -418.045 | 13775.1064 | 210.1043 | 140.4964
2030-03-13 | 12 | -41.2871 | -152.6342 | -51.8361 | -592.5357 | -51.3309 | -1136.386 | -13093.9561 | 3123.0151 | -2.627 | -132.4112 | 2647.3845 | 23.754 | 2134.5225 | 165.8095 | 1845.6115 | -1485.7343 | -341.3915 | 209.9989 | -151.4482 | -176.3271 | -691.6885 | -856.3927 | 211.4595 | 3.4536 | 2470.1628 | -2152.3135 | -129.4248 | -692.4764 | -22.8863 | 1238.7078 | 2311.5208 | 2391.7336 | -752.949 | 628.6194 | 0.83355 | -1447.1741 | 2326.3606 | -630.0234 | -146.6245 | 449.5532 | -1940.9305 | 835.1192 | 4428.3032 | 1252.8901 | 5076.2925 | -2.8059 | -1193.2819 | 125.2738 | -3367.7493 | 764.6818 | 841.7158 | -3009.6953 | -407.8522 | 14175.8438 | 210.1043 | 97.4248
2030-03-13 | 13 | -40.407 | -149.1334 | -49.2002 | -608.6486 | 72.4049 | -1149.807 | -13270.0674 | 3396.676 | -351.3133 | -139.6603 | 2881.4768 | 44.1048 | 730.5067 | -148.8854 | 1978.5015 | -1972.2571 | -345.868 | 209.9989 | -139.2231 | -179.5277 | -582.7411 | -837.8049 | 229.3086 | -7.8039 | 2271.675 | -2131.1624 | -156.2311 | -700.037 | -21.396 | 1294.0199 | 2301.9446 | 2380.0256 | -784.7609 | 616.246 | 0.67785 | -1238.308 | 2850.3284 | 190.7089 | -33.2377 | 449.5184 | -2053.6323 | 886.3804 | 4539.6714 | 1351.9991 | 5073.937 | 12.8755 | -1107.8812 | 4558.5127 | 170.373 | 768.5485 | 1989.5217 | -3589.6016 | -118.2289 | 14314.0742 | 210.1043 | 143.7949
2030-03-13 | 14 | -57.9346 | -295.3131 | -73.0608 | -624.0916 | -4.9546 | -1063.2076 | -12606.0352 | 2935.4031 | -2.6805 | -162.7968 | 3713.8379 | -23.9936 | 1635.4102 | -123.3952 | 2027.7413 | -1902.4778 | -203.6224 | 209.9989 | -116.01 | -213.1498 | -454.9141 | -695.5798 | 229.1491 | -21.0149 | 2232.1887 | -2251.1008 | -48.3437 | -663.4506 | -16.2191 | 1307.7386 | 2328.0386 | 3233.3701 | -697.4802 | 855.7888 | 0.76124 | -1063.9719 | 3630.5276 | -995.0879 | -423.3925 | 449.6689 | -2122.9792 | 886.5672 | 4791.749 | 1420.7098 | 5061.7012 | -2.9226 | -1554.8916 | 32.3933 | -2929.769 | 705.6039 | 1537.4167 | -3770.6887 | -298.2352 | 15143.29 | 210.1042 | 121.3386
2030-03-13 | 15 | -58.5291 | -287.1749 | -64.9454 | -609.3189 | -326.1063 | -893.41 | -11653.3916 | 2493.6885 | -2.6042 | -158.1525 | 3733.1177 | -8.8819 | 2142.3203 | -157.3143 | 1971.7 | -1925.5426 | -177.4508 | 209.9989 | -105.6429 | -125.035 | -487.8468 | -671.2692 | 245.6405 | -27.1749 | 2219.2056 | -2144.9675 | -173.2495 | -609.564 | -13.2123 | 1275.4174 | 2132.6089 | 3596.4199 | -836.7324 | 986.5033 | 0.78514 | -1051.7355 | 4237.5874 | -898.1642 | -368.7438 | 199.5988 | -2051.5813 | 904.9246 | 4735.3306 | 1396.819 | 5051.085 | -2.674 | -1995.0977 | -1756.6097 | -4604.6841 | 927.4234 | 2012.804 | -3366.9927 | -516.4669 | 16350.2871 | 210.1043 | 60.9125
2030-03-13 | 16 | -71.2239 | -453.6121 | -66.7843 | -612.3983 | -69.1003 | -678.981 | -10568.5811 | 2177.0149 | -2.5114 | -114.3691 | 3388.1797 | -8.5476 | 1502.0068 | -281.6126 | 1586.9702 | -1832.6221 | -174.954 | 209.9989 | -118.4244 | 3.1388 | -637.3518 | -693.1909 | 276.4913 | -40.1238 | 2242.9355 | -2175.3176 | -580.117 | -548.0527 | -2.7113 | 1258.3271 | 1709.5764 | 4933.6865 | -958.4643 | 1286.2025 | 0.75242 | -1007.1589 | 6043.4722 | -989.4164 | -398.3817 | 225.1366 | -2075.9229 | 1122.9882 | 4768.7515 | 1524.5541 | 5050.936 | -2.6372 | -1979.8552 | -1341.9623 | -4253.895 | 1068.1052 | 2437.3699 | -3510.9832 | -959.6599 | 15845.3184 | 210.1043 | 34.6197
2030-03-13 | 17 | -71.9145 | -577.7097 | -53.958 | -636.1129 | -164.1866 | -538.0856 | -9512.9775 | 1672.1222 | -2.6111 | -122.1203 | 2599.821 | -39.5747 | 1201.3561 | -302.372 | 1508.6278 | -1823.4861 | -212.3365 | 209.9989 | -167.7631 | -48.6525 | -600.9966 | -581.8232 | 261.7282 | -65.985 | 2567.8457 | -2244.5947 | -509.2807 | -526.0441 | 1.0825 | 1242.9128 | 1558.2654 | 5040.708 | -925.5858 | 1410.6768 | 0.72629 | -731.4887 | 8590.9268 | -859.1036 | -448.1079 | 449.5108 | -2065.3496 | 1089.8177 | 4847.0332 | 1560.9081 | 5057.936 | -2.7258 | -1840.6125 | -1147.606 | -4489.2876 | 976.5806 | 2534.2251 | -3617.7341 | -626.9032 | 16207.7109 | 210.1042 | 55.3024
2030-03-13 | 18 | -66.752 | -540.87 | -53.4276 | -741.6911 | -281.228 | -416.0137 | -8688.3682 | 1269.5465 | -2.7468 | -114.7506 | 2164.1978 | -23.083 | 317.9188 | -313.1243 | 1435.1444 | -2329.6797 | -184.425 | 209.9989 | -204.6848 | 64.1681 | -687.8065 | -753.443 | 263.389 | -65.9473 | 2783.3225 | -2182.3679 | -636.6182 | -507.1641 | -0.50746 | 1182.5465 | 1588.0464 | 5874.8677 | -795.4323 | 1421.2042 | 1.0459 | -761.1548 | 9226.0967 | -808.5356 | -146.2229 | 449.6778 | -2134.9238 | 1136.4636 | 4717.9126 | 1604.7365 | 5075.7549 | 1.0141 | -1286.5552 | 1392.3978 | -2556.0176 | 947.3149 | 2626.2576 | -3481.3948 | -426.3377 | 15086.8271 | 210.1042 | 73.2581
2030-03-13 | 19 | -78.7741 | -454.9933 | -60.3971 | -715.5439 | -652.3465 | -317.5964 | -6006.9614 | 453.4189 | -2.9218 | -112.1772 | 2059.2456 | -35.338 | 1103.9326 | -283.7582 | 1486.3754 | -2511.8918 | -173.0499 | 209.9989 | -150.9615 | -92.783 | -695.4593 | -780.2184 | 117.7403 | -80.9932 | 2595.9263 | -2254.197 | -684.402 | -445.1552 | -16.9738 | 950.0869 | 1543.0237 | 6810.0552 | -937.7222 | 1677.7346 | 0.65786 | -728.2855 | 9689.0293 | -900.027 | -293.2179 | 449.5692 | -2204.8147 | 547.7529 | 4873.7324 | 1524.6439 | 5056.2451 | -2.6769 | -1995.3584 | 321.2455 | -4399.6182 | 637.6818 | 1071.4762 | -2301.3577 | 2.2534 | 14015.7842 | 210.1042 | 54.1158
2030-03-13 | 20 | -79.2701 | -516.1008 | -65.9627 | -737.7354 | -602.7209 | -334.0107 | -5809.9316 | 321.5266 | -2.8583 | -128.445 | 1738.0887 | -3.6289 | 137.868 | -195.8097 | 1579.0122 | -2821.7522 | -176.1179 | 209.9989 | -193.8036 | -57.2479 | -962.6757 | -1015.0947 | 132.0154 | -63.5501 | 2758.1279 | -2329.8586 | -652.2793 | -442.1313 | -11.0874 | 945.6109 | 1719.0586 | 7269.8491 | -906.0142 | 1599.0396 | 0.56928 | -992.2147 | 9571.1865 | -401.6136 | -322.8318 | 449.6392 | -2096.9727 | 485.9084 | 5343.7944 | 1543.7594 | 5070.9434 | 0.99493 | -1462.3596 | 1677.1499 | -2766.5879 | 774.5588 | 1656.7982 | -2287.9541 | -13.2923 | 13285.6533 | 210.1043 | -15.9687
2030-03-13 | 21 | -80.2979 | -589.8389 | -67.6225 | -738.1116 | -786.0019 | -299.0515 | -5213.7568 | 183.2485 | -2.883 | -138.7566 | 1373.9376 | -7.693 | 33.4812 | -24.2595 | 1560.9929 | -2890.7053 | -161.9377 | 209.9989 | -219.6653 | -97.2962 | -938.3512 | -992.4235 | 116.6478 | -61.98 | 2860.3042 | -2263.0991 | -641.7078 | -410.5848 | -7.1531 | 931.1072 | 1579.3594 | 7660.417 | -951.0517 | 1602.9359 | 0.46144 | -1014.1285 | 9466.4766 | -493.9548 | -471.79 | 449.8012 | -2122.1582 | 414.6548 | 5410.4482 | 1567.3706 | 5067.0073 | 0.98554 | -1223.9316 | 1697.6687 | -2351.3433 | 676.2002 | 1111.9077 | -2130.0955 | -99.4704 | 12198.7998 | 210.1043 | -15.1866
2030-03-13 | 22 | -86.4693 | -564.6562 | -69.0855 | -714.948 | -1107.6261 | -264.0727 | -5340.7578 | 131.8351 | 1.0051 | -121.9841 | 1186.6611 | -30.5322 | 370.3419 | -294.532 | 1458.1 | -3022.686 | -174.7975 | 209.9989 | -236.9776 | -15.911 | -893.4753 | -755.8928 | 140.3546 | -61.9074 | 2949.749 | -2276.1323 | -768.3744 | -393.148 | -10.2013 | 931.5432 | 1431.8323 | 7994.2544 | -986.7647 | 1758.2606 | 0.77144 | -909.7477 | 9464.8018 | -578.4233 | -125.7165 | 449.3707 | -2132.7021 | 550.5504 | 4895.1577 | 1552.0576 | 5049.6987 | -2.6444 | -1513.8519 | 1363.9941 | -2828.9736 | 638.8293 | 659.4075 | -2075.0693 | 0.2705 | 10893.3506 | 210.1043 | 22.05
2030-03-13 | 23 | -85.0705 | -703.7819 | -68.8666 | -734.9349 | -1036.703 | -262.095 | -5137.0337 | 192.4276 | 503.387 | -92.5289 | 678.7675 | 31.7564 | 741.6406 | -285.1393 | 1409.0609 | -3235.5015 | -128.1649 | 209.9989 | -261.3285 | -46.996 | -612.0719 | -556.5018 | 197.0608 | -67.8936 | 3018.8149 | -2338.8552 | -606.0258 | -401.1254 | -1.7692 | 1065.0958 | 1350.0701 | 8279.9639 | -893.7531 | 1688.6505 | 0.73765 | -673.8585 | 9289.8926 | -381.4084 | -1.9895 | 449.8411 | -2187.6506 | 703.1855 | 4675.126 | 1527.3878 | 5036.4707 | 1.012 | -297.3658 | 2088.1462 | -1454.4653 | 783.9372 | 1017.434 | -2222.155 | 0.29847 | 12119.3457 | 210.1043 | -3.9155
2030-03-13 | 24 | -82.1024 | -584.1124 | -64.9712 | -722.2429 | -858.983 | -306.8199 | -5803.4155 | 449.9851 | 1104.9685 | -35.3276 | 550.8565 | 73.0236 | 1107.2377 | -450.9002 | 885.1551 | -3046.0459 | -104.4103 | 209.9989 | -250.4225 | -90.2646 | -373.4476 | -285.6082 | 201.9438 | -81.1305 | 3014.3352 | -2363.4165 | -218.8175 | -416.204 | -7.9073 | 1108.8906 | 1083.527 | 8091.6685 | -808.5906 | 1614.9562 | 1.484 | -265.6955 | 8615.4668 | -163.3251 | -2.2138 | 449.3778 | -2380.4558 | 836.7805 | 4469.6021 | 1535.0271 | 5016.4312 | -2.6822 | -276.8667 | 2003.2614 | -1185.5227 | 800.0444 | 1200.7588 | -2827.6772 | 1.0066 | 11036.8887 | 210.1043 | -43.4786
2030-03-14 | 1 | -74.4086 | -671.1282 | -60.8924 | -652.7948 | -959.1917 | -215.9396 | -5787.626 | 538.0261 | 1715.839 | 31.6866 | 440.3004 | 138.9617 | 1459.6382 | -538.6187 | 423.8553 | -3369.3569 | -142.2919 | 209.9989 | -319.7253 | -1.5145 | -353.7999 | -104.4991 | 252.1599 | -75.2025 | 3354.3606 | -2327.3345 | -26.8388 | -387.8346 | -8.5217 | 1150.7435 | 753.0591 | 7908.04 | -761.3455 | 1557.0295 | 3.8473 | -117.3475 | 7523.7856 | -2.9788 | 58.6079 | 197.2746 | -2405.1785 | 913.5506 | 4324.9751 | 1527.052 | 4987.8301 | -2.7811 | -276.8428 | 2302.5857 | -566.1159 | 927.7634 | 670.8198 | -1852.0175 | -1.2409 | 9810.04 | 210.1043 | -143.8069
2030-03-14 | 2 | -69.8167 | -846.3812 | -62.4055 | -586.0436 | -1194.8325 | -129.333 | -6027.3774 | 586.1086 | 2062.4761 | 48.1113 | 522.118 | 137.268 | 2020.5182 | -580.5949 | 279.9759 | -3324.6418 | -41.2298 | 209.9989 | -342.5571 | -21.8181 | -312.0108 | 62.1475 | 251.7354 | -74.8818 | 3492.353 | -2569.5664 | 199.6847 | -352.4186 | -6.3672 | 1163.9447 | 635.6321 | 7778.7095 | -693.8117 | 1544.2667 | 5.1662 | 5.6112 | 6919.4854 | -201.4814 | 234.9235 | 0.99999 | -2417.468 | 817.1168 | 4073.6553 | 1598.0002 | 4945.481 | 1.0044 | -278.4169 | 2334.4553 | 111.9926 | 1048.5768 | 875.9415 | -1763.3132 | 0.99942 | 9429.5938 | 210.1042 | -148.3123
2030-03-14 | 3 | -67.3574 | -598.2692 | -57.5433 | -590.5933 | -1041.7411 | -229.264 | -6810.5 | 672.4024 | 2181.9473 | 35.3667 | 357.4424 | 85.9996 | 1959.7351 | -611.8211 | 238.408 | -3163.6624 | 24.0133 | 209.9989 | -329.157 | 132.313 | -330.5281 | 153.3046 | 267.7536 | -78.3421 | 3460.2144 | -2280.7222 | -101.9885 | -376.9335 | -15.9047 | 1108.826 | 486.798 | 7647.1167 | -877.3998 | 1545.8146 | 4.5517 | 43.9097 | 6465.3218 | -157.7277 | 224.6429 | 0.9993 | -2416.7686 | 958.0811 | 3521.5952 | 1288.8447 | 4521.5229 | -29.5486 | -272.9558 | 1889.2028 | -824.0927 | 1084.9335 | 1153.4131 | -2213.2378 | 202.8191 | 8580.6807 | 210.1042 | -64.2914
2030-03-14 | 4 | -67.8223 | -579.4462 | -57.1558 | -594.9 | -857.8487 | -262.305 | -7109.2178 | 1011.6907 | 2132.4077 | 50.1546 | 210.6346 | 103.3094 | 1943.8424 | -624.2399 | 187.6268 | -2767.1057 | 64.56 | 209.9989 | -317.0043 | 139.1566 | -371.7567 | 169.227 | 300.629 | -84.5462 | 3396.0442 | -2238.0417 | -175.5854 | -385.1829 | -16.3467 | 1173.6993 | 381.9966 | 7612.8086 | -948.4924 | 1554.9872 | 4.0953 | 1.0013 | 6539.7715 | -192.2133 | 114.6663 | 0.99807 | -2411.3743 | 1116.9183 | 3688.0396 | 1598.5981 | 4543.3408 | -3.027 | -276.3953 | 2091.8857 | -820.1024 | 1123.1199 | 1610.0913 | -2974.9766 | 4.6706 | 7919.6699 | 210.1042 | -34.5601
2030-03-14 | 5 | -71.7197 | -706.2622 | -59.7909 | -634.25 | -437.5544 | -328.303 | -7963.1724 | 1677.5155 | 1878.6791 | 36.7714 | 516.0708 | 92.5104 | 1953.7727 | -614.5576 | 244.206 | -2228.9333 | 191.6477 | 209.9989 | -299.6664 | -10.202 | -378.4262 | -78.5315 | 344.5317 | -95.2416 | 3318.198 | -2286.9087 | 3.3784 | -411.1358 | -4.5244 | 1367.3833 | 523.33 | 7821.8169 | -800.5327 | 1593.4835 | 4.5452 | 138.6142 | 7422.3525 | -169.8151 | 184.3174 | 0.99925 | -2540.3201 | 1213.2213 | 3627.4326 | 1596.213 | 4535.1821 | -2.5406 | -276.6808 | 2232.3843 | -915.9816 | 1425.2419 | 3235.4341 | -4028.012 | -398.2853 | 7945.6475 | 210.1042 | 3.2767
2030-03-14 | 6 | -60.6899 | -927.9247 | -62.0009 | -507.5217 | -1082.2242 | 1.0044 | -6282.5776 | 529.3874 | 1176.7108 | 43.4092 | 1091.1666 | 129.6562 | 1975.6503 | -607.129 | 289.3584 | -1556.8159 | 108.2541 | 209.9989 | -301.6122 | -89.4961 | -419.8203 | -584.7637 | 227.653 | -81.0704 | 3293.0383 | -2204.0488 | -26.9439 | -290.9213 | -19.6523 | 1159.2681 | 353.2564 | 6249.0688 | -963.4994 | 1452.918 | 4.7108 | -207.3231 | 6791.8091 | -437.6195 | 79.4021 | 1.0003 | -2592.1021 | 733.2299 | 4188.687 | 1708.7249 | 4933.0093 | 0.99686 | -278.2276 | 2343.6558 | -575.7916 | 1289.4164 | 1830.9034 | -2354.0732 | -720.1963 | 6780.6846 | 210.1042 | -124.715
2030-03-14 | 7 | -58.0164 | -919.7011 | -65.3114 | -504.4305 | -1313.8615 | 103.1826 | -5807.0327 | 0.99674 | 1.004 | 17.7107 | 1835.6749 | 164.8916 | 2096.2002 | -500.0176 | 654.1676 | -1105.9862 | 115.681 | 209.9989 | -345.7769 | -5.7924 | -841.494 | -890.9919 | 148.7063 | -58.8626 | 3454.1858 | -1924.1184 | -121.611 | -258.8354 | -26.0696 | 965.9558 | 624.7695 | 5639.4551 | -977.0189 | 1448.9602 | 5.6316 | -251.2395 | 7195.2095 | -723.3055 | -164.0493 | 408.788 | -2556.1797 | 440.8365 | 4617.5054 | 1655.324 | 5012.2598 | -2.7821 | -353.1188 | 1604.1199 | -2100.1636 | 1185.6671 | 1460.7408 | -2070.2908 | -257.627 | 6104.835 | 210.1043 | -111.7073
2030-03-14 | 8 | -45.0168 | -439.7762 | -69.0575 | -509.3311 | -1484.0311 | -218.474 | -6159.2812 | -328.3038 | 1.0039 | -98.8748 | 2046.9093 | 9.3005 | 902.4898 | -327.9754 | 1297.0857 | -499.4145 | 20.7477 | 209.9989 | -358.4881 | 166.9523 | -1081.2639 | -879.1998 | 79.1878 | -44.9781 | 3468.053 | -1808.3583 | -451.6996 | -348.7686 | -36.564 | 735.5202 | 668.8461 | 3748.9341 | -1172.2601 | 1061.6199 | 5.4812 | -473.8817 | 6128.4336 | -651.0385 | -399.4263 | 449.5891 | -2375.9033 | 220.2859 | 4980.9146 | 1596.7953 | 5039.6348 | -2.8301 | -984.8561 | 1406.785 | -1881.7472 | 942.6352 | 1261.4698 | -2107.5225 | -286.1215 | 6052.1484 | 210.1042 | -98.1903
2030-03-14 | 9 | -32.5574 | -178.866 | -65.9122 | -503.7607 | -1526.9922 | -476.3823 | -7035.355 | -2.5624 | 1.0032 | -113.1896 | 2128.0547 | 32.1506 | 1406.1646 | -286.3537 | 1469.3969 | -299.2434 | -170.455 | 209.9989 | -365.2566 | 235.9973 | -1086.8508 | -829.0039 | 94.15 | -26.9501 | 3486.4883 | -1658.9148 | -520.669 | -429.4345 | -38.197 | 746.4532 | 820.0519 | 2107.6621 | -1201.9844 | 682.9312 | 5.2831 | -633.7191 | 5291.3125 | -792.9409 | -322.0229 | 449.7646 | -2366.4507 | 315.424 | 4989.8042 | 1577.1038 | 5055.9956 | 1.0044 | -1272.8528 | 1494.3815 | -1339.4672 | 1093.0337 | 1085.5134 | -1092.276 | -738.58 | 6873.3501 | 210.1043 | -130.7796
2030-03-14 | 10 | -42.6074 | -124.3155 | -65.9681 | -564.1212 | -1550.9518 | -432.1511 | -7384.8442 | -2.8844 | 1.0046 | -121.5317 | 2246.2053 | 38.2931 | 1219.3773 | -293.7779 | 1491.8596 | 14.6049 | -113.6499 | 209.9989 | -390.3564 | 327.334 | -1184.9758 | -878.184 | 120.5476 | -21.0663 | 3564.4351 | -1831.5022 | -648.2334 | -431.3969 | -36.5021 | 746.4423 | 1079.2047 | 2799.6338 | -1078.4595 | 963.7995 | 6.3817 | -702.1605 | 6706.5713 | -822.5103 | -313.3919 | 449.6151 | -2426.1738 | 470.4622 | 5012.2822 | 1553.095 | 5056.7988 | -3.2007 | -1621.8132 | 1286.2439 | -1545.2864 | 1318.6672 | 1829.9066 | -1359.1351 | -992.1561 | 7175.124 | 210.1043 | -61.8037
2030-03-14 | 11 | -38.0361 | -156.1934 | -62.5153 | -550.1887 | -1529.0242 | -427.1487 | -7471.4238 | 0.99947 | -3.0353 | -154.0965 | 2094.7957 | -35.2594 | 1024.0931 | -287.8976 | 1500.3314 | 261.3635 | -151.2199 | 209.9989 | -395.4964 | 377.9455 | -1176.5233 | -792.7767 | 144.2926 | -17.648 | 3574.8623 | -1720.7401 | -797.3331 | -429.6848 | -33.9396 | 764.3636 | 1076.0283 | 2362.1074 | -1151.4883 | 876.0284 | 6.2155 | -782.5104 | 6457.5864 | -811.1324 | -313.8036 | 449.6127 | -2330.394 | 578.2966 | 5005.811 | 1539.5781 | 5058.6807 | -3.0747 | -1729.4763 | 1077.9286 | -1402.7797 | 1329.9186 | 2229.1372 | -1158.5852 | -1075.4708 | 7708.0186 | 210.1043 | -46.317
2030-03-14 | 12 | -40.4975 | 4.1241 | -61.9508 | -568.8591 | -1705.0616 | -483.1151 | -7453.6304 | -2.4336 | -3.0263 | -236.5649 | 2165.3074 | -144.1266 | 788.3943 | -241.725 | 1664.0864 | 196.7771 | -119.9178 | 209.9989 | -420.3413 | 352.5228 | -1182.5116 | -717.0341 | 116.4931 | -18.082 | 3667.8203 | -1811.8064 | -751.459 | -450.0295 | -36.1773 | 699.5208 | 1249.7815 | 2483.7715 | -1008.0639 | 992.0362 | 7.2118 | -538.7889 | 6552.6279 | -744.1019 | -248.2726 | 449.6831 | -2368.9307 | 488.1183 | 4918.209 | 1546.8632 | 5059.5889 | -3.1138 | -1754.0709 | 1348.6682 | -496.0245 | 1399.1414 | 2155.2026 | -894.8015 | -1235.0201 | 8922.4453 | 210.1043 | -79.6975
2030-03-14 | 13 | -42.6076 | 61.9482 | -63.7691 | -545.368 | -1872.7147 | -534.7505 | -5849.9253 | -630.9191 | 1.0011 | -243.6018 | 2010.3979 | -144.9328 | 718.5345 | -235.1168 | 1717.6122 | 128.8291 | 69.0958 | 209.9989 | -397.1752 | 217.8925 | -969.7365 | -439.8069 | 43.0166 | -29.5209 | 3590.2529 | -1978.459 | -708.4523 | -463.5547 | -34.8217 | 574.4896 | 1316.1559 | 2809.8167 | -956.4114 | 958.8702 | 6.1897 | -451.8748 | 6060.7373 | -717.9431 | -207.5337 | 449.8969 | -2344.2737 | 203.1137 | 4875.5161 | 1536.6931 | 5072.4521 | 16.4965 | -1386.53 | 1636.3329 | 98.519 | 1075.0962 | 1426.579 | -711.5761 | -891.5904 | 10839.8096 | 210.1043 | -123.0996
2030-03-14 | 14 | -37.3828 | 168.1035 | -62.0329 | -517.3877 | -1886.8418 | -659.7999 | -5851.46 | -483.494 | -2.8988 | -162.9717 | 2058.281 | 10.4807 | 59.4432 | -213.622 | 1704.6371 | -312.2331 | 74.2938 | 209.9989 | -398.2915 | 170.3321 | -973.1027 | -689.5498 | 46.0088 | -37.0538 | 3495.199 | -1925.8588 | -788.9075 | -493.748 | -34.9713 | 591.4384 | 1185.5873 | 2498.3464 | -1080.2068 | 770.0873 | 5.9297 | -534.2767 | 5220.9771 | -586.8722 | -265.784 | 449.5004 | -2295.9456 | 271.1968 | 4858.0312 | 1520.3369 | 5061.9531 | -2.7987 | -1674.905 | 1567.3719 | 229.8856 | 957.4297 | 913.02 | -682.4965 | -1026.6829 | 10686.0547 | 210.1043 | -188.8851
2030-03-14 | 15 | -48.309 | 46.0917 | -66.9647 | -582.5889 | -1909.1333 | -573.2406 | -5162.5791 | -645.9119 | -2.9121 | -145.0576 | 2025.4033 | 24.5076 | 13.3195 | -237.5503 | 1614.9595 | -667.8084 | 86.623 | 209.9989 | -410.747 | 250.9045 | -892.3264 | -546.4213 | 78.4276 | -37.5411 | 3576.1929 | -2102.9663 | -682.8501 | -478.6428 | -27.8768 | 607.4237 | 1292.8036 | 3728.2996 | -951.3828 | 992.6956 | 6.555 | -434.8537 | 6679.5698 | -619.8618 | -200.0019 | 449.4565 | -2288.6362 | 328.7294 | 4772.3438 | 1538.8315 | 5068.5054 | -2.8161 | -1447.6746 | 1663.3517 | 258.6382 | 1068.2524 | 1111.4193 | -682.7245 | -1037.9596 | 11274.999 | 210.1043 | -181.2929
2030-03-14 | 16 | -52.8517 | 209.7433 | -68.574 | -617.1377 | -1608.9022 | -524.9725 | -2954.7969 | -564.833 | -2.8806 | -148.4551 | 2046.9907 | 11.5225 | 77.3097 | -258.4931 | 1602.1469 | -349.6252 | 143.1306 | 209.9989 | -420.5439 | 78.7078 | -826.2565 | -597.7133 | 11.9589 | -35.7753 | 3590.8767 | -2220.5593 | -304.3339 | -482.2619 | -41.0371 | 513.9225 | 1522.1989 | 4798.0659 | -761.2654 | 1077.3226 | 6.8405 | -411.0324 | 7346.7686 | -508.1868 | -292.8997 | 449.4894 | -2487.8159 | 55.3581 | 4848.0747 | 1547.0042 | 5059.5635 | -2.8383 | -1674.1008 | 1835.7651 | 137.6914 | 1182.9768 | 610.7207 | -143.9937 | -1496.9082 | 9632.9375 | 210.1043 | -305.0184
2030-03-14 | 17 | -46.2382 | -11.7318 | -63.2868 | -581.9796 | -1729.9287 | -363.2815 | -1822.7656 | -802.4264 | -2.8765 | -100.3222 | 2112.228 | 112.6359 | 0.9859 | -212.8058 | 1577.2402 | -767.8631 | 2.6247 | 209.9989 | -437.9461 | 231.9036 | -940.3284 | -700.998 | 30.5413 | -20.2634 | 3643.9597 | -1954.1237 | -850.1904 | -408.8224 | -29.8956 | 498.4721 | 1192.235 | 4342.6865 | -1035.1323 | 1032.173 | 7.3654 | -572.7116 | 6457.5986 | -258.5504 | -428.7791 | 450.1073 | -2516.6643 | 81.5576 | 5106.6323 | 1683.6848 | 5072.9038 | 1.0038 | -1161.8622 | 2351.9509 | 584.7877 | 1392.1661 | 491.8217 | -91.0463 | -2126.4019 | 8916.8916 | 210.1043 | -405.3506
2030-03-14 | 18 | -40.2427 | -11.4916 | -60.8045 | -536.8762 | -1334.1127 | -339.4571 | -1564.7261 | -490.9689 | -2.8778 | -82.9035 | 2254.8118 | 144.9218 | 1.6314 | -194.9809 | 1552.441 | -1202.0284 | -129.1475 | 209.9989 | -439.4366 | 288.5445 | -913.6887 | -343.4313 | 0.9058 | -67.6083 | 3661.7756 | -1947.963 | -639.8582 | -406.6875 | -37.3966 | 463.9704 | 792.2021 | 4153.3354 | -950.0979 | 880.8826 | 8.6643 | -1.8857 | 5948.8613 | -127.6167 | -375.4429 | 450.0477 | -2527.6157 | -3.6145 | 5324.2759 | 1787.5081 | 5072.5781 | 215.7293 | -1246.9446 | 2860.136 | 1058.9078 | 1268.5594 | 534.019 | -174.7646 | -1718.9309 | 8488.8779 | 210.1042 | -358.4225
2030-03-14 | 19 | -36.0616 | -366.0324 | -56.1563 | -452.8476 | -1787.2719 | 1.0003 | -69.0312 | -1611.9581 | 1.0091 | -92.4016 | 2388.0249 | 172.6968 | 1.1173 | -93.989 | 1601.7867 | -1742.7224 | -149.8283 | 209.9989 | -413.6414 | 433.9352 | -1186.2828 | -217.0084 | -60.2772 | -67.201 | 3579.6328 | -1579.6213 | -825.4808 | -273.4114 | -33.2077 | 268.6729 | 341.3396 | 4329.9092 | -1226.4611 | 949.2096 | 8.6129 | 114.0009 | 5449.7759 | -428.7518 | -669.6026 | 450.2516 | -2194.2908 | -84.2088 | 5658.2007 | 1632.7355 | 5070.9512 | 105.214 | -1506.9436 | 2495.9128 | 170.0332 | 1001.7834 | 504.0821 | -132.1602 | -1471.6641 | 6917.6343 | 210.1043 | -253.6522
2030-03-14 | 20 | -43.4781 | -398.8357 | -62.9967 | -473.1322 | -1639.0331 | 17.7084 | 0.99271 | -1289.9292 | 59.0952 | -124.7102 | 1849.2058 | 165.2744 | 1.8714 | 0.99999 | 1798.2549 | -2372.5405 | -77.4454 | 209.9989 | -612.2682 | 417.4007 | -1539.5217 | 27.8076 | -61.1061 | -69.2476 | 4359.7344 | -1730.1661 | -581.3971 | -293.6429 | -39.5218 | 266.2812 | 654.2604 | 5709.6963 | -1023.6458 | 1072.0834 | 8.7796 | 647.6898 | 6106.0635 | -58.7066 | -459.3755 | 449.7501 | -1907.4137 | 0.99879 | 5527.7354 | 1751.4937 | 5070.1387 | 162.4333 | -1386.2881 | 3242.8479 | 1210.1664 | 864.2491 | 810.7693 | -70.5563 | -839.4921 | 5983.1221 | 210.1043 | -198.8007
2030-03-14 | 21 | -45.9419 | -437.7829 | -68.7872 | -473.6467 | -1859.832 | 16.7469 | 0.99985 | -1630.5109 | 432.0143 | -117.5631 | 2308.8762 | 153.2019 | 39.2465 | -27.6261 | 1730.0508 | -2767.7495 | -81.0812 | 209.9989 | -450.9179 | 480.9179 | -1513.0074 | 214.6564 | -69.03 | -79.4587 | 3689.5132 | -1733.9243 | -681.194 | -272.8761 | -40.2758 | 232.3022 | 363.7586 | 6081.3594 | -1073.921 | 1084.0216 | 8.4903 | 640.0334 | 5520.9419 | -31.3117 | -245.5122 | 449.9752 | -1911.5887 | 0.043305 | 5635.873 | 1811.7677 | 5060.979 | 537.5054 | -1164.5706 | 2787.7532 | 1068.4441 | 745.9944 | 549.4877 | 0.99338 | -686.5975 | 4410.5039 | 210.1043 | -197.2625
2030-03-14 | 22 | -47.0702 | -587.7964 | -70.799 | -456.5836 | -1811.0171 | 62.2952 | -420.9142 | -1465.38 | 1.0037 | -102.5973 | 2311.3923 | 187.9255 | 2.094 | -94.3831 | 1752.3571 | -3204.0938 | -107.482 | 209.9989 | -467.3442 | 512.9042 | -1304.708 | 27.8237 | -42.692 | -63.2616 | 3745.8706 | -1711.5845 | -933.1042 | -256.3289 | -34.0206 | 279.6039 | 330.3914 | 6193.5449 | -1133.2593 | 1103.1881 | 8.455 | 308.7859 | 5016.21 | 229.8773 | 1.0019 | 449.792 | -2293.3301 | 65.4606 | 5388.7412 | 1946.918 | 5050.2271 | 624.9958 | -822.2683 | 2922.0986 | 1628.1107 | 958.9466 | 772.7919 | 0.99676 | -1376.1453 | 3803.1387 | 210.1043 | -248.9871
2030-03-14 | 23 | -43.0158 | -680.9517 | -66.7889 | -403.5372 | -1648.436 | 81.4506 | -1428.2935 | -1361.9757 | 326.4666 | -49.3961 | 2252.4512 | 186.8014 | 210.6378 | -233.3143 | 1459.2816 | -3088.3889 | -117.4247 | 209.9989 | -481.1962 | 510.7769 | -1007.0257 | 101.2646 | -1.3225 | -65.2648 | 3853.6338 | -1528.8832 | -1057.3735 | -229.8692 | -32.1511 | 390.6021 | 147.8158 | 5480.541 | -1228.1836 | 1046.245 | 8.6072 | 155.0432 | 4144.2861 | 43.4295 | 0.99804 | 449.8213 | -2509.7197 | 99.0766 | 4764.9985 | 1832.4508 | 5035.1069 | 152.9938 | -305.8194 | 3277.8928 | 1804.2809 | 1172.3157 | 1088.0873 | -517.3031 | -1386.0643 | 3063.4861 | 210.1043 | -277.764
2030-03-14 | 24 | -40.1928 | -398.5059 | -64.754 | -397.8378 | -1529.2341 | -53.5983 | -2564.3174 | -1018.6787 | 776.4861 | -38.0964 | 2495.2495 | 179.2069 | 1417.8308 | -223.626 | 1406.1791 | -2601.8672 | -116.5449 | 209.9989 | -503.6037 | 312.868 | -895.1676 | 269.0006 | 5.8602 | -25.7934 | 3965.436 | -1581.6759 | -911.8881 | -281.8549 | -47.495 | 418.5534 | 421.5339 | 5136.8281 | -1059.6761 | 913.5445 | 9.3514 | -125.7398 | 3784.0132 | -430.3613 | -6.0018 | 242.1344 | -2487.1086 | 286.0233 | 4377.6606 | 1674.9177 | 5015.9131 | 0.99951 | -277.0861 | 2995.7473 | 1662.3052 | 1164.3531 | 834.7397 | -48.6894 | -637.059 | 2415.5774 | 210.1042 | -264.9998
2030-03-15 | 1 | -31.1931 | -11.2609 | -58.8281 | -403.3882 | -1401.7468 | -337.575 | -5683.4209 | -330.139 | 1860.0966 | -20.8463 | 2206.8091 | 145.651 | 917.1917 | -345.8176 | 1036.4978 | -2188.4753 | -163.2658 | 209.9989 | -495.317 | 93.5087 | -683.8254 | 315.4323 | -12.1102 | -36.1094 | 3940.0732 | -1689.0332 | -731.0922 | -402.8692 | -60.5526 | 492.5973 | 622.1499 | 4090.1804 | -773.5945 | 664.2463 | 9.3178 | -3.0165 | 2693.313 | -22.1045 | 271.769 | 121.6213 | -2399.0852 | 151.5075 | 4047.6287 | 1724.1888 | 4961.6748 | 1.0018 | -277.6555 | 3303.5432 | 2033.5964 | 1108.7758 | 411.2915 | -48.745 | -371.4417 | 2072.8154 | 210.1042 | -276.9482
2030-03-15 | 2 | -28.324 | 276.8945 | -57.8146 | -423.8952 | -595.3737 | -479.9267 | -8393.127 | 1200.8436 | 2320.5295 | -23.7755 | 1754.5602 | 132.6164 | 795.9485 | -396.4388 | 922.8884 | -1511.3453 | -164.0285 | 209.9989 | -443.2728 | -107.4791 | -452.3724 | 404.6534 | -49.4367 | -55.0148 | 3761.7175 | -1719.8378 | -523.3757 | -433.2267 | -77.703 | 548.9707 | 608.2523 | 3028.3499 | -756.6607 | 566.0268 | 8.7686 | 184.893 | 1385.4336 | 125.9686 | 320.527 | 208.5637 | -2301.228 | 0.99703 | 3759.8276 | 1747.2635 | 4768.4624 | 1.0119 | -278.4141 | 3064.186 | 1885.4701 | 849.2216 | 1.0032 | -1141.3104 | 1.0002 | 739.1467 | 210.1043 | -163.5008
2030-03-15 | 3 | -17.1143 | 559.1827 | -56.4153 | -411.511 | 102.9609 | -748.3215 | -11317.2275 | 2984.0862 | 2530.8835 | -29.4038 | 1308.8151 | 71.2983 | 1870.7107 | -498.1121 | 762.4885 | -101.2006 | -204.2434 | 209.9989 | -407.6638 | 167.8153 | -523.9554 | 18.0448 | 129.7022 | -51.0487 | 3703.0618 | -1488.1129 | -1041.105 | -483.4232 | -88.028 | 857.2636 | 112.8082 | 1101.2556 | -1200.3273 | 288.4764 | 7.0049 | 27.1254 | -259.4278 | -428.7033 | 130.2901 | 1 | -2438.2004 | 681.6492 | 3059.4846 | 1659.1057 | 4544.9272 | -213.3578 | -276.5747 | 2150.1787 | 330.8529 | 1169.0289 | 2196.5649 | -2625.1216 | 515.2113 | -187.3448 | 210.1042 | 26.6001
2030-03-15 | 4 | -10.1011 | 778.3478 | -57.3695 | -432.0648 | 85.1121 | -1116.3295 | -12248.0488 | 3323.2439 | 2611.5063 | -27.4507 | 1275.3629 | 72.3885 | 1940.5623 | -549.6159 | 712.742 | 1078.2422 | -154.5475 | 209.9989 | -385.78 | 23.563 | -276.3022 | -503.5513 | 92.4433 | -58.028 | 3587.5586 | -1670.3556 | -853.3096 | -601.1697 | -95.6693 | 859.6411 | 124.0847 | -513.7286 | -1196.085 | 17.0542 | 6.3574 | 72.1754 | -1530.1522 | -349.0897 | 105.8413 | 1.0006 | -2551.2 | 553.9398 | 3096.7119 | 1657.1658 | 4469.1235 | -121.8769 | -276.7714 | 2107.8328 | 289.8915 | 1108.8754 | 2104.4678 | -2775.4714 | 682.024 | 784.6712 | 210.1042 | 44.1709
2030-03-15 | 5 | 6.2881 | 961.7355 | -53.2945 | -348.4391 | 361.9586 | -1306.1639 | -13548.5693 | 4002.1638 | 2496.4153 | -60.2442 | 1423.4336 | 6.4227 | 1962.1177 | -534.5507 | 822.1476 | 1892.2188 | -251.9419 | 209.9989 | -351.7937 | -9.1763 | -290.8943 | -1221.9547 | 87.9786 | -52.0721 | 3460.5291 | -1284.8435 | -941.1475 | -643.0316 | -108.276 | 903.8013 | 102.0943 | -2367.2903 | -1364.8928 | -348.2463 | 4.677 | -100.8448 | -2793.6929 | -326.9023 | 169.3287 | 0.99998 | -2580.8977 | 561.1127 | 3229.6843 | 1650.0861 | 4536.9712 | -13.3347 | -275.1072 | 1970.0815 | -156.1872 | 1045.9626 | 2326.7058 | -3204.9597 | 858.2483 | -580.8086 | 210.1042 | 86.3931
2030-03-15 | 6 | 13.7848 | 1212.2875 | -54.7562 | -387.2888 | 730.2813 | -1658.7764 | -14976.7715 | 4801.7637 | 1875.9058 | -14.2508 | 1774.061 | 187.9139 | 1650.1781 | -445.1356 | 1114.2065 | 2448.5 | -464.2203 | 209.9989 | -329.7674 | 43.8411 | -574.8471 | -2607.5242 | 158.2871 | -70.1386 | 3289.5322 | -1393.4609 | -1535.1036 | -752.1542 | -109.9349 | 1044.4404 | 170.4756 | -4251.9424 | -1658.9875 | -581.2291 | 2.5409 | -8.278 | -2947.3462 | -176.6192 | 208.0363 | 1.0017 | -2662.9036 | 768.876 | 3423.2881 | 1610.9501 | 4666.7632 | -2.6763 | -487.6031 | 4811.2568 | 1090.6731 | 1292.282 | 2646.2632 | -3578.4597 | 165.4239 | 874.366 | 210.1043 | 73.6211
2030-03-15 | 7 | 13.3062 | 1290.0541 | -59.5523 | -443.0099 | 715.5186 | -1777.7347 | -14964.5996 | 4597.8442 | 1.0082 | -109.5284 | 2403.4375 | 14.0483 | 1028.4075 | -395.3342 | 1372.5725 | 2511.552 | -456.6432 | 209.9989 | -340.2969 | -71.7389 | -826.5959 | -2516.979 | 87.8119 | -86.4632 | 3331.2256 | -1503.8062 | -1316.9103 | -810.2072 | -107.632 | 980.2266 | 509.0765 | -4502.4341 | -1316.2239 | -660.4965 | 3.5638 | 165.5972 | -2484.4722 | 54.6618 | 344.2948 | 449.4403 | -2733.0681 | 434.9891 | 4448.8003 | 1982.9183 | 5009.0845 | 593.0555 | -280.934 | 2159.8806 | -219.9162 | 1318.7437 | 2748.2104 | -3803.0371 | -691.7825 | 2186.7717 | 210.1042 | -33.2769
2030-03-15 | 8 | 11.4821 | 797.6812 | -65.0631 | -447.213 | 517.5848 | -1557.78 | -14543.8818 | 3861.9875 | -3.0138 | -121.4238 | 2722.7964 | 79.6346 | 1110.1846 | -342.9754 | 1509.0847 | 2376.4016 | -505.3318 | 209.9989 | -367.0653 | 193.0182 | -1141.6676 | -2020.4805 | 119.4811 | -56.0805 | 3416.4077 | -1362.6544 | -1659.91 | -731.9377 | -85.1127 | 925.5248 | 737.4187 | -4209.5796 | -1410.9449 | -587.7351 | 3.6604 | -354.0777 | -2229.9167 | -31.8634 | 64.3145 | 449.7834 | -2752.6797 | 470.4286 | 4798.3984 | 1972.9362 | 5036.3672 | 630.0811 | -357.494 | 1841.9796 | -618.7535 | 1474.3057 | 3061.5007 | -3464.5999 | -1262.2689 | 3503.7444 | 210.1042 | -20.3153
2030-03-15 | 9 | 10.7963 | 574.235 | -63.5818 | -472.1835 | 177.4677 | -1471.4067 | -14420.6719 | 3363.8044 | -3.0242 | -135.3613 | 2792.4961 | 56.989 | 1206.6973 | -249.8751 | 1768.8706 | 2109.4788 | -497.4351 | 209.9989 | -379.776 | 270.1061 | -1213.5444 | -1916.5062 | 139.8562 | -50.2048 | 3446.2485 | -1293.0321 | -1590.5942 | -719.1202 | -72.1147 | 917.4335 | 967.8074 | -3974.7449 | -1357.0491 | -566.5879 | 3.5923 | -333.0313 | -1902.0936 | -203.7293 | -97.6941 | 449.7175 | -2569.1367 | 491.4385 | 5229.1665 | 1786.8594 | 5055.7148 | 505.2502 | -1356.2578 | 1653.5281 | -1062.7458 | 1627.9912 | 2509.1777 | -2851.9526 | -1917.3027 | 5468.4043 | 210.1043 | -111.3699
2030-03-15 | 10 | 13.9462 | 493.8303 | -58.9062 | -454.6194 | 63.2448 | -1400.1504 | -14314.9834 | 3061.8525 | -492.6811 | -140.3068 | 2644.9868 | 35.7552 | 1106.1208 | -213.6591 | 1823.5343 | 2265.3901 | -501.7042 | 209.9989 | -395.0249 | 271.9684 | -1129.0686 | -2113.769 | 100.518 | -36.1171 | 3445.344 | -1157.2527 | -1654.7452 | -705.4446 | -69.0159 | 857.2406 | 788.7574 | -3934.6895 | -1318.8995 | -614.323 | 3.2443 | -582.4498 | -2070.8494 | -273.1096 | -161.6957 | 449.8407 | -2573.1108 | 334.3718 | 5315.0068 | 1755.7816 | 5067.5933 | 487.3551 | -1352.1031 | 1308.4728 | -885.3679 | 1576.4375 | 2298.9058 | -2818.7581 | -2103.4602 | 6059.2583 | 210.1043 | -96.0995
2030-03-15 | 11 | 15.1561 | 408.5812 | -54.405 | -422.7805 | -24.6268 | -1287.2448 | -14129.3477 | 2846.3264 | -2.6908 | -269.9238 | 2674.0327 | 172.2049 | 1127.5758 | -329.8352 | 1514.9485 | 2133.7061 | -459.5403 | 209.9989 | -416.9453 | 319.313 | -1170.1189 | -2557.3184 | 88.1437 | -28.2769 | 3516.5559 | -1038.1199 | -1826.7031 | -672.9875 | -68.0004 | 802.7623 | 812.5765 | -3530.1108 | -1329.9607 | -582.9702 | 2.8137 | -653.1636 | -2314.3958 | -361.8112 | -343.7233 | 450.0978 | -2547.7107 | 303.1826 | 5400.2808 | 1723.5446 | 5072.5054 | 371.2273 | -1351.7217 | 1156.0649 | -850.0942 | 1540.7434 | 1828.4492 | -2493.7825 | -1984.7664 | 5290.9326 | 210.1042 | -117.0328
2030-03-15 | 12 | 15.8142 | 504.0453 | -51.7551 | -441.0399 | -168.9453 | -1320.6165 | -14010.7305 | 2642.718 | -2.8164 | -309.7495 | 2644.1877 | 107.8604 | 1568.3262 | -310.1121 | 1556.0585 | 1982.5317 | -507.9843 | 209.9989 | -427.8307 | 437.5655 | -1301.4951 | -3453.1272 | 99.4356 | -20.3821 | 3497.6121 | -1095.4736 | -2188.5591 | -692.7563 | -68.1553 | 753.2858 | 855.467 | -3495.6172 | -1438.2787 | -605.1675 | 1.4842 | -805.5677 | -2419.5754 | -557.3445 | -455.2065 | 449.9335 | -2274.3755 | 508.4234 | 5239.5171 | 1631.1187 | 5063.3955 | 135.8305 | -1673.62 | 1277.3666 | -543.9894 | 1290.9746 | 2277.9609 | -2332.1392 | -910.3416 | 6271.5811 | 210.1043 | -18.7392
2030-03-15 | 13 | 20.5292 | 429.9126 | -45.6922 | -396.6065 | -174.4483 | -1261.7841 | -14054.0527 | 2582.5522 | -2.8252 | -363.7641 | 3058.2424 | 51.4014 | 1249.5829 | -316.4751 | 1640.9136 | 2300.4807 | -540.3663 | 209.9989 | -438.0762 | 593.1089 | -1366.1895 | -4501.3359 | 102.4891 | -13.8623 | 3378.6118 | -929.4586 | -2399.1697 | -680.4384 | -65.1903 | 742.8258 | 913.3505 | -3689.7542 | -1460.9614 | -671.241 | 0.96896 | -545.9672 | -2797.8262 | -350.6611 | -419.7896 | 450.1114 | -2225.7295 | 521.1126 | 5431.1611 | 1735.4437 | 5072.6421 | 390.933 | -1351.6611 | 1461.4681 | -173.4731 | 1435.9871 | 2151.4114 | -2409.9268 | -1671.4908 | 5669.6069 | 210.1043 | -95.7924
2030-03-15 | 14 | 22.5988 | 555.6368 | -43.1029 | -401.1252 | -148.8212 | -1305.3334 | -14046.5225 | 2847.1558 | -2.8902 | -295.8809 | 3235.6714 | -7.9675 | 934.4244 | -200.6845 | 1866.9099 | 2282.4097 | -577.9728 | 209.9989 | -460.1848 | 554.9369 | -1257.8024 | -5574.1147 | 81.6694 | -7.0074 | 3355.0544 | -937.91 | -2638.6528 | -701.7659 | -70.8683 | 731.2073 | 881.4807 | -4005.8123 | -1484.431 | -723.7272 | 0.51748 | -407.0124 | -2938.7397 | -226.5253 | -296.8855 | 450.0295 | -2463.3296 | 380.9944 | 5351.7808 | 1770.483 | 5071.2925 | 451.597 | -1351.8738 | 1453.1483 | 63.4293 | 1546.0129 | 2238.1348 | -2334.9338 | -1792.1367 | 5716.8252 | 210.1043 | -115.3805
2030-03-15 | 15 | 14.5644 | 768.8462 | -44.7586 | -472.1999 | -132.6079 | -1388.9196 | -14116.2256 | 2837.7231 | -2.9639 | -184.1846 | 3213.4436 | 18.1321 | 903.4216 | -68.9772 | 2194.3225 | 2143.9165 | -485.8984 | 209.9989 | -472.8277 | 474.8605 | -1214.5175 | -5830.2646 | 40.7929 | 5.2092 | 3389.2847 | -1240.748 | -2538.363 | -755.5977 | -76.5026 | 690.85 | 1358.9569 | -2991.7131 | -1220.8859 | -638.9863 | 0.56276 | -452.9704 | -2143.1367 | -18.5351 | -54.2398 | 449.8915 | -2556.5574 | 246.4318 | 5312.6108 | 1876.1387 | 5069.4204 | 671.3018 | -1357.1788 | 1718.8263 | 327.9536 | 1475.8994 | 1985.9115 | -2327.7637 | -1716.2784 | 5286.5972 | 210.1043 | -114.1297
2030-03-15 | 16 | 0.032831 | 1213.7466 | -52.6065 | -599.3909 | -144.0511 | -1655.3062 | -14315.5615 | 2886.8838 | -2.8988 | -164.6962 | 2688.4895 | 14.4194 | 809.4987 | -66.3409 | 2204.2231 | 1779.9467 | -364.2927 | 209.9989 | -477.6845 | 463.6189 | -1170.3197 | -5948.772 | 58.7961 | 1.6032 | 3375.9482 | -1890.8376 | -2636.8044 | -853.1707 | -84.3666 | 724.0689 | 1718.7114 | -1814.2267 | -1019.2579 | -441.1223 | 0.53305 | -104.6143 | -961.8174 | 44.5105 | 13.9184 | 449.8678 | -2556.6255 | 353.5115 | 5220.4897 | 1882.6858 | 5068.8032 | 666.8901 | -1095.298 | 1803.4567 | 562.3178 | 1458.8293 | 2133.7051 | -2351.1868 | -1424.5096 | 4990.2847 | 210.1042 | -109.4043
2030-03-15 | 17 | -1.954 | 1464.5804 | -53.4636 | -643.1691 | -154.3587 | -1795.6066 | -14351.4346 | 2865.3289 | -2.852 | -319.9107 | 2897.6094 | 185.8297 | 1693.6499 | -253.5963 | 1719.401 | 1463.49 | -367.9256 | 209.9989 | -453.0179 | 394.9716 | -1147.0311 | -5778.5918 | 24.6012 | -1.1392 | 3241.7544 | -2023.115 | -2505.1189 | -911.5051 | -90.9822 | 694.5607 | 1702.3682 | -1468.9517 | -889.8969 | -457.1044 | 0.4523 | -24.7466 | -796.8178 | -314.8863 | -215.1064 | 450.0853 | -2497.7422 | 310.0566 | 5187.5239 | 1760.1759 | 5069.8721 | 397.3276 | -1352.2463 | 1562.8813 | -401.2792 | 1318.7721 | 1950.457 | -2488.5659 | -1067.1708 | 4685.7891 | 210.1042 | -73.4993
2030-03-15 | 18 | -15.4502 | 1384.8334 | -54.5455 | -542.5391 | -159.0426 | -1834.5653 | -14389.7227 | 2872.116 | -2.7888 | -233.3449 | 2496.3728 | 138.3429 | 1467.0128 | -63.0158 | 1736.7288 | 1173.0151 | -222.9954 | 209.9989 | -429.931 | 488.7326 | -907.773 | -5312.4419 | 15.4468 | 0.04515 | 3208.7449 | -2140.3887 | -2448.3489 | -894.324 | -90.6334 | 714.7867 | 1668.5609 | 1.0016 | -821.5828 | -270.3713 | 0.63346 | -45.6302 | -1434.048 | -366.1955 | -328.498 | 449.9836 | -2677.7483 | 260.7419 | 5223.7578 | 1739.5508 | 5069.6948 | 288.1768 | -1351.2012 | 1418.001 | -1019.9874 | 1251.3665 | 1716.3796 | -2332.7971 | -869.6899 | 5566.6016 | 210.1043 | -72.5367
2030-03-15 | 19 | -31.0289 | 1182.17 | -73.6248 | -409.5867 | -180.8224 | -1893.4462 | -14463.8838 | 3008.2605 | -2.9862 | -229.8741 | 2735.593 | 124.2621 | 1817.1125 | -111.6457 | 1787.5695 | 616.954 | -61.3155 | 209.9989 | -386.5511 | 563.3184 | -1251.4583 | -5282.3389 | 60.3936 | -4.2234 | 3052.7373 | -2260.7239 | -2369.6992 | -864.3803 | -87.2178 | 769.3019 | 1819.002 | 1.7647 | -738.822 | -87.0892 | 0.67732 | 50.4494 | -1414.5392 | -660.3052 | -570.6102 | 449.9063 | -2090.1912 | 474.5699 | 5281.2202 | 1628.4137 | 5059.4199 | 1.0042 | -1723.0771 | 1055.5172 | -1932.8905 | 1187.913 | 1977.2191 | -2332.9316 | -774.9735 | 5899.478 | 0.10427 | -40.5395
2030-03-15 | 20 | -33.7808 | 1145.7057 | -79.0455 | -512.2978 | -277.3298 | -1899.3699 | -14393.6709 | 2684.4836 | -2.9485 | -318.8976 | 3225.7537 | 191.3439 | 1891.8851 | -114.948 | 1853.6497 | 342.8441 | 3.6733 | 209.9989 | -373.189 | 333.4874 | -1387.8555 | -5673.0786 | 11.4268 | -8.9254 | 2836.457 | -2443.6819 | -2183.9729 | -892.3726 | -80.4273 | 717.1737 | 2332.0774 | 275.2568 | -471.7647 | -53.1636 | 0.53697 | 143.708 | -832.3788 | -572.4423 | -465.4809 | 449.8165 | -1949.2402 | 180.858 | 5282.4185 | 1629.4578 | 5056.6577 | 89.6613 | -1665.7601 | 1305.0403 | -1672.6644 | 985.4438 | 1926.1011 | -2141.8503 | -576.3293 | 6983.0947 | 0.10427 | 56.6894
2030-03-15 | 21 | -36.8584 | 1045.516 | -81.1027 | -497.4195 | -435.0652 | -1860.0315 | -14164.5557 | 2369.3533 | -214.0305 | -301.7397 | 3547.8157 | 195.0007 | 1955.4515 | -222.48 | 1962.3145 | 197.0648 | 46.305 | 209.9989 | -387.6914 | 392.846 | -1446.7329 | -5982.5381 | 4.0821 | -5.3813 | 2811.1279 | -2436.2598 | -2247.2908 | -873.278 | -76.5234 | 662.4211 | 2265.5889 | 474.8868 | -487.0724 | -0.88951 | 0.565 | 153.6538 | -813.6101 | -427.5373 | -452.5911 | 449.9222 | -2040.7299 | 128.5266 | 5289.4941 | 1658.5691 | 5057.3638 | 145.0293 | -1350.2764 | 1603.0671 | -1095.3097 | 1079.4154 | 1644.2936 | -1965.8549 | -1053.7257 | 6927.9702 | 0.10427 | 1.0004
2030-03-15 | 22 | -39.936 | 1078.006 | -82.1368 | -442.2917 | -434.8828 | -1924.8105 | -14245.7119 | 2412.3264 | -3.086 | -186.2482 | 3689.8452 | 99.2809 | 1955.7695 | -183.0183 | 2089.1035 | 163.7498 | 99.5298 | 209.9989 | -396.9844 | 251.269 | -1368.5436 | -5869.8018 | -18.9422 | -12.0929 | 2834.5051 | -2576.6741 | -1972.2841 | -890.2643 | -79.466 | 676.3272 | 2467.4475 | 635.8633 | -327.4342 | 0.90556 | 0.60563 | 263.957 | -990.6494 | -184.4052 | -36.02 | 449.1279 | -1885.3259 | 100.6652 | 4983.7803 | 1848.9828 | 5044.3359 | 652.5278 | -1144.7899 | 1754.0371 | -275.4373 | 770.7974 | 1177.6493 | -2046.3005 | -345.2698 | 7320.5493 | 210.1042 | 52.7275
2030-03-15 | 23 | -33.3097 | 1038.7697 | -64.7786 | -542.4088 | -337.0585 | -1808.9536 | -14395.1787 | 2710.7539 | -3.0481 | -308.2442 | 3566.3391 | 195.0014 | 1975.4882 | -366.3866 | 1544.7345 | 647.3478 | 144.8302 | 209.9989 | -430.1138 | 421.6414 | -1459.9445 | -5759.9878 | 80.1012 | 3.15 | 2981.686 | -2459.251 | -1979.5962 | -879.1915 | -77.4728 | 787.5234 | 2440.8208 | 576.7123 | -419.7792 | 60.8523 | 0.4965 | 1.0059 | -200.3906 | -639.0398 | 50.2276 | 316.6818 | -1758.7778 | 463.7583 | 3930.2161 | 1666.8163 | 4852.2456 | -3.8111 | -908.1307 | 1854.1248 | -501.6623 | 1059.8334 | 1318.9587 | -1523.8195 | -0.89169 | 6413.8691 | 210.1042 | 72.9356
2030-03-15 | 24 | -39.1454 | 1175.4934 | -78.146 | -427.6735 | -100.8871 | -1967.3864 | -14824.9795 | 3286.5161 | -3.0768 | -213.4689 | 3641.3491 | 87.1304 | 1975.0074 | -390.3095 | 1490.7941 | 638.9461 | 158.2928 | 209.9989 | -446.9577 | 97.0765 | -1169.531 | -6090.4473 | 34.8544 | -2.0108 | 3044.425 | -2505.4861 | -1889.1897 | -902.1613 | -88.0708 | 802.9244 | 2296.2119 | 792.7477 | -358.7709 | 53.8512 | 0.61488 | 143.154 | -618.3382 | -563.9772 | 116.9329 | 449.5291 | -2410.187 | 320.7742 | 3941.3423 | 1708.7655 | 5019.748 | 0.98962 | -468.8084 | 1815.7515 | -496.9545 | 1170.6 | 1074.36 | -2038.3986 | -350.1454 | 5951.7529 | 210.1043 | 10.0858
2030-03-16 | 1 | -34.0159 | 1476.1569 | -74.6308 | -403.6407 | 0.9955 | -2081.491 | -14688.248 | 3582.5078 | 97.7173 | -300.9747 | 3810.6384 | 186.3941 | 1992.4092 | -412.8802 | 1345.55 | 845.5389 | 142.6655 | 209.9989 | -419.789 | 64.9196 | -1074.0914 | -5849.8384 | -6.2147 | 14.1517 | 2896.9951 | -2483.623 | -1623.0947 | -941.6061 | -102.796 | 710.9869 | 2360.218 | 379.2436 | -285.037 | -39.8961 | 0.5234 | 55.7865 | -1025.9302 | -711.6586 | 1.0007 | 408.1577 | -2234.7151 | 286.6514 | 3417.5244 | 1643.7927 | 4939.1138 | -297.183 | -610.9703 | 1912.6984 | -372.183 | 1068.2764 | 772.1016 | -1420.1986 | -1.1313 | 3882.5425 | 210.1042 | -54.0376
2030-03-16 | 2 | -27.8058 | 1812.8647 | -72.1179 | -396.9475 | 193.9492 | -2217.1277 | -14478.1572 | 4155.6348 | 1487.3499 | -194.5766 | 3790.3625 | 91.4707 | 1985.0498 | -411.9421 | 1372.7748 | 1058.5504 | 124.5739 | 209.9989 | -392.5948 | -160.5822 | -931.0347 | -5741.6377 | -50.3304 | 1.162 | 2717.0005 | -2518.8582 | -1211.9871 | -990.9082 | -122.614 | 698.1882 | 2445.8943 | 2.2507 | -118.7437 | -150.2054 | 0.5772 | 241.0464 | -1331.0499 | -582.4081 | 84.2213 | 449.5601 | -2208.5842 | 92.9155 | 3224.7295 | 1641.8304 | 4884.5352 | -302.6198 | -300.5749 | 2111.9653 | -176.9291 | 981.9001 | 109.0783 | -1209.0004 | 347.9795 | 2407.772 | 210.1043 | -116.1165
2030-03-16 | 3 | -29.1295 | 1894.6853 | -70.6227 | -376.0023 | 166.1476 | -2255.4072 | -14478.0088 | 4188.0791 | 2231.9534 | -235.6793 | 3788.6284 | 132.4807 | 1979.5947 | -467.6188 | 1220.8588 | 1109.1708 | 153.4851 | 209.9989 | -254.2933 | -293.9029 | -830.9576 | -5837.8745 | -93.7288 | -22.5529 | 2219.6484 | -2516.304 | -840.4946 | -1000.6598 | -127.5522 | 661.0602 | 2419.718 | 1.0058 | -13.6041 | -168.4476 | 0.58023 | 421.3442 | -1771.7402 | -601.663 | 63.7849 | 449.5809 | -2260.3594 | -2.0218 | 3094.1472 | 1647.8923 | 4749.29 | -304.1252 | -275.6735 | 2239.8945 | -143.3541 | 863.4778 | 98.1696 | -1220.0939 | 889.7131 | 1941.0715 | 210.1043 | -95.533
2030-03-16 | 4 | -21.6893 | 1934.2025 | -68.7558 | -342.7791 | 121.1398 | -2289.9758 | -14117.2686 | 4122.6377 | 2436.4866 | -176.5291 | 3763.7913 | 1.0006 | 1971.915 | -431.364 | 1387.9482 | 767.6583 | 244.2154 | 209.9989 | -259.1952 | -240.549 | -952.5533 | -5712.5132 | -100.865 | -24.8357 | 2205.4084 | -2437.8721 | -826.344 | -999.0032 | -131.3963 | 622.2451 | 2342.7219 | 0.99778 | -38.0696 | -209.6868 | 0.66009 | 514.566 | -2626.759 | -496.9663 | 123.9262 | 449.5062 | -2011.6749 | -2.2992 | 3093.2021 | 1651.2534 | 4655.3408 | -155.5012 | -276.215 | 2231.2014 | -245.7136 | 780.9597 | 80.642 | -937.2924 | 1064.5364 | 2629.5847 | 210.1043 | -86.4395
2030-03-16 | 5 | -22.6949 | 1757.8765 | -69.4915 | -344.5848 | 130.8257 | -2244.7688 | -13799.4287 | 4067.3879 | 2435.9314 | -122.0513 | 3706.7046 | -3.1452 | 1985.2667 | -425.6436 | 1378.3806 | 652.1591 | 242.9092 | 209.9989 | -321.6454 | -220.4299 | -951.3149 | -5573.8813 | -74.1081 | -21.342 | 2324.8752 | -2401.1899 | -606.9182 | -979.4 | -123.5506 | 675.5482 | 2140.4846 | 0.98689 | -55.8695 | -180.9541 | 0.73222 | 532.3637 | -2572.9565 | -458.6651 | 134.9077 | 449.4275 | -1946.4282 | 11.415 | 3198.386 | 1627.2373 | 4620.6021 | -20.0142 | -273.4891 | 2106.5044 | -540.6673 | 833.1882 | 1.0128 | -1186.0851 | 814.3245 | 4959.9497 | 210.1042 | -102.0638
2030-03-16 | 6 | -28.3815 | 1567.0992 | -71.7328 | -386.6911 | 330.7972 | -2226.4519 | -14098.7451 | 4372.2754 | 2206.4324 | -72.0024 | 3843.3789 | 79.8163 | 1913.5433 | -393.3396 | 1460.572 | 357.508 | 136.605 | 209.9989 | -311.7953 | -333.9997 | -942.3604 | -5795.7983 | -28.0943 | -39.7837 | 2188.531 | -2475.415 | -470.2459 | -983.2717 | -113.532 | 851.9278 | 2390.0271 | 2.0135 | -6.9274 | -137.8621 | 0.54417 | 808.0464 | -1842.8237 | -107.2476 | 1.0039 | 350.0921 | -2145.8901 | 97.3237 | 3167.1541 | 1628.3684 | 4394.8877 | -2.5879 | -674.7138 | 5066.1265 | 1723.5961 | 942.7881 | 953.8287 | -1932.5006 | 635.3613 | 7232.8789 | 210.1042 | -27.869
2030-03-16 | 7 | -32.8808 | 1486.7754 | -74.4552 | -404.8669 | 152.4483 | -2139.7871 | -13548.0146 | 3896.7161 | 1342.1185 | -160.1337 | 3761.7688 | -154.3993 | 1957.2904 | -384.2925 | 1477.5698 | 511.9858 | 59.7916 | 209.9989 | -306.5159 | -287.4298 | -1054.6005 | -5692.2769 | -56.5998 | -26.7519 | 2203.4429 | -2508.4651 | -432.1246 | -959.4528 | -109.3307 | 763.4778 | 2124.1677 | 2.1821 | 7.7335 | -42.4955 | 0.78714 | 481.166 | -1260.9861 | -441.5868 | 307.5131 | 320.7425 | -2215.6804 | 27.5888 | 3400.4485 | 1637.6704 | 4951.9116 | -49.849 | -276.3044 | 2326.335 | -180.5082 | 801.598 | 724.8582 | -1765.3624 | 295.9979 | 6889.9531 | 210.1042 | 36.0682
2030-03-16 | 8 | -33.5844 | 1151.3599 | -77.7363 | -422.7466 | 213.8878 | -2037.1327 | -13780.7197 | 3954.8486 | 473.7065 | -182.9793 | 3789.2593 | -167.5971 | 1951.8938 | -379.8042 | 1486.0089 | 190.4627 | -86.4071 | 209.9989 | -297.7688 | -332.6001 | -1249.7737 | -5981.436 | -29.3897 | -22.7227 | 2073.5183 | -2429.2683 | -366.3765 | -918.1566 | -95.2223 | 840.496 | 2026.3596 | 341.6428 | -55.968 | 1.0066 | 0.73327 | 280.2685 | -807.6183 | -204.8173 | 249.0089 | 450.0462 | -2285.4119 | 156.5847 | 3915.4231 | 1662.3711 | 4984.373 | 131.0095 | -276.679 | 2202.6655 | -817.7938 | 1153.7654 | 1805.6299 | -2279.0928 | -404.8694 | 7614.8589 | 0.10427 | -1.4065
2030-03-16 | 9 | -31.9192 | 1097.4385 | -80.9381 | -426.8863 | 171.602 | -2041.365 | -13682.0381 | 3601.6953 | 1.0057 | -219.6944 | 3940.5769 | -127.3044 | 1968.5831 | -252.0887 | 1908.1215 | -6.5834 | -145.8066 | 209.9989 | -282.7429 | -274.8499 | -1360.972 | -5731.8569 | -37.0017 | -9.475 | 1935.3414 | -2337.1187 | -160.7927 | -910.5673 | -91.5834 | 770.5984 | 2156.1484 | 3.0253 | -102.9205 | -64.4278 | 0.74678 | -16.8827 | -1255.6129 | -202.9719 | -153.1016 | 449.9199 | -2029.8898 | 94.8298 | 4731.9341 | 1711.0444 | 5012.0635 | 269.959 | -469.8 | 2271.2188 | -230.1778 | 1083.6824 | 1429.9286 | -2552.158 | -949.538 | 8427.708 | 0.10427 | -72.1773
2030-03-16 | 10 | -34.6182 | 963.7401 | -82.3047 | -440.5646 | 0.99719 | -1964.0934 | -13579.6934 | 3319.9575 | -2.9749 | -205.1738 | 3890.4209 | -103.2694 | 2006.0558 | -253.4539 | 1867.0389 | -20.9118 | -248.754 | 209.9989 | -280.3732 | -166.308 | -1394.4282 | -5076.2573 | -13.247 | 4.5899 | 2049.7676 | -2291.5901 | -208.8242 | -885.1274 | -84.1065 | 751.3655 | 2191.2649 | 3.4106 | -153.619 | -77.2446 | 0.82871 | -294.0229 | -1377.7189 | -485.5919 | -339.8319 | 449.9227 | -1922.6602 | 180.4433 | 4806.1553 | 1580.7064 | 5025.8506 | 65.9343 | -850.3919 | 1870.5298 | -958.2148 | 1051.4453 | 1348.3676 | -2198.2656 | -887.1375 | 9738.5498 | 0.10427 | -56.1284
2030-03-16 | 11 | -34.2754 | 691.6326 | -83.1223 | -464.3608 | -6.3569 | -1877.4132 | -13877.6367 | 3234.4121 | -2.8329 | -134.8998 | 3888.0256 | 46.4207 | 1860.3936 | -244.9755 | 1836.6412 | 93.4784 | -359.6348 | 209.9989 | -271.9127 | -126.6907 | -1283.2311 | -4541.1431 | 47.3938 | 14.9636 | 2049.3245 | -2292.8367 | -96.6695 | -860.3112 | -70.5175 | 869.9224 | 2277.8564 | 3.3842 | -166.355 | -106.4532 | 0.80846 | -638.6093 | -1168.3951 | -498.6971 | -336.658 | 449.8773 | -1937.7616 | 364.5356 | 4812.2021 | 1557.6412 | 5032.8945 | 0.98431 | -1071.3495 | 1623.4509 | -1022.2973 | 1135.1947 | 1969.7957 | -2425.0076 | -1057.5308 | 12298.3887 | 0.10427 | -35.1628
2030-03-16 | 12 | -35.5509 | 578.6462 | -81.3574 | -470.9147 | -18.3178 | -1781.316 | -13451.5811 | 2814.1052 | -2.9523 | -160.8108 | 3874.5571 | 3.9061 | 1533.5469 | -203.8597 | 1959.8119 | 150.4771 | -386.4754 | 209.9989 | -264.4474 | 69.3757 | -1164.7645 | -3940.054 | 79.4084 | 16.6142 | 1978.7419 | -2131.29 | -248.1881 | -825.6877 | -63.0497 | 832.0336 | 2157.3989 | 0.99062 | -337.8418 | -54.4132 | 0.81402 | -958.3185 | -890.9365 | -440.7696 | -259.9987 | 449.8332 | -2102.1707 | 486.3507 | 4822.5879 | 1582.1012 | 5038.436 | 89.3838 | -1147.0931 | 1442.5027 | -891.5632 | 1275.4607 | 1923.5549 | -2554.4207 | -1487.4847 | 13124.7285 | 0.10427 | -82.6884
2030-03-16 | 13 | -36.2903 | 435.7212 | -80.1382 | -596.6734 | -152.6839 | -1599.6387 | -12750.915 | 2468.2126 | -2.8429 | -219.3939 | 3863.5598 | -126.7461 | 1684.1102 | -234.119 | 1865.6965 | 23.3646 | -447.7592 | 209.9989 | -250.2262 | 17.5989 | -795.8447 | -2512.3816 | 78.8797 | -10.3465 | 1991.1748 | -2152.3132 | -145.7176 | -796.7515 | -54.8711 | 870.5255 | 1941.9041 | 3.7565 | -320.9873 | 59.3029 | 0.83822 | -711.2946 | 360.4934 | -293.0576 | -238.9084 | 449.8958 | -2350.9924 | 416.4045 | 4857.6797 | 1630.7998 | 5037.479 | 182.9948 | -1104.1292 | 1540.5203 | -1098.8402 | 1184.5883 | 1870.5216 | -2445.3337 | -1291.6873 | 14802.3662 | 210.1042 | -91.3437
2030-03-16 | 14 | -43.4213 | 150.9132 | -63.5096 | -612.6021 | -237.9186 | -1350.5016 | -11896.9688 | 2144.5847 | -347.7038 | -178.0225 | 3860.113 | -136.1864 | 1584.2855 | -334.5506 | 1509.429 | -292.786 | -446.5266 | 209.9989 | -267.5631 | 109.5888 | -662.6312 | -2322.5032 | 139.1988 | -21.8676 | 2092.239 | -2257.0874 | -114.333 | -741.4446 | -41.8153 | 943.9471 | 1751.0845 | 1083.8672 | -355.3106 | 366.2681 | 0.82754 | -522.7998 | 2109.7019 | -91.116 | 0.72385 | 449.6886 | -2590.1138 | 561.5481 | 4746.3467 | 1722.2382 | 5034.7148 | 362.2328 | -1033.6495 | 1982.3497 | -412.6585 | 1369.6234 | 2453.0415 | -2470.6628 | -1232.3239 | 15940.5254 | 210.1042 | -139.2064
2030-03-16 | 15 | -48.5687 | -113.8502 | -58.9688 | -617.1603 | -349.1783 | -1109.3073 | -11066.5 | 1927.6011 | -575.3046 | -150.614 | 3827.0415 | -51.3498 | 1703.8712 | -342.2309 | 1484.6282 | -574.5909 | -267.6253 | 209.9989 | -260.4067 | 75.0879 | -489.4501 | -2004.0917 | 163.4386 | -41.3736 | 2082.3416 | -2405.0535 | -32.262 | -695.2185 | -31.1498 | 1005.4336 | 1893.7472 | 2301.5203 | -252.2325 | 690.6595 | 0.73717 | -257.8965 | 3538.3809 | -63.3312 | 55.6053 | 448.1186 | -2570.8208 | 593.6389 | 4660.6201 | 1768.2885 | 4975.2178 | 420.2035 | -847.9807 | 2327.8711 | -24.1115 | 1418.0822 | 2413.5647 | -2273.9424 | -1247.067 | 17458.6191 | 210.1042 | -179.1485
2030-03-16 | 16 | -62.0944 | -244.9762 | -79.524 | -631.2503 | -353.2647 | -1042.5735 | -10524.4004 | 1735.1475 | -829.0355 | -173.1497 | 3798.0564 | -160.1476 | 1567.0459 | -381.6979 | 1365.3048 | -893.1076 | -245.1923 | 209.9989 | -252.0794 | 30.6884 | -356.4003 | -1603.1744 | 159.3087 | -59.981 | 2182.1729 | -2478.0945 | 29.4957 | -663.4327 | -27.1952 | 1008.6053 | 1776.5803 | 2964.021 | -233.8712 | 859.6146 | 0.73162 | -67.04 | 4097.3276 | -115.2814 | -17.9811 | 449.7329 | -2528.4238 | 606.8118 | 4586.7407 | 1657.5693 | 5030.1313 | 239.677 | -953.9733 | 2312.9158 | -549.5048 | 1279.8173 | 2494.2783 | -2446.6072 | -1068.5321 | 18209.9551 | 210.1042 | -130.463
2030-03-16 | 17 | -69.4314 | -328.106 | -87.7844 | -638.9094 | -324.48 | -1015.7334 | -10378.5664 | 1728.88 | -822.7476 | -122.9001 | 3785.99 | -68.8276 | 1465.427 | -381.4775 | 1296.2725 | -1299.524 | -284.0125 | 209.9989 | -248.7256 | 23.896 | -341.3793 | -1396.2004 | 163.0643 | -57.6476 | 2203.7227 | -2510.6865 | -45.8163 | -646.2718 | -25.2665 | 1024.254 | 1715.8328 | 3387.5627 | -249.3891 | 958.7687 | 0.70861 | -19.7012 | 4415.7285 | -175.0502 | -126.7611 | 449.7874 | -2545.563 | 617.5978 | 4595.6084 | 1568.9193 | 5030.2441 | 143.1341 | -1002.3926 | 2038.928 | -1195.4874 | 1254.5417 | 2579.5027 | -2638.0103 | -997.4031 | 18127.373 | 210.1043 | -120.7226
2030-03-16 | 18 | -58.847 | -238.4359 | -64.9446 | -624.2647 | -287.1186 | -994.8353 | -10609.1221 | 1787.4324 | -740.665 | -92.5013 | 3801.3447 | 0.99965 | 1687.4203 | -307.8694 | 1421.2832 | -1669.5021 | -383.7294 | 209.9989 | -238.1656 | 122.2341 | -507.8911 | -1375.6807 | 168.112 | -46.7042 | 2175.6462 | -2524.2942 | -471.7344 | -660.0731 | -28.5646 | 1019.4559 | 1818.5618 | 3355.3508 | -265.3968 | 915.0589 | 0.78946 | -101.7027 | 4281.5054 | -388.5639 | -256.3365 | 449.5626 | -2513.7197 | 669.4896 | 4613.8867 | 1502.2144 | 5032.2769 | 0.99634 | -1166.2705 | 1435.1656 | -2271.4973 | 1291.3672 | 2552.6157 | -2558.6033 | -1242.549 | 17188.2773 | 0.10427 | -137.8046
2030-03-16 | 19 | -52.6369 | 119.0706 | -62.8801 | -628.1136 | -385.3664 | -1025.1692 | -9999.7012 | 1860.3582 | -2.8398 | -95.868 | 3811.8118 | 1.0003 | 1884.875 | -304.8803 | 1363.7654 | -1855.606 | -452.7586 | 209.9989 | -231.4489 | 215.9487 | -629.952 | -1483.6798 | 112.5261 | -44.4507 | 2171.5332 | -2425.7173 | -667.4523 | -658.4615 | -40.0219 | 929.2421 | 1551.3666 | 2322.0491 | -304.1512 | 755.7243 | 0.76563 | 76.7244 | 6037.2773 | -480.8786 | -421.6914 | 449.635 | -2314.8315 | 559.3183 | 4544.6157 | 1484.009 | 5027.3018 | -3.2477 | -1542.7365 | 1095.3766 | -3403.5706 | 1128.0205 | 1457.694 | -2507.8132 | -1165.174 | 16594.3086 | 0.10427 | -140.0252
2030-03-16 | 20 | -57.4996 | 83.1605 | -70.3221 | -781.9876 | -777.3671 | -784.9979 | -7862.4326 | 675.9308 | -185.1607 | -111.612 | 3883.1423 | 62.7585 | 1982.2213 | -235.5275 | 1519.2189 | -2186.4563 | -574.8539 | 209.9989 | -230.1893 | 379.6628 | -1061.855 | -1741.2141 | 74.8589 | -37.0006 | 2091.7283 | -2497.1392 | -1067.9655 | -623.2856 | -38.3199 | 762.5812 | 1473.5304 | 4072.0933 | -419.4091 | 906.3892 | 0.72828 | -265.1846 | 7019.813 | -461.2109 | -401.726 | 449.624 | -2003.3665 | 401.6506 | 4536.1226 | 1464.3906 | 5029.4922 | -3.1917 | -1590.1995 | 947.0005 | -3409.3667 | 1051.1576 | 1291.171 | -1835.7435 | -811.9706 | 15933.0176 | 0.10427 | -132.254
2030-03-16 | 21 | -71.5802 | -563.938 | -78.7229 | -729.445 | -1345.5129 | -315.9812 | -6250.9312 | -198.0061 | -302.0529 | -87.8598 | 3900.6204 | 80.2286 | 1677.3866 | -176.6756 | 1471.9111 | -2511.3335 | -596.173 | 209.9989 | -241.8526 | 547.7469 | -1218.2919 | -1684.6118 | 101.7343 | -44.8937 | 2083.0872 | -2781.6821 | -1084.4568 | -454.1461 | -21.3371 | 731.0984 | 1335.3036 | 5567.459 | -392.689 | 1337.3804 | 1.9487 | -95.5603 | 8223.8047 | -416.045 | -383.1585 | 449.6422 | -1985.9399 | 454.5022 | 4322.9473 | 1460.1422 | 5015.4893 | -151.6597 | -1379.0652 | 1920.6687 | -2491.5552 | 1171.5885 | 1210.6001 | -1324.9111 | -1038.0819 | 15827.3477 | 0.10427 | -155.5182
2030-03-16 | 22 | -75.962 | -719.4662 | -79.6105 | -703.5362 | -1758.5098 | -98.2944 | -4991.8462 | -811.9643 | 1.0064 | -66.5997 | 3889.8569 | 85.5882 | 1512.3398 | -267.9371 | 1354.9762 | -2751.3723 | -493.092 | 209.9989 | -250.4324 | 601.2822 | -1188.4785 | -1760.4641 | 103.7863 | -40.0901 | 2039.9586 | -2671.3042 | -1088.4561 | -370.6249 | -17.5113 | 669.6231 | 1149.8531 | 6299.5029 | -586.2717 | 1537.5548 | 2.4259 | -198.4392 | 8458.0381 | -353.7454 | -272.5764 | 449.6838 | -2114.4131 | 464.5745 | 4337.876 | 1485.4023 | 5037.5938 | 1.0051 | -1223.5061 | 2076.8726 | -2724.6023 | 1199.3857 | 1151.5642 | -1063.2723 | -851.8742 | 14783.3105 | 0.10427 | -128.2635
2030-03-16 | 23 | -78.3143 | -739.288 | -78.182 | -688.6841 | -1979.3345 | 2.2769 | -4327.9351 | -1190.028 | 974.9374 | -79.5587 | 3824.5378 | 63.9514 | 993.9144 | -263.0242 | 1384.1001 | -2787.6404 | -345.6837 | 209.9989 | -241.9882 | 492.2668 | -985.6868 | -1687.0157 | 51.1948 | -45.0915 | 2000.0419 | -2695.8806 | -547.744 | -333.4873 | -18.7399 | 582.1225 | 1155.9701 | 6931.8721 | -525.5084 | 1654.063 | 3.5084 | 20.6525 | 8461.6094 | -112.2771 | -122.2537 | 449.7291 | -2271.6353 | 232.3704 | 4270.0103 | 1526.1195 | 5028.0635 | 155.3987 | -1016.8707 | 2288.0391 | -2238.8496 | 1064.5723 | 162.3992 | -528.8408 | -802.4642 | 13316.9863 | 210.1043 | -171.8179
2030-03-16 | 24 | -76.9599 | -732.1215 | -74.3789 | -652.7694 | -1597.5723 | 0.99908 | -4586.0488 | -763.2654 | 312.7203 | -62.1858 | 3852.1057 | 37.7281 | 596.7987 | -363.1307 | 997.5939 | -3157.3621 | -277.2332 | 209.9989 | -288.5954 | 400.4743 | -685.4244 | -1886.9741 | 117.1873 | -55.3398 | 2329.3667 | -2645.9812 | -23.1702 | -329.7398 | -21.7492 | 735.7261 | 950.3855 | 7174.8091 | -583.6625 | 1670.5337 | 3.9405 | 287.9974 | 7932.3354 | 264.4615 | 244.2395 | 449.6583 | -2731.5686 | 464.1029 | 3812.0745 | 1561.5314 | 5011.8042 | 84.1537 | -277.0746 | 2841.0684 | -927.6843 | 1230.5651 | 1035.2402 | -958.5903 | -1082.5726 | 11834.292 | 210.1042 | -203.5738
2030-03-17 | 1 | -66.5406 | -936.4405 | -68.2376 | -576.9692 | -1520.8351 | 69.633 | -5265.3569 | -630.3452 | 181.5789 | -77.0349 | 3843.002 | -20.5219 | 597.9938 | -397.2292 | 902.2166 | -2907.2349 | -246.2216 | 209.9989 | -278.2355 | 400.8316 | -671.2521 | -1659.5856 | 175.4841 | -39.2608 | 2082.7649 | -2189.8855 | -407.7373 | -273.7413 | -17.2388 | 842.991 | 931.2924 | 6419.1294 | -695.0489 | 1576.2987 | 4.6742 | -197.3159 | 6896.478 | 513.0295 | 782.7771 | 449.6362 | -2756.9153 | 641.1296 | 3956.3745 | 1706.552 | 4991.1445 | 347.6095 | -279.7308 | 2896.1455 | -603.3092 | 1553.7362 | 2483.634 | -1115.1793 | -1065.3661 | 11266.7861 | 210.1043 | -209.8728
2030-03-17 | 2 | -52.2503 | -159.0995 | -64.9226 | -579.1146 | -904.1183 | -365.9567 | -6847.646 | 343.0037 | 1041.0367 | -56.0019 | 3782.4773 | 11.3633 | 1176.021 | -433.9817 | 849.2563 | -1980.3774 | -325.951 | 209.9989 | -225.2643 | 139.8034 | -559.1969 | -2416.2588 | 41.3067 | -41.7575 | 1752.9385 | -2315.5129 | -689.2728 | -407.3802 | -51.6902 | 691.4182 | 938.7626 | 4490.9165 | -648.6243 | 1073.7574 | 3.4609 | -239.0102 | 4819.3311 | -5.8497 | 85.2528 | 319.6275 | -2603.7141 | 171.0321 | 3954.0564 | 1486.952 | 4792.0117 | -3.7446 | -276.5281 | 2652.4143 | -1160.4832 | 1170.9067 | 1294.7483 | -1151.1958 | -240.1714 | 7823.9585 | 210.1042 | -190.4686
2030-03-17 | 3 | -39.3079 | -17.7411 | -57.998 | -526.6617 | -866.7659 | -426.4222 | -7586.8447 | 817.6729 | 1642.6047 | -77.0407 | 3778.887 | -34.0362 | 1328.8744 | -454.799 | 854.2731 | -1188.1837 | -288.4057 | 209.9989 | -240.7015 | -43.9568 | -574.3187 | -3830.0376 | -3.9529 | -34.1042 | 1746.9165 | -2053.2839 | -279.2846 | -417.046 | -63.1864 | 668.6304 | 812.9955 | 3512.6006 | -748.2379 | 841.8513 | 2.3375 | -394.7844 | 3523.3328 | -193.7438 | 1.0001 | 353.8913 | -2581.3037 | 43.714 | 3817.5288 | 1437.8125 | 4560.6138 | -3.6603 | -276.7007 | 2654.5244 | -1166.7056 | 1085.7993 | 941.1691 | -930.2169 | 0.93742 | 5447.9438 | 210.1042 | -193.5157
2030-03-17 | 4 | -13.6994 | -16.0525 | -45.6495 | -360.4777 | -600.9178 | -427.7932 | -8517.7812 | 1393.506 | 1931.8948 | -91.0114 | 3797.949 | -68.1199 | 1348.3157 | -456.7551 | 864.251 | -676.809 | -324.2272 | 209.9989 | -274.7919 | -1.9563 | -689.9957 | -2705.9927 | -16.1936 | -14.8707 | 2056.3982 | -1305.9073 | -134.6167 | -389.7346 | -74.3909 | 650.1161 | 699.2454 | 1365.6842 | -826.4613 | 366.1056 | 3.2968 | -571.4807 | 650.4649 | -228.4356 | 0.9996 | 313.7422 | -2306.4329 | 51.7611 | 3787.054 | 1350.687 | 4496.1182 | -3.2636 | -272.8714 | 2418.0205 | -1618.8102 | 1017.3508 | 1034.4033 | -1039.939 | 1.002 | 2458.8669 | 210.1042 | -188.6309
2030-03-17 | 5 | -2.901 | 233.1715 | -44.2251 | -328.474 | -270.8594 | -687.244 | -10080.3945 | 2364.2827 | 2020.277 | -68.3473 | 3843.6648 | -13.7035 | 1784.108 | -500.4966 | 794.2861 | -34.5104 | -338.3524 | 209.9989 | -337.1132 | -23.8132 | -399.7203 | -1618.6289 | 11.3174 | -10.299 | 2645.7195 | -1133.0094 | -32.5004 | -447.3633 | -82.4897 | 780.0383 | 461.6902 | 50.4346 | -916.8528 | 81.5119 | 3.3879 | -636.1377 | -907.7429 | -497.6472 | 0.99991 | 53.4114 | -2623.2896 | 28.7688 | 3732.1995 | 1315.5526 | 4724.2041 | -307.1604 | -272.4636 | 2352.2773 | -1760.3632 | 1075.7286 | 1316.6093 | -1658.0385 | 1.0065 | 1322.1797 | 210.1043 | -162.7781
2030-03-17 | 6 | -2.7787 | 139.3676 | -48.2562 | -342.3459 | -280.2679 | -793.3724 | -10120.8691 | 2424.5212 | 1685.7178 | -69.0614 | 3801.9333 | -19.8926 | 1284.6315 | -505.822 | 780.5591 | 201.861 | -313.6458 | 209.9989 | -375.0595 | 32.9714 | -565.9446 | -1803.8418 | 38.3513 | -13.1736 | 2921.2673 | -1190.7931 | -370.386 | -481.919 | -80.4251 | 798.9434 | 502.9684 | -270.1651 | -1014.072 | 41.6772 | 2.525 | -554.4103 | -1214.3673 | 210.6405 | 466.9725 | 392.4971 | -2521.3022 | 206.8064 | 3973.5635 | 1502.099 | 4618.4453 | 353.9417 | -278.0645 | 2872.04 | -728.4056 | 1106.42 | 1522.7759 | -1774.0811 | 1.0129 | 2287.9187 | 210.1042 | -149.0122
2030-03-17 | 7 | 0.77621 | 442.3662 | -46.9162 | -317.2828 | -411.3601 | -854.9817 | -9808.5996 | 2306.6462 | 1208.5553 | -79.4167 | 3897.7637 | -18.8787 | 1459.3738 | -470.5814 | 856.6043 | -113.5444 | -274.2325 | 209.9989 | -397.3907 | 51.3926 | -716.0077 | -1768.2946 | 0.28407 | -21.0456 | 2902.4048 | -1147.1824 | -152.695 | -477.1774 | -89.0641 | 701.7576 | 501.0678 | -590.6153 | -915.3117 | -26.1462 | 4.222 | -592.3637 | -1567.0422 | 51.428 | 364.8304 | 267.9732 | -2680.1638 | 90.0334 | 3977.6992 | 1531.8986 | 4619.3843 | 321.9087 | -278.6728 | 2878.6367 | -647.828 | 1144.2312 | 1637.11 | -1418.7131 | 1.0066 | 1757.4423 | 210.1043 | -136.2027
2030-03-17 | 8 | -3.0015 | 475.8904 | -51.4039 | -328.4418 | -275.7989 | -895.7167 | -9860.6172 | 2144.6455 | 1.0038 | -105.1866 | 3906.1968 | -38.08 | 1574.3409 | -391.1133 | 1060.7462 | -259.5011 | -214.8915 | 209.9989 | -387.3548 | -38.4136 | -925.0563 | -1498.0066 | -4.7709 | -28.5821 | 3006.1396 | -1234.6527 | 339.298 | -483.3956 | -89.1889 | 682.6764 | 770.8741 | -234.3154 | -837.5076 | 101.9013 | 5.2008 | -510.1714 | -1267.6036 | -196.5137 | 44.6176 | 328.361 | -2298.1472 | 145.8739 | 4189.0239 | 1369.071 | 4772.3423 | 25.9276 | -276.8065 | 2715.3477 | -957.9212 | 1065.5142 | 1687.6974 | -1998.1066 | -311.9337 | 1711.4928 | 0.10427 | -69.7631
2030-03-17 | 9 | -9.4803 | 550.0057 | -58.5632 | -354.4184 | -697.1219 | -902.4263 | -8911.1777 | 1271.5092 | 1.005 | -178.7085 | 3896.0745 | -132.3342 | 1427.5768 | -322.9683 | 1404.2092 | 128.9214 | -90.7285 | 209.9989 | -384.2961 | -36.9946 | -1090.886 | -957.093 | -59.0621 | -68.7735 | 2966.8125 | -1376.0941 | 314.9004 | -487.1668 | -92.9961 | 520.028 | 730.2461 | 363.2538 | -783.3222 | 221.1795 | 6.3634 | 4.0251 | -618.9181 | -357.8147 | -2.0593 | 399.7574 | -1925.3844 | 0.99623 | 4148.2612 | 1304.02 | 4986.0845 | -179.8302 | -272.7137 | 2417.3833 | -1239.4928 | 921.4423 | 1051.325 | -1276.5558 | 0.28137 | 1695.2441 | 0.10427 | -57.9898
2030-03-17 | 10 | -18.142 | 530.1553 | -69.4054 | -380.7449 | -1123.1805 | -955.2532 | -7718.8701 | 467.1812 | 216.5195 | -227.9012 | 3955.9524 | -163.345 | 1474.1212 | -162.7624 | 1580.2614 | 230.7388 | 84.907 | 209.9989 | -368.695 | 6.9477 | -1293.557 | -806.9739 | -81.4442 | -88.8861 | 2804.1379 | -1688.7217 | 77.2018 | -502.2584 | -88.5255 | 384.6274 | 227.8683 | 951.6704 | -817.8105 | 341.3241 | 6.5633 | 1094.8014 | 33.2854 | -267.2771 | 1.0014 | 449.6132 | -1396.998 | 21.8869 | 4027.0732 | 1277.6141 | 4921.4141 | -295.197 | -525.5587 | 2489.677 | -744.5847 | 818.0296 | 326.3199 | -453.3452 | -103.4862 | 2324.1919 | 0.10427 | -110.2046
2030-03-17 | 11 | -21.1262 | 444.4921 | -72.0322 | -385.8137 | -1493.9087 | -907.665 | -7193.1084 | -24.2934 | 167.9339 | -259.7887 | 3945.3367 | -167.0829 | 1449.7462 | -43.3325 | 1797.4161 | 495.9755 | 184.7196 | 209.9989 | -409.9517 | 160.888 | -1405.6237 | -663.7034 | -65.3182 | -99.2683 | 2957.1582 | -1739.4047 | -220.9759 | -497.194 | -84.0585 | 334.6893 | 236.9235 | 1421.2034 | -765.928 | 387.7404 | 7.093 | 1871.157 | 647.4908 | -249.3793 | -2.05 | 449.5974 | -1085.1715 | 143.3109 | 3966.6709 | 1282.3492 | 4995.4185 | -293.8597 | -623.8658 | 2608.1082 | -373.2556 | 880.3383 | -46.1858 | -248.3575 | -391.1414 | 2767.5276 | 0.10427 | -176.3256
2030-03-17 | 12 | -21.9947 | 494.1748 | -70.5084 | -380.7636 | -1734.2773 | -867.5214 | -6461.9736 | -850.8416 | 35.9744 | -276.5792 | 3943.2019 | -178.213 | 1337.0828 | -99.0794 | 1947.7546 | 632.4715 | 234.8908 | 209.9989 | -460.3034 | 172.9601 | -1348.2516 | -1555.3529 | -88.0424 | -103.0343 | 3069.8713 | -1719.1959 | -308.3733 | -477.4552 | -84.0179 | 236.8995 | 133.0152 | 1530.8608 | -735.2967 | 433.3885 | 7.1716 | 2236.8333 | 900.278 | -269.2522 | -13.0949 | 360.824 | -1242.033 | 28.3127 | 3837.0618 | 1287.7321 | 4997.7837 | -292.5644 | -863.7123 | 2720.6392 | 147.3767 | 976.4742 | -167.6051 | -236.0057 | -603.5415 | 3234.3459 | 0.10427 | -203.0036
2030-03-17 | 13 | -11.6357 | 745.7047 | -66.0569 | -349.045 | -1801.4022 | -1027.9711 | -6222.4448 | -752.7512 | -255.8265 | -273.3618 | 3927.6875 | -158.9369 | 1332.3359 | -135.4827 | 1970.8582 | 1553.4811 | 469.0017 | 209.9989 | -428.3788 | 197.8614 | -1346.1235 | -1864.6228 | -82.7256 | -113.3666 | 2890.1304 | -1584.3984 | -736.6981 | -538.1863 | -89.3625 | 261.0688 | 265.2017 | 275.8998 | -923.7893 | 221.6211 | 5.5145 | 2285.5498 | 122.8229 | -355.674 | -1.9961 | 132.5697 | -1248.1603 | 133.9453 | 3835.4597 | 1306.6133 | 4999.7007 | -293.9928 | -1139.186 | 2738.8674 | 246.153 | 794.8364 | -705.2574 | -142.8872 | -704.5258 | 2161.572 | 210.1043 | -228.9624
2030-03-17 | 14 | -18.4863 | 938.1269 | -69.5613 | -385.4732 | -1676.3416 | -1079.6425 | -6243.0503 | -751.8785 | 1.0032 | -276.143 | 3913.1892 | -165.8196 | 1214.6141 | -131.2747 | 1978.9492 | 1978.9769 | 589.4058 | 209.9989 | -449.7614 | 270.2047 | -1307.4645 | -1582.1204 | -62.7415 | -108.609 | 2946.9868 | -1784.2515 | -849.2903 | -548.1304 | -91.7426 | 268.6913 | 350.4857 | 783.9607 | -820.3154 | 327.5885 | 6.0173 | 2325.7666 | 938.4293 | -322.1735 | -1.9816 | 161.6737 | -1131.0015 | 220.1678 | 3953.3413 | 1306.2041 | 5028.771 | -189.8488 | -1143.7275 | 2960.1438 | 723.1 | 827.5474 | -244.9394 | -48.7239 | -529.613 | 1365.5638 | 210.1042 | -231.0126
2030-03-17 | 15 | -25.2078 | 1059.9897 | -74.2678 | -425.4973 | -1949.5323 | -1104.8439 | -5996.6768 | -813.168 | 1.0058 | -247.9426 | 3904.6328 | -115.5517 | 846.7242 | -110.9057 | 1953.1992 | 2209.7166 | 630.882 | 209.9989 | -445.7118 | 521.1714 | -1294.2694 | -1293.8015 | -71.8491 | -102.5599 | 2857.373 | -1992.7756 | -1127.9818 | -562.679 | -93.4918 | 227.1848 | 404.8262 | 1332.9484 | -756.0384 | 400.786 | 5.127 | 2343.6885 | 2051.1182 | -261.0399 | -126.7341 | 449.4862 | -1097.1858 | 217.1487 | 4241.752 | 1352.429 | 5028.5103 | -3.3518 | -939.9337 | 2917.7676 | 916.675 | 763.9617 | -398.3387 | 192.7781 | -445.0342 | 265.1194 | 210.1043 | -299.9174
2030-03-17 | 16 | -22.7728 | 1146.0055 | -71.9739 | -424.0528 | -1958.3954 | -1132.2064 | -5938.7881 | -868.6411 | -2.7842 | -262.2285 | 3891.0769 | -143.1951 | 755.5983 | -101.0104 | 1963.8269 | 2258.3967 | 625.2924 | 209.9989 | -551.5425 | 525.7166 | -1398.4116 | -1909.2412 | -96.713 | -85.1558 | 3272.6741 | -1992.4478 | -1350.6561 | -568.3566 | -94.5185 | 180.8344 | 244.9924 | 1194.4158 | -710.2602 | 325.7096 | 5.2636 | 2402.3491 | 1958.4786 | -280.1129 | -121.0974 | 430.0869 | -1112.1078 | 143.9227 | 4238.1128 | 1376.2418 | 5029.1709 | -3.3058 | -892.9057 | 3086.198 | 716.2568 | 896.554 | -453.6163 | 314.6207 | -937.4576 | -310.2222 | 210.1043 | -358.0902
2030-03-17 | 17 | -21.0697 | 586.693 | -70.026 | -389.7885 | -1805.4359 | -889.6131 | -6259.3521 | -614.468 | -2.862 | -166.7434 | 3873.6016 | 69.764 | 649.5652 | -125.2977 | 1917.2363 | 1959.3182 | 571.8053 | 209.9989 | -504.1248 | 684.5491 | -868.9051 | -2059.2078 | -20.3035 | -84.6862 | 2970.394 | -1596.4923 | -1917.8623 | -455.6992 | -72.618 | 388.1777 | 488.6936 | 1028.2823 | -891.5148 | 379.4872 | 4.3545 | 1925.272 | 1540.79 | -300.4141 | 0.99921 | 49.833 | -1358.5328 | 213.518 | 4283.064 | 1469.8917 | 5030.314 | -3.0424 | -783.6387 | 3193.4797 | 498.2598 | 1040.3157 | 131.5841 | 0.99742 | -1091.2363 | 330.1883 | 210.1043 | -341.9725
2030-03-17 | 18 | -17.3937 | 968.6318 | -71.3497 | -410.0157 | -1510.3726 | -1172.3691 | -7432.5513 | -2.2435 | 1.0075 | -187.6421 | 3879.6846 | 1.8778 | 568.3855 | -116.2677 | 1933.0593 | 1847.4905 | 523.1542 | 209.9989 | -333.8628 | 477.2849 | -935.2603 | -2321.5679 | -86.5336 | -102.8826 | 2144.8984 | -1764.6399 | -1720.2084 | -560.8209 | -90.9544 | 369.5809 | 862.2765 | 1.0006 | -489.5468 | 190.8967 | 5.6464 | 2098.8472 | 671.0165 | -254.7229 | -50.5845 | 449.3561 | -968.9525 | -3.3852 | 4526.8047 | 1500.1602 | 5034.8335 | -2.9453 | -1204.382 | 2873.8384 | -155.2668 | 801.4763 | 154.069 | -178.484 | -558.0945 | 1201.0155 | 0.10427 | -233.6524
2030-03-17 | 19 | -16.0454 | 1034.5498 | -72.198 | -430.4065 | -1271.3782 | -1234.3247 | -7439.7603 | 169.8143 | 1.0071 | -173.4046 | 3899.343 | -16.3082 | 866.3806 | 16.7433 | 1870.4711 | 1839.7225 | 447.1475 | 209.9989 | -505.2852 | 396.6572 | -1121.0851 | -2521.606 | -125.7882 | -82.7583 | 3081.895 | -1798.8604 | -1542.7865 | -590.0409 | -93.3632 | 329.5303 | 1163.7277 | 1.0001 | -366.7986 | 118.8034 | 5.8169 | 2048.7444 | 565.012 | -297.2434 | -354.1164 | 449.617 | -1028.7046 | -156.0619 | 4930.7866 | 1457.3125 | 5036.3525 | -3.0817 | -1624.3213 | 2690.5276 | -973.5018 | 786.126 | 591.9373 | -50.4683 | -752.435 | 2253.436 | 0.10427 | -211.099
2030-03-17 | 20 | -15.4565 | 997.2767 | -75.2537 | -451.5867 | -1695.1312 | -1200.7538 | -6703.6069 | -474.7737 | 1.0084 | -193.777 | 3955.4563 | -1.4504 | 772.5363 | 102.0145 | 2213.7625 | 1758.5515 | 339.7531 | 209.9989 | -588.6882 | 484.4381 | -1454.4113 | -2743.1599 | -168.1965 | -77.4604 | 3579.2163 | -1819.2252 | -1427.925 | -595.1516 | -91.8726 | 183.5506 | 955.1931 | 0.99686 | -490.0772 | 75.3359 | 4.5558 | 2010.9186 | 877.1168 | -269.8911 | -531.2217 | 450.1527 | -647.8619 | -347.6335 | 5139.7578 | 1486.4991 | 5048.8481 | 0.99376 | -1065.7504 | 3025.1633 | 179.2443 | 501.8379 | 230.3367 | 0.99524 | -188.7593 | 2976.4729 | 0.10427 | -179.9035
2030-03-17 | 21 | -17.382 | 774.2436 | -77.8118 | -479.9139 | -1921.3368 | -1165.9951 | -7962.271 | -534.7445 | 661.6746 | -195.3182 | 3925.771 | -7.4575 | 874.6705 | 250.9539 | 2230.0444 | 2061.9282 | 292.7383 | 209.9989 | -645.1236 | 551.5792 | -1388.3629 | -2763.5803 | -92.1615 | -72.5142 | 3890.0017 | -1825.1793 | -1449.2378 | -591.1561 | -77.7007 | 320.9122 | 875.7051 | 3.3315 | -538.2443 | 58.4283 | 4.6438 | 2067.4451 | 1376.3781 | -141.8473 | -372.1806 | 450.0574 | -878.2165 | -92.9905 | 5154.6514 | 1544.2327 | 5044.2295 | 217.0185 | -1009.1291 | 3119.8904 | 387.6913 | 498.0332 | 308.9075 | -140.6242 | -448.7327 | 2966.8511 | 0.10427 | -182.8721
2030-03-17 | 22 | -22.714 | 675.3023 | -78.623 | -485.727 | -1759.6044 | -1087.2937 | -7401.2798 | -84.963 | 1.0034 | -195.8734 | 3954.5715 | 22.0552 | 846.5944 | -3.9989 | 2173.4106 | 1767.1772 | 375.1041 | 209.9989 | -496.3091 | 579.9594 | -1237.4674 | -2797.3093 | -37.2033 | -83.7469 | 3210.6941 | -1852.2087 | -1764.8787 | -577.4421 | -78.2124 | 434.2047 | 1090.1077 | 202.8291 | -549.4011 | 240.7372 | 4.4133 | 1854.6416 | 1941.8419 | -437.6653 | -229.53 | 353.5297 | -952.2651 | 91.5647 | 4694.9058 | 1513.2854 | 5037.7026 | -3.3173 | -861.5606 | 3019.4998 | 249.6178 | 662.8441 | 906.0344 | -324.1383 | -763.719 | 3780.7756 | 0.10427 | -131.5602
2030-03-17 | 23 | -24.9324 | 885.2455 | -75.9451 | -496.4633 | -1918.5955 | -1196.152 | -7633.1328 | -407.1412 | 1311.8312 | -182.6349 | 3875.3708 | -1.7324 | 905.4092 | -53.5754 | 1959.9386 | 1985.5044 | 431.4842 | 209.9989 | -509.1053 | 350.0776 | -1506.1356 | -2892.1243 | -86.0605 | -93.1334 | 3293.1011 | -2021.5953 | -1004.4266 | -609.2992 | -90.7539 | 293.4817 | 584.5942 | 1.0014 | -534.1641 | 262.2827 | 5.5246 | 2453.0049 | 2353.3628 | -354.8831 | -57.8269 | 449.624 | -1061.6118 | 95.0555 | 4400.3218 | 1552.1396 | 5027.1021 | 15.3471 | -1041.584 | 3004.7134 | 449.8844 | 746.3134 | 357.1234 | 107.7627 | -309.3509 | 4013.8391 | 210.1042 | -180.466
2030-03-17 | 24 | -32.7633 | 684.2675 | -75.2229 | -531.9881 | -1629.0529 | -955.5298 | -7940.7832 | -181.477 | 1736.6396 | -180.0178 | 3907.3308 | -2.1311 | 737.4777 | -113.3743 | 1937.6129 | 1352.7089 | 133.1329 | 209.9989 | -392.7757 | 399.3505 | -1383.7385 | -2851.4758 | -94.3855 | -93.6013 | 2492.0786 | -2098.9309 | -888.3322 | -566.1731 | -78.1363 | 268.6114 | 1212.5023 | 504.8223 | -473.9329 | 468.625 | 5.6145 | 1966.8514 | 3373.5137 | -42.5621 | 150.58 | 450.1515 | -1550.4203 | 0.99473 | 4210.0298 | 1697.5906 | 5005.9468 | 99.2585 | -277.9859 | 3142.095 | 858.8423 | 1033.1907 | 661.6895 | 1.0002 | 1.0071 | 4597.6831 | 210.1043 | -217.1853
2030-03-18 | 1 | -14.1727 | 966.1505 | -61.1197 | -486.1266 | -867.9268 | -1197.1719 | -10291.3232 | 1958.5013 | 2197.4434 | -181.528 | 3710.4912 | -96.1506 | 1141.0432 | -246.2854 | 1712.306 | 1778.8053 | -11.7475 | 209.9989 | -341.507 | 402.4553 | -756.9323 | -2681.3718 | -67.1702 | -69.0654 | 1981.0704 | -1773.2197 | -566.1299 | -636.9169 | -103.4137 | 520.5381 | 1076.4607 | -1253.4409 | -520.3509 | 53.4253 | 5.1024 | 1565.5829 | 1700.9712 | 421.2676 | 1306.8199 | 96.6606 | -1997.7397 | -140.1163 | 2550.021 | 1574.9777 | 4699.9175 | 215.4022 | -278.7971 | 3425.2148 | 342.6031 | 1007.7889 | -1134.4106 | -375.991 | 1.0167 | 2532.8967 | 210.1043 | -274.1724
2030-03-18 | 2 | -7.6132 | 913.7664 | -60.9948 | -478.5498 | -520.8862 | -1365.726 | -10695.624 | 2742.9531 | 2474.5337 | -106.4492 | 3617.5168 | 21.6339 | 1149.7258 | -291.1808 | 1595.5972 | 1804.8243 | -91.6916 | 209.9989 | -326.0182 | 347.7682 | -703.4128 | -2781.2329 | -46.4574 | -55.0598 | 1937.5454 | -1755.3524 | -675.6483 | -705.0776 | -110.0027 | 590.9812 | 1223.7576 | -2302.0042 | -572.937 | -167.893 | 3.6619 | 1199.8998 | 608.8527 | 147.3186 | 432.385 | 0.99938 | -2069.979 | -73.4321 | 2206.8125 | 1399.99 | 3787.5237 | -2.9923 | -299.5521 | 2481.0859 | -951.1806 | 998.9663 | -976.5224 | -975.3595 | 120.6491 | 2060.0903 | 210.1043 | -262.844
2030-03-18 | 3 | -17.4094 | 1130.7075 | -68.1287 | -548.7332 | -190.0804 | -1593.2599 | -11965.6416 | 3678.583 | 2549.219 | -120.4083 | 3587.2515 | -39.0724 | 1213.2362 | -286.7009 | 1607.193 | 1685.3062 | 10.0991 | 209.9989 | -342.6556 | 155.8043 | -335.7855 | -2779.605 | 4.4897 | -61.4554 | 2323.0254 | -2130.3511 | -880.0078 | -819.8197 | -115.0852 | 806.907 | 1119.1516 | -1797.1248 | -467.1947 | -59.2146 | 2.4961 | 1275.6566 | 1092.9696 | 262.9624 | 462.2287 | 1.0002 | -2576.4888 | 1.0009 | 1942.8474 | 1618.5471 | 2968.3867 | 593.4224 | -958.257 | 2381.0603 | -658.488 | 1074.5221 | -16.3296 | -974.7089 | 727.0624 | 3073.9668 | 210.1042 | -142.2353
2030-03-18 | 4 | -20.3361 | 973.5842 | -68.8152 | -552.084 | -73.237 | -1538.9321 | -11938.458 | 3798.8899 | 2546.4062 | -97.2097 | 3373.8994 | 1.1831 | 1336.0247 | -316.4456 | 1555.0656 | 1390.4069 | 10.7184 | 209.9989 | -337.3328 | 393.4465 | -354.0828 | -2652.4219 | 109.402 | -52.2351 | 2375.6606 | -2041.7758 | -1671.1064 | -775.3655 | -108.0127 | 891.3645 | 815.8458 | -1201.218 | -887.2612 | 60.4092 | 0.99413 | 1096.8197 | 177.974 | 164.9378 | 246.2612 | 0.81341 | -2689.8848 | 319.0329 | 1954.4479 | 1572.8298 | 2944.4829 | 381.5694 | -932.2828 | 2407.7307 | -963.7031 | 1266.7574 | 727.6287 | -1663.3995 | 543.2058 | 3598.9849 | 210.1043 | -81.0952
2030-03-18 | 5 | -21.3936 | 1041.1014 | -67.2847 | -582.7418 | -34.9899 | -1603.522 | -11884.167 | 3858.3079 | 2453.1562 | -93.3679 | 3427.3169 | -5.4716 | 1245.5554 | -341.7056 | 1501.8564 | 1261.4816 | 4.3009 | 209.9989 | -338.0965 | 274.1962 | -378.2062 | -2850.0906 | 84.2663 | -60.9027 | 2363.6926 | -2059.0386 | -1580.212 | -811.3353 | -108.6433 | 909.0813 | 900.4922 | -1228.1627 | -805.3702 | 63.9833 | 0.70125 | 1218.448 | 1101.155 | 57.1965 | 242.5706 | 0.99984 | -2685.0898 | 216.1213 | 1992.4491 | 1479.9556 | 2915.4148 | 385.6202 | -1018.3353 | 2088.0815 | -1087.2549 | 1172.356 | 447.7068 | -1389.4946 | 271.0645 | 4174.7471 | 210.1042 | -129.607
2030-03-18 | 6 | -25.4647 | 837.7673 | -71.8319 | -609.5313 | -102.6462 | -1490.6241 | -11341.3037 | 3424.0142 | 2172.6311 | -108.997 | 3527.1487 | -13.6087 | 1207.3032 | -332.1403 | 1582.5033 | 1413.6948 | -73.0466 | 209.9989 | -333.2274 | 146.6421 | -527.9387 | -3490.9102 | 19.853 | -74.8309 | 2337.3716 | -2294.0642 | -1190.8245 | -791.3392 | -100.1656 | 861.5532 | 1269.0396 | -1380.4336 | -583.7733 | 93.2838 | 0.62266 | 1416.5472 | 3039.9285 | -122.868 | 545.9465 | 1.001 | -2372.8821 | -1.9857 | 2178.0906 | 1504.2938 | 3152.0366 | 535.0645 | -1138.4734 | 2315.6077 | -1315.929 | 863.1774 | 1.0046 | -2077.177 | 121.658 | 4942.4771 | 210.1043 | -86.0135
2030-03-18 | 7 | -23.7234 | 600.4829 | -69.3791 | -551.5635 | -322.3066 | -1151.2147 | -10350.1465 | 2451.417 | 1066.4835 | -149.9828 | 3834.5544 | 45.4071 | 700.2719 | -207.6311 | 2052.6863 | 1295.0364 | -27.6153 | 209.9989 | -327.3213 | 447.7147 | -1224.3306 | -4294.7466 | 5.6753 | -63.9561 | 2178.012 | -1873.256 | -1377.9167 | -657.6479 | -89.2547 | 684.7985 | 1313.3438 | -912.9562 | -761.6979 | 228.6865 | 1.1746 | 1233.3119 | 3555.0486 | -5.1236 | 239.9971 | 0.99939 | -1970.6373 | -2.3535 | 3663.3186 | 1313.292 | 4684.231 | -3.4784 | -276.255 | 2545.4397 | -1407.7355 | 970.5749 | 1067.363 | -1888.5417 | 1.0067 | 4252.4243 | 210.1043 | -51.1376
2030-03-18 | 8 | -21.3434 | 718.4023 | -73.1561 | -542.0416 | -817.7467 | -1084.8964 | -9139.373 | 1195.9535 | 640.7678 | -161.0333 | 3746.9246 | 37.6656 | 756.6034 | -206.3352 | 2087.0608 | 1463.3705 | -46.2422 | 209.9989 | -344.2963 | 538.3045 | -1680.5067 | -4372.4722 | -103.8055 | -76.8757 | 2107.9216 | -1835.816 | -1372.4894 | -619.7144 | -98.7182 | 366.5002 | 945.4694 | -951.5238 | -678.8915 | 155.3 | 2.7177 | 1929.9934 | 2968.1594 | -2.8207 | 36.396 | 449.7398 | -1454.9789 | -333.4911 | 3847.1418 | 1283.6794 | 4850.8374 | -274.1395 | -687.6964 | 2214.7627 | -1604.8663 | 763.9104 | -85.9244 | -916.6439 | 273.2144 | 3211.2878 | 0.10427 | -68.2798
2030-03-18 | 9 | -18.6814 | 644.8681 | -72.7398 | -556.9426 | -1137.3577 | -1044.8904 | -9142.9336 | 572.2657 | 508.4088 | -332.5198 | 3762.8789 | 139.3303 | 743.7985 | -179.6875 | 2076.929 | 1287.6638 | -134.85 | 209.9989 | -414.5697 | 746.7631 | -1791.0972 | -4374.2383 | -84.2069 | -49.2586 | 2438.2217 | -1723.5607 | -1677.5015 | -616.9564 | -91.5105 | 313.7207 | 695.3596 | -1074.6198 | -775.3968 | 98.6425 | 2.7801 | 1465.6125 | 2763.7468 | -2.0173 | 1.0007 | 449.737 | -1533.2765 | -308.7146 | 3680.457 | 1254.3733 | 4616.2349 | -265.4457 | -644.8671 | 2351.3999 | -1238.0736 | 846.8887 | 2.8627 | -639.5636 | -119.793 | 4442.2183 | 0.10427 | -85.7084
2030-03-18 | 10 | -12.5249 | 294.592 | -66.4147 | -528.5419 | -984.9731 | -866.2769 | -9615.3027 | 795.3518 | 1.0053 | -349.6845 | 3783.8855 | 181.1627 | 770.4612 | -95.2846 | 2050.9297 | 1278.2775 | -226.148 | 209.9989 | -329.1586 | 929.5108 | -1728.135 | -4056.261 | 5.7983 | -29.2118 | 1875.9072 | -1409.9979 | -1927.1571 | -575.9088 | -77.9383 | 448.099 | 894.7374 | -1407.3413 | -974.0546 | 47.6322 | 1.5162 | 631.5078 | 2503.0876 | 1.0017 | 28.5682 | 449.7728 | -1741.6309 | -94.0005 | 3830.4749 | 1255.9921 | 4766.9287 | -262.6627 | -734.3542 | 2190.907 | -1120.1589 | 1083.6548 | 389.6066 | -720.6547 | -715.3071 | 5792.2285 | 0.10427 | -116.0564
2030-03-18 | 11 | -11.6387 | 230.7905 | -65.5408 | -571.4939 | -637.9892 | -994.3557 | -11109.4111 | 1784.0707 | -3.0832 | -349.2446 | 3777.7156 | 160.6755 | 754.5127 | 18.5027 | 2033.6632 | 1328.3979 | -343.0179 | 209.9989 | -339.8214 | 701.4687 | -1692.0486 | -4128.3291 | 58.1133 | -9.0332 | 2011.5626 | -1539.63 | -1659.9376 | -633.818 | -73.0195 | 685.9568 | 1368.1649 | -1615.8458 | -809.2786 | -62.8788 | 0.62498 | 2.3299 | 2607.5022 | -1.6721 | 303.1209 | 449.204 | -1598.6292 | 104.8374 | 3888.8674 | 1282.6807 | 5081.2637 | -261.0917 | -921.987 | 2036.8971 | -1404.2623 | 1085.4921 | 1058.6259 | -926.4205 | -697.1173 | 7820.0894 | 0.10427 | -72.6019
2030-03-18 | 12 | -19.447 | 258.9115 | -70.0525 | -644.347 | -686.2621 | -1059.257 | -11330.8799 | 1846.7444 | -3.0814 | -348.7332 | 3757.198 | 159.3919 | 790.2748 | 59.0294 | 2015.5331 | 901.8151 | -327.2358 | 209.9989 | -349.3376 | 796.6542 | -1680.3751 | -4432.9634 | 102.4627 | -1.1459 | 1988.8224 | -1822.1282 | -1749.4376 | -666.1958 | -66.6367 | 733.2586 | 1651.8479 | -1065.7102 | -742.2734 | 32.4921 | 0.58424 | -33.1498 | 3240.9504 | -1.6222 | 0.99769 | 449.4805 | -1597.9796 | 230.1248 | 4040.3809 | 1309.4119 | 4961.5293 | -261.8545 | -1149.1521 | 1940.0824 | -1244.8883 | 1222.687 | 1345.9321 | -815.1046 | -943.7381 | 9527.9668 | 0.10427 | -91.9797
2030-03-18 | 13 | -30.6491 | -606.4905 | -70.4666 | -563.942 | -1774.6313 | -385.2096 | -7563.3604 | -184.6516 | -3.0538 | -359.173 | 3842.314 | 147.0149 | 839.7772 | 7.1391 | 2088.54 | 1060.6587 | -123.8368 | 209.9989 | -369.1547 | 857.4145 | -1743.2208 | -4902.5898 | 92.3978 | -45.454 | 1909.1975 | -1543.0918 | -1660.7313 | -450.0433 | -43.4297 | 612.9272 | 861.4347 | 442.7908 | -793.4435 | 561.5667 | 1.9638 | 1386.1615 | 4920.1338 | -568.9763 | 0.99937 | 166.2512 | -1638.7565 | 158.1914 | 3613.3254 | 1284.0519 | 4570.3159 | -263.2195 | -1219.063 | 2391.689 | -424.0477 | 1211.3269 | 611.0341 | 0.99069 | -1179.5935 | 12586.0244 | 210.1042 | -163.2497
2030-03-18 | 14 | -31.887 | -336.6446 | -72.1392 | -531.15 | -1996.8734 | -508.4153 | -6192.0889 | -151.4033 | -38.734 | -375.6195 | 3901.2104 | 116.1286 | 382.0829 | 26.902 | 2097.5642 | 1060.592 | 67.8284 | 209.9989 | -641.0578 | 364.1086 | -1544.6393 | -4576.0513 | 41.7193 | -64.1978 | 3373.5688 | -1842.8453 | -1035.433 | -471.5422 | -52.2194 | 705.4424 | 1432.7124 | 846.3956 | -266.8671 | 490.0543 | 3.728 | 2257.554 | 4812.4966 | -123.565 | -187.7295 | 450.4352 | -1152.4957 | -65.0373 | 4585.5088 | 1369.2246 | 5069.9004 | 1.0003 | -863.9812 | 3128.5039 | 314.0154 | 901.3616 | -530.1965 | 459.6172 | -1959.6893 | 13362.0508 | 210.1043 | -327.1166
2030-03-18 | 15 | -33.2276 | 207.9272 | -77.6911 | -591.2824 | -1992.2914 | -863.659 | -6452.4492 | -150.5762 | -335.1321 | -375.0827 | 3947.0552 | 110.142 | 651.9656 | -130.6202 | 2091.1919 | 1221.0999 | 130.1681 | 209.9989 | -701.0734 | 462.2842 | -1603.5792 | -4544.8574 | -1.49 | -55.7766 | 3729.822 | -2091.2002 | -1591.6792 | -575.3442 | -62.5522 | 553.9745 | 1613.0582 | 744.3469 | -204.9368 | 381.5025 | 4.5889 | 2268.6108 | 4790.5347 | 68.2768 | -4.8306 | 450.3486 | -1119.6356 | -136.9777 | 4499.002 | 1355.3036 | 5075.5659 | 142.5624 | -1166.085 | 3103.0757 | 608.5506 | 902.9281 | -561.4435 | 562.3614 | -1965.061 | 12437.4326 | 210.1043 | -329.3743
2030-03-18 | 16 | -31.5993 | 392.6388 | -78.8278 | -594.84 | -1869.3376 | -940.775 | -6808.6846 | -2.5488 | -794.4982 | -382.864 | 3891.7725 | 50.3759 | 1.0255 | -132.5828 | 2144.2485 | 1434.1262 | 208.5261 | 209.9989 | -434.6373 | 640.2332 | -1636.0697 | -5109.4829 | 28.7247 | -71.4827 | 1799.22 | -1976.6729 | -2573.9775 | -594.3367 | -65.3035 | 523.8333 | 1500.7258 | 3.3197 | -540.4163 | 330.8124 | 4.3926 | 1884.3324 | 4200.6362 | -91.4241 | -122.9906 | 449.981 | -1234.8657 | -48.997 | 4455.8735 | 1390.7936 | 5075.1196 | 1.0053 | -1123.9702 | 2958.3745 | 177.8843 | 1121.7113 | 832.7018 | 122.47 | -1615.8832 | 12284.0225 | 210.1043 | -264.4619
2030-03-18 | 17 | -35.3669 | 448.6347 | -78.8725 | -605.0647 | -1589.3273 | -896.2773 | -7500.6675 | 169.6564 | -892.6422 | -368.7901 | 3888.6804 | 50.5528 | 747.39 | -101.9674 | 2132.167 | 2247.9082 | 428.5871 | 209.9989 | -422.0667 | 698.8918 | -1648.7637 | -5346.1045 | 1.0002 | -61.189 | 1701.8921 | -1893.1788 | -2759.3152 | -576.4929 | -72.7716 | 475.8925 | 1565.6562 | 1.0003 | -636.4351 | 464.642 | 4.6001 | 1550.194 | 4717.3877 | -373.8881 | -70.673 | 386.5479 | -1707.6033 | -147.6173 | 4396.3501 | 1371.0502 | 5077.2725 | -2.8059 | -1264.3173 | 2429.8352 | -592.0562 | 1354.5461 | 943.6477 | 0.97934 | -1324.5046 | 10928.2646 | 210.1043 | -245.8557
2030-03-18 | 18 | -28.6743 | 538.8156 | -74.9861 | -602.8101 | -1363.9116 | -943.3234 | -8401.9082 | 540.5881 | -880.2836 | -368.4272 | 3848.95 | 102.9848 | 787.446 | -106.6899 | 2118.2356 | 2308.4993 | 241.899 | 209.9989 | -390.3185 | 777.0782 | -1772.4495 | -5455.3506 | 17.1643 | -50.0445 | 1555.8264 | -1746.02 | -2820.4209 | -590.8547 | -78.7484 | 489.2199 | 1685.0414 | -734.4134 | -661.8219 | 338.4226 | 4.5647 | 1290.0839 | 4110.3794 | -472.1387 | -147.5695 | 449.5178 | -1548.6967 | -58.6042 | 4518.9189 | 1394.7882 | 5071.4375 | -2.8158 | -1543.3525 | 2128.8979 | -1049.1598 | 1256.0493 | 910.1037 | -55.5385 | -647.8898 | 9955.8359 | 210.1043 | -204.2136
2030-03-18 | 19 | -28.9551 | 507.8251 | -77.7728 | -599.0352 | -1311.3322 | -900.4591 | -9079.3848 | 1043.3104 | -534.4783 | -367.0496 | 3844.1018 | 116.3162 | 650.3246 | 28.6212 | 2111.2295 | 2470.7454 | 285.1185 | 209.9989 | -582.0504 | 710.5088 | -1728.0675 | -5500.0488 | 25.9052 | -35.7871 | 2695.7151 | -1708.5266 | -2986.6367 | -554.6481 | -83.1603 | 575.6737 | 1448.4333 | -875.2773 | -801.8493 | 323.2529 | 4.2815 | 1233.2814 | 3822.7659 | -398.3329 | -467.4211 | 449.7355 | -1620.3988 | -58.2865 | 4982.105 | 1327.0298 | 5071.188 | -3.3093 | -1693.6665 | 1879.7753 | -1739.8087 | 1284.0332 | 1042.7665 | -191.2617 | -776.5402 | 7541.7256 | 0.10427 | -233.6945
2030-03-18 | 20 | -25.1569 | 336.1466 | -78.4747 | -605.4831 | -1438.2865 | -906.2526 | -9759.8818 | 574.0552 | -735.73 | -354.9986 | 3801.6663 | 144.899 | 518.9794 | -2.4014 | 2100.7368 | 2406.293 | 176.8625 | 209.9989 | -577.2346 | 749.7181 | -1768.9138 | -5814.1968 | 14.2224 | -30.0166 | 2402.3054 | -1601.6382 | -3276.8562 | -556.5728 | -75.2168 | 496.2826 | 1266.1499 | -1237.5554 | -977.3796 | 246.6631 | 3.4127 | 1119.9537 | 3701.1912 | -378.692 | -470.558 | 449.7742 | -1669.9535 | -148.0325 | 5007.7891 | 1322.3607 | 5069.415 | -2.971 | -1654.4545 | 1867.1738 | -1692.0228 | 1190.5245 | 726.8134 | -682.1741 | -660.4349 | 6872.5439 | 0.10427 | -214.5208
2030-03-18 | 21 | -10.0286 | 452.657 | -72.1251 | -574.835 | -1344.6112 | -1032.7305 | -10573.7598 | 842.1212 | -416.1051 | -348.4328 | 3653.4424 | 184.2628 | 763.824 | -118.1376 | 2113.887 | 1783.9944 | -318.0295 | 209.9989 | -350.9805 | 986.1995 | -1800.1254 | -5526.7744 | 30.5678 | -29.4041 | 1165.7645 | -1389.8995 | -2818.7886 | -601.6103 | -79.524 | 501.0929 | 1311.0317 | -2488.7009 | -1109.0773 | -81.2001 | 1.697 | 656.2445 | 2278.7942 | -455.4825 | -65.7756 | 449.4192 | -1738.0493 | -44.9412 | 4539.3096 | 1420.4302 | 5068.1558 | -2.8338 | -1463.8511 | 1873.4504 | -1723.0149 | 1355.6132 | 794.6929 | -209.2858 | -845.0969 | 7438.3628 | 210.1043 | -227.1625
2030-03-18 | 22 | -15.4365 | 47.0631 | -73.8415 | -615.1445 | -1529.2455 | -1035.5072 | -11570.543 | 566.5275 | -365.2371 | -349.6719 | 3630.2356 | 180.4039 | 1069.4156 | -101.111 | 2116.3865 | 1815.5596 | -355.4185 | 209.9989 | -433.3126 | 695.409 | -1897.6907 | -5635.8975 | 49.4706 | -33.3375 | 2455.7322 | -1653.3591 | -2385.5002 | -637.8073 | -66.7105 | 606.364 | 1056.0145 | -2015.199 | -956.0433 | -44.0678 | 1.3639 | 1053.1327 | 2784.0742 | -647.5843 | -2.1173 | 382.0233 | -1790.7324 | 104.2157 | 4234.6953 | 1358.3676 | 5060.9648 | -155.2994 | -953.6676 | 2222.0593 | -1121.6074 | 1290.866 | 784.4279 | -757.626 | -774.382 | 9159.9521 | 210.1043 | -135.2449
2030-03-18 | 23 | -26.848 | 556.496 | -77.2519 | -770.1034 | -816.1262 | -1502.4117 | -13116.0498 | 1566.9948 | -3.0954 | -307.324 | 3608.3757 | 72.6054 | 1233.7418 | -41.0054 | 2110.9209 | 1583.9727 | -284.6114 | 209.9989 | -357.397 | 279.1397 | -1715.2772 | -5532.5679 | 44.0533 | -8.0048 | 2098.8208 | -2442.5063 | -2087.5098 | -816.7729 | -66.0002 | 717.4068 | 1938.9883 | -1021.6067 | -595.2024 | -18.8806 | 0.5275 | 164.2242 | 3364.1558 | -629.0968 | -2.3348 | 449.5696 | -1867.4858 | 97.561 | 4242.6562 | 1516.8447 | 5045.6006 | -3.5779 | -953.5771 | 2103.1279 | -1464.1967 | 1136.9778 | 1532.6775 | -1676.4338 | -927.881 | 10138.9121 | 210.1043 | -15.5267
2030-03-18 | 24 | -38.0394 | 486.6562 | -72.5051 | -625.4891 | -547.6389 | -1514.0106 | -13350.7891 | 2200.6277 | 114.3657 | -153.9539 | 3605.9717 | 38.6084 | 1097.0369 | -223.5814 | 2062.8557 | 1224.0117 | 24.439 | 209.9989 | -422.7041 | 296.759 | -1429.8594 | -5386.8105 | 94.3138 | -17.079 | 2666.9236 | -2468.5085 | -1942.9973 | -794.8248 | -66.2984 | 823.6214 | 2527.5186 | 1.8651 | -551.41 | 258.2653 | 0.57874 | 260.1347 | 2024.874 | -52.2604 | 456.4085 | 449.4099 | -2154.8638 | 293.018 | 3834.0071 | 1657.5383 | 5022.5859 | 100.0283 | -278.5583 | 2561.7158 | -340.1876 | 1436.0564 | 1501.8512 | -2020.6371 | -1527.1046 | 9725.1533 | 210.1043 | -84.0698
2030-03-19 | 1 | -42.047 | 817.9308 | -80.6929 | -509.1087 | -339.6842 | -1693.166 | -13323.5479 | 2705.9177 | 1358.652 | -112.0779 | 2918.1116 | 39.6478 | 1776.7109 | -344.9989 | 1704.4681 | 1027.3765 | 84.6939 | 209.9989 | -377.8857 | 197.2295 | -1190.882 | -4967.2939 | 51.4235 | -26.8599 | 2474.0674 | -2409.175 | -1807.5874 | -824.7634 | -91.1466 | 765.3411 | 2287.5872 | 1.705 | -513.0717 | 187.8562 | 0.64106 | 238.3714 | 746.1675 | -359.1481 | 206.6099 | 49.2668 | -2174.4897 | 279.435 | 3778.7461 | 1508.0968 | 4999.2769 | -3.191 | -276.5114 | 2320.3425 | -471.4398 | 1053.2095 | 579.1221 | -1852.8807 | 1.0018 | 8150.7705 | 210.1043 | -28.9848
2030-03-19 | 2 | -41.5044 | 861.6904 | -78.602 | -461.5814 | -172.3303 | -1671.3785 | -12799.1748 | 3062.2402 | 2031.4567 | -302.4796 | 2771.9263 | 134.2945 | 1984.4901 | -479.3471 | 1149.2266 | 1537.6897 | 53.5544 | 209.9989 | -305.3818 | 90.6292 | -839.3551 | -4626.1636 | 31.4461 | -40.687 | 2263.4604 | -2313.6475 | -1843.8644 | -804.6394 | -97.7537 | 766.2465 | 1700.8544 | 2.0493 | -627.5383 | 186.8979 | 0.61996 | 215.9894 | 242.295 | -75.1408 | 472.9761 | 1.001 | -2683.425 | 145.9765 | 3028.2808 | 1393.4679 | 4548.3242 | 1.0005 | -275.9992 | 1894.541 | -1838.7136 | 1064.458 | 540.6425 | -1826.6296 | 507.4531 | 6754.0576 | 210.1043 | 12.1637
2030-03-19 | 3 | -39.9192 | 829.7927 | -77.652 | -452.8997 | -116.4019 | -1665.8824 | -12933.7705 | 3213.7458 | 2299.6458 | -310.4947 | 2700.2283 | 111.3419 | 1978.1615 | -491.6946 | 1152.8596 | 1652.3942 | 37.3579 | 209.9989 | -271.4648 | 29.068 | -783.7501 | -4597.0391 | 60.8102 | -64.7014 | 2223.0908 | -2288.9683 | -1882.0791 | -795.9963 | -98.2197 | 837.5027 | 1598.7406 | 0.99621 | -676.0391 | 195.3249 | 0.57548 | 455.6953 | 22.7554 | -42.8369 | 399.0563 | 0.99861 | -2696.425 | 269.7606 | 3085.6069 | 1403.6473 | 4544.4663 | -2.6341 | -276.3443 | 1826.8337 | -2055.7676 | 1150.4996 | 794.1545 | -2374.8892 | 561.426 | 7114.0308 | 210.1043 | -12.2442
2030-03-19 | 4 | -39.9909 | 1053.0901 | -77.7833 | -449.4146 | -152.8801 | -1775.1616 | -12834.5273 | 3216.9546 | 2370.8142 | -214.3641 | 2875.9541 | 65.6479 | 1973.1359 | -457.3979 | 1278.3384 | 1610.5264 | 45.0301 | 209.9989 | -280.4713 | -22.6827 | -866.8132 | -5170.7656 | 8.0753 | -71.3334 | 2242.3059 | -2360.5657 | -1806.3074 | -838.6816 | -108.3857 | 740.8162 | 1575.5049 | 1.0033 | -604.9036 | 105.9205 | 0.6321 | 560.9612 | -1013.263 | -42.2875 | 469.3678 | 1.0008 | -2577.3035 | 140.8105 | 3002.844 | 1394.3556 | 4508.5503 | 0.9964 | -276.8326 | 1894.3154 | -1956.3036 | 996.3536 | 600.2735 | -1748.5643 | 939.9394 | 7401.6934 | 210.1042 | -13.647
2030-03-19 | 5 | -32.909 | 1191.1915 | -75.5695 | -410.3251 | 70.6585 | -1883.6691 | -13713.6074 | 3775.3809 | 2311.1138 | -80.7604 | 3015.7852 | 71.5985 | 1942.6608 | -348.2729 | 1589.6853 | 949.6187 | 77.8427 | 209.9989 | -349.4335 | -94.7148 | -861.0189 | -5344.4219 | 15.6312 | -75.1108 | 2452.2698 | -2296.8879 | -1812.0574 | -859.5299 | -116.5818 | 803.8339 | 1951.5483 | -228.3761 | -679.5536 | 6.6764 | 0.56805 | 766.281 | -1739.8878 | -225.6382 | 190.3822 | 1.0002 | -2678.9023 | 157.3559 | 2581.0127 | 1307.4036 | 3812.7732 | -50.7112 | -955.1856 | 4195.7153 | 267.6727 | 1016.1144 | 922.3124 | -2130.479 | 761.6459 | 5885.542 | 210.1042 | 17.3374
2030-03-19 | 6 | -35.9965 | 1200.2351 | -78.094 | -438.1731 | 211.7948 | -1965.5188 | -14303.4795 | 4206.3115 | 1861.0609 | -106.6596 | 3195.4595 | 0.99914 | 1704.3379 | -394.0602 | 1506.8362 | 1179.5463 | 68.3558 | 209.9989 | -299.9052 | -330.4286 | -1031.7515 | -5261.6089 | -18.1063 | -72.7686 | 2281.8989 | -2425.1777 | -1174.2885 | -898.6855 | -114.3081 | 875.4981 | 2124.8347 | 0.99076 | -414.0267 | -19.2529 | 0.61353 | 656.2789 | -1500.7108 | -236.2671 | 1.0008 | 1.0028 | -2305.7085 | 39.5989 | 3947.0312 | 1392.8047 | 4829.8403 | -2.7899 | -276.692 | 1642.8179 | -2048.7329 | 744.3051 | 530.9197 | -2910.6084 | 489.4251 | 5940.896 | 210.1043 | 14.4078
2030-03-19 | 7 | -42.8333 | 725.3663 | -83.9003 | -483.4754 | 14.1698 | -1720.6586 | -13248.8154 | 3549.4263 | 630.8285 | -139.8543 | 3713.2312 | 25.7448 | 1112.4012 | -254.7255 | 1907.5859 | 1149.5162 | 10.5218 | 209.9989 | -312.1001 | -185.0615 | -1367.3651 | -5619.769 | 28.8599 | -53.8241 | 2276.7527 | -2333.8718 | -1418.9382 | -813.1874 | -93.57 | 887.6549 | 2454.6082 | 0.99808 | -552.25 | 144.8383 | 0.58174 | 261.0038 | -203.8137 | 143.1449 | -84.34 | -1.6631 | -2401.1924 | 94.5059 | 3561.3765 | 1166.7152 | 4289.7861 | -35.0037 | -955.0323 | 4329.2158 | -1041.214 | 1087.9871 | 1774.6028 | -2808.4536 | 1.0178 | 8301.9912 | 210.1043 | 3.6632
2030-03-19 | 8 | -27.2721 | 529.616 | -76.6922 | -743.2813 | -579.9206 | -1453.0331 | -12033.5732 | 2332.0662 | 1.0048 | -234.791 | 3412.0134 | 2.2099 | 1498.4318 | -196.0303 | 2099.043 | 1215.537 | -291.7036 | 209.9989 | -301.7397 | -46.0732 | -1689.1248 | -5338.2812 | 16.1837 | -22.2766 | 2240.1067 | -2345.5005 | -1416.8777 | -806.9863 | -75.9204 | 769.5576 | 2181.082 | -1152.1881 | -557.7657 | -3.3135 | 0.63031 | -433.8538 | 3597.2454 | -60.2608 | 0.99891 | 394.9691 | -2007.5554 | 64.9891 | 4057.4783 | 1306.631 | 5021.7612 | -268.6795 | -615.7708 | 1114.3317 | -3038.0076 | 961.8528 | 985.9238 | -1844.999 | 1.8454 | 11110.7881 | 210.1043 | -16.3736
2030-03-19 | 9 | -22.7658 | -11.9295 | -75.6274 | -681.9659 | -933.1584 | -1123.2572 | -11793.7588 | 1682.5018 | -173.4752 | -319.6853 | 3613.0088 | 87.3068 | 1436.1436 | -81.8034 | 2061.9651 | 1223.1898 | -368.0997 | 209.9989 | -321.0986 | -8.801 | -1760.7418 | -5733.5879 | 0.99823 | -11.4562 | 2281.1519 | -2028.5363 | -1228.1045 | -728.4745 | -73.3375 | 715.4114 | 2151.7451 | -1197.598 | -451.386 | -11.5205 | 0.60231 | -375.0829 | 3712.7244 | -505.1393 | -2.0615 | 449.4724 | -1752.9949 | 116.329 | 4181.188 | 1287.6162 | 5063.2056 | -220.1705 | -1177.5094 | 1623.6957 | -2051.8901 | 956.6702 | 943.61 | -1525.182 | 1.0303 | 12931.6318 | 210.1043 | -21.3394
2030-03-19 | 10 | -28.2559 | 174.0564 | -76.7184 | -771.515 | -883.683 | -1262.2333 | -12237.6064 | 1901.5011 | -105.6941 | -342.104 | 3668.7229 | 94.5794 | 1389.1991 | -41.6464 | 2038.7406 | 808.7409 | -366.4357 | 209.9989 | -327.2701 | -65.7617 | -1845.8547 | -6307.3369 | 10.2087 | -28.429 | 2295.1865 | -2451.7273 | -1111.4287 | -787.7566 | -68.6331 | 751.2216 | 2331.2205 | -496.234 | -253.1428 | 30.6085 | 0.49376 | 217.8032 | 4340.7896 | -568.2795 | 1.0042 | 449.5085 | -1631.3207 | 151.5936 | 4141.4766 | 1257.9332 | 5063.9277 | -261.5779 | -1452.1417 | 1643.0671 | -1701.7155 | 951.1851 | 1172.5979 | -1659.8202 | -3.4025 | 14143.5137 | 210.1043 | -12.0232
2030-03-19 | 11 | -35.7885 | 14.2777 | -78.0009 | -784.6417 | -1077.9802 | -1077.3209 | -11415.0908 | 1374.9846 | -3.0306 | -331.4594 | 3561.2339 | 76.1195 | 1251.4783 | -102.9828 | 2041.4473 | 753.9261 | -253.5269 | 209.9989 | -342.0571 | -32.5759 | -1867.3627 | -6503.5933 | -2.8038 | -36.0948 | 2358.918 | -2537.082 | -1258.0416 | -743.7827 | -65.3142 | 692.6514 | 2288.7217 | 333.9776 | -230.8742 | 245.532 | 0.51449 | 571.1901 | 5426.313 | -640.1542 | 1.0021 | 449.5302 | -1594.4341 | 85.0285 | 4126.7124 | 1280.3656 | 5042.2119 | -260.2719 | -1597.8547 | 1565.9147 | -1575.2448 | 882.9636 | 1098.8368 | -1551.5676 | 0.99593 | 14149.208 | 210.1043 | -4.7846
2030-03-19 | 12 | -30.2074 | 188.4518 | -75.6193 | -793.2822 | -946.0798 | -1203.4492 | -11902.1641 | 1659.4459 | -199.6172 | -313.1104 | 3738.9341 | 60.3414 | 1289.1678 | -79.6226 | 2031.0414 | 682.1711 | -188.9865 | 209.9989 | -350.5334 | -38.7075 | -1837.2828 | -6474.4849 | -18.2277 | -39.8652 | 2345.3479 | -2600.9343 | -1276.6924 | -783.8942 | -68.1062 | 690.137 | 2393.7859 | 416.1353 | -135.2465 | 143.4387 | 0.53942 | 704.6706 | 3890.9561 | -657.7296 | -2.087 | 215.8751 | -1559.2742 | 21.8416 | 4195.9502 | 1284.5009 | 5069.3223 | -217.4239 | -1673.1238 | 1495.021 | -1403.9131 | 822.0521 | 1089.0337 | -1670.2285 | -55.5594 | 14290.915 | 210.1043 | 9.7203
2030-03-19 | 13 | -33.6746 | 74.0421 | -74.3746 | -773.9672 | -1073.5529 | -1048.215 | -11237.6523 | 1307.7764 | -320.2806 | -299.2024 | 3856.0774 | 42.2677 | 1182.7539 | -17.9905 | 2057.2322 | 723.5642 | -173.7682 | 209.9989 | -334.5262 | 211.5612 | -1779.3461 | -6235.9419 | -19.8622 | -48.5592 | 2157.8821 | -2524.3691 | -1305.3174 | -742.7841 | -68.0588 | 655.0242 | 2268.4368 | 501.742 | -105.3665 | 212.0475 | 0.52935 | 999.5381 | 4554.1255 | -635.4529 | -1.1604 | 313.3973 | -1460.6296 | 1.7255 | 4114.7168 | 1263.943 | 5079.2266 | -264.9241 | -1353.9514 | 1697.3312 | -1248.2438 | 803.3417 | 685.7968 | -1552.7073 | -423.3464 | 15075.957 | 210.1042 | -1.3487
2030-03-19 | 14 | -17.0739 | -79.4228 | -64.2398 | -634.2544 | -1223.3364 | -812.4117 | -10654.1016 | 887.402 | -863.5745 | -220.6166 | 3768.6033 | 57.5341 | 1275.0013 | -182.5378 | 2113.8247 | 1573.8937 | -302.5664 | 209.9989 | -337.2166 | 359.4081 | -1754.5916 | -5926.9673 | -60.5871 | -50.1085 | 2157.8276 | -1835.2693 | -1208.6072 | -654.1388 | -77.3832 | 563.608 | 1884.6509 | -1024.5419 | -252.6149 | -23.361 | 0.57685 | 917.2343 | 3980.7222 | -850.5372 | 0.99753 | 166.5327 | -1325.6614 | -98.9316 | 3521.0537 | 1244.043 | 4539.585 | -265.9763 | -1536.5909 | 1251.6028 | -1361.876 | 691.3854 | 321.7422 | -1624.4102 | -624.739 | 13232.8174 | 210.1043 | -9.4614
2030-03-19 | 15 | -10.5757 | 305.0329 | -65.5484 | -630.9964 | -1152.5297 | -1082.1874 | -11023.6924 | 976.7101 | -978.7741 | -253.281 | 3749.3164 | 100.2348 | 1291.6282 | -92.5515 | 2106.7444 | 1846.5626 | -327.5154 | 209.9989 | -406.6905 | 425.9119 | -1825.6121 | -6011.6201 | -95.8286 | -45.5097 | 2549.2458 | -1852.3611 | -1337.0963 | -727.3601 | -87.378 | 454.1942 | 1994.7518 | -2010.9536 | -278.1873 | -221.1397 | 1.089 | 1263.8815 | 2888.6782 | -779.7976 | 0.99891 | 240.4411 | -1307.303 | -168.5797 | 3612.6328 | 1289.5975 | 4646.418 | -266.5442 | -1432.5083 | 1232.4711 | -1297.3521 | 671.912 | 207.2565 | -1592.5729 | -701.704 | 11650.6758 | 210.1043 | -23.4242
2030-03-19 | 16 | -17.1888 | 23.7825 | -67.7549 | -642.4308 | -1044.7338 | -916.1088 | -10883.6465 | 802.0046 | -1347.553 | -247.0056 | 3733.1797 | 96.2598 | 1293.845 | -32.0041 | 2112.6831 | 1968.0995 | -254.6792 | 209.9989 | -415.3779 | 518.5403 | -1581.6807 | -6149.7651 | -16.4015 | -40.3571 | 2112.0688 | -1732.1052 | -2387.8596 | -654.5631 | -71.371 | 561.7544 | 1844.8748 | -1355.2969 | -490.6016 | 15.2129 | 1.9645 | 1057.8406 | 3592.5073 | -759.3582 | 1.0028 | 143.8694 | -1742.9596 | 1.0013 | 3608.3943 | 1288.16 | 4656.1177 | -267.438 | -1622.4081 | 1213.668 | -1404.4827 | 841.8522 | 1039.6356 | -1931.295 | -903.4851 | 11625.8398 | 210.1042 | 1.0002
2030-03-19 | 17 | -15.3644 | -69.9622 | -64.6413 | -594.3573 | -1125.63 | -812.9331 | -10669.1162 | 748.0998 | -1648.5277 | -247.5184 | 3697.4253 | 39.1429 | 1122.821 | -29.4445 | 2124.7991 | 1974.6283 | -236.4258 | 209.9989 | -366.3753 | 424.6011 | -1780.3368 | -5925.7725 | -46.8651 | -47.1059 | 1773.3069 | -1657.4229 | -2076.78 | -628.4362 | -72.429 | 537.2159 | 1943.5048 | -1417.5093 | -319.0972 | 17.1229 | 2.9274 | 1288.739 | 3899.6123 | -504.6367 | 1.0011 | 353.2592 | -1219.4799 | -56.5005 | 4056.125 | 1320.2449 | 5082.5518 | -267.1383 | -1196.697 | 1342.902 | -1477.0564 | 577.426 | 737.0879 | -1720.936 | -943.6099 | 11193.9277 | 210.1042 | -7.9252
2030-03-19 | 18 | -10.3482 | -116.053 | -60.8353 | -534.2761 | -1209.9056 | -669.8403 | -10755.6855 | 772.8257 | -1455.8313 | -313.4688 | 3622.9355 | 100.5321 | 1042.7407 | -131.3606 | 2123.083 | 2016.2465 | -277.8125 | 209.9989 | -359.4847 | 451.4975 | -1798.9347 | -5936.8833 | -33.7954 | -38.0982 | 1776.0316 | -1346.0912 | -2202.4807 | -561.7333 | -74.271 | 577.0777 | 1822.8502 | -1673.7056 | -485.3231 | 16.3223 | 2.8261 | 934.8563 | 3734.7278 | -411.1852 | 1.0016 | 242.459 | -1361.4568 | -83.6844 | 4076.6111 | 1332.448 | 5064.6001 | -265.2468 | -1300.1168 | 1374.9409 | -1895.7975 | 818.934 | 1300.6547 | -1419.4288 | -1030.5771 | 9532.5762 | 210.1043 | -45.7635
2030-03-19 | 19 | -12.9967 | -145.5633 | -66.4894 | -550.2459 | -1269.894 | -725.6301 | -11208.5166 | 941.2455 | -1524.292 | -305.2617 | 3431.6575 | 56.2878 | 868.8818 | -18.7907 | 2134.8455 | 1836.8101 | -293.8904 | 209.9989 | -358.1915 | 359.5558 | -1790.4954 | -6024.8042 | -33.5149 | -47.4015 | 1835.8284 | -1437.2571 | -2255.6187 | -571.3225 | -76.0711 | 643.6277 | 1726.3801 | -1566.4116 | -480.4773 | 31.6723 | 3.0738 | 1214.2872 | 3685.4397 | -409.3093 | -124.3576 | 0.99981 | -1429.4565 | -141.9285 | 4577.665 | 1363.5781 | 5084.3633 | -2.5636 | -1353.9878 | 1419.8284 | -2064.5525 | 905.639 | 647.4682 | -1052.0747 | -1118.0573 | 8162.9585 | 210.1043 | -155.7854
2030-03-19 | 20 | -13.5915 | -226.6746 | -72.975 | -595.6101 | -1243.6124 | -816.7244 | -11313.0918 | 937.2604 | -1744.4675 | -373.698 | 3244.8984 | 62.9065 | 706.6254 | 197.3546 | 2150.0781 | 2014.6165 | -290.6396 | 209.9989 | -532.9945 | 432.2946 | -1795.3961 | -6372.4072 | -4.2625 | -20.7086 | 2559.7441 | -1475.0116 | -2607.2292 | -599.9567 | -73.6661 | 654.8306 | 1324.1561 | -1628.1733 | -641.8092 | -15.4658 | 2.8277 | 945.6522 | 3449.5557 | -454.9757 | -92.1194 | 58.4585 | -1595.9274 | -105.7197 | 4545.9819 | 1339.15 | 5071.1094 | -2.6801 | -1521.6858 | 1313.0022 | -2025.0228 | 901.0439 | 891.2739 | -1636.5439 | -571.1707 | 7939.7578 | 210.1043 | -129.7999
2030-03-19 | 21 | -13.0794 | -460.8678 | -73.1042 | -616.3688 | -1151.3656 | -792.4545 | -12215.7793 | 1275.6892 | -1077.1161 | -361.6654 | 3403.8071 | 102.3812 | 801.7975 | 78.3273 | 2138.0527 | 2016.8763 | -408.9744 | 209.9989 | -318.6302 | 464.1354 | -1808.8291 | -6643.9185 | 52.179 | -15.5959 | 1483.024 | -1437.7407 | -2533.3896 | -602.0841 | -64.6835 | 807.3812 | 1534.0699 | -1379.0591 | -656.8223 | -50.537 | 1.7146 | 348.0367 | 3579.9082 | -497.2571 | 1.0034 | 435.2043 | -1786.1161 | 67.7531 | 4056.6821 | 1343.9758 | 5065.3364 | -258.0452 | -1213.9149 | 1354.7511 | -2075.6575 | 1222.0873 | 944.9894 | -1010.5792 | -1008.8641 | 8185.7939 | 210.1043 | -182.0686
2030-03-19 | 22 | -11.0963 | 0.99433 | -70.5275 | -632.7568 | -1192.3199 | -1061.552 | -13004.4658 | 1660.5769 | -91.0549 | -358.6614 | 3485.48 | 115.795 | 1112.1241 | -41.8944 | 2124.698 | 2127.2478 | -424.7469 | 209.9989 | -313.7153 | 464.7177 | -1776.0393 | -5976.208 | -12.8539 | -3.5358 | 2047.8705 | -1783.3258 | -1582.9176 | -711.1572 | -81.597 | 697.812 | 1864.04 | -1268.2617 | -447.0269 | -223.4302 | 0.53055 | 227.8169 | 2135.2356 | -672.6318 | 0.99991 | 260.656 | -1506.8774 | -26.0205 | 3706.4858 | 1304.3713 | 4724.5913 | -267.2734 | -1489.7769 | 1350.0986 | -1833.2887 | 886.7755 | 0.97045 | -757.3396 | -267.3946 | 6966.1216 | 210.1043 | -82.493
2030-03-19 | 23 | -18.2303 | 757.6495 | -71.9849 | -707.5941 | -890.2151 | -1491.943 | -13477.0117 | 1873.9613 | -3.072 | -316.0343 | 3684.5833 | 80.3264 | 1336.1788 | 1 | 2098.5068 | 2181.5256 | -244.3445 | 209.9989 | -335.4742 | -26.2585 | -1775.6583 | -6489.1782 | -135.1975 | -25.0844 | 2079.4509 | -2467.4036 | -1645.9623 | -851.9476 | -98.5569 | 515.3193 | 2224.5674 | -302.033 | -223.0234 | -205.715 | 0.47563 | 696.6197 | 661.6989 | -604.8973 | 0.99639 | 449.452 | -2003.2207 | -336.5086 | 3816.6975 | 1315.1375 | 4944.1113 | -279.9186 | -775.139 | 1527.6326 | -1580.4862 | 834.7758 | 1.0143 | -1248.8629 | -185.2321 | 6646.8315 | 210.1042 | -70.3305
2030-03-19 | 24 | -30.0205 | 935.3857 | -72.9827 | -574.4404 | -528.95 | -1667.7352 | -13867.6494 | 2358.1938 | -3.0179 | -162.3832 | 3688.7478 | -13.7735 | 690.3344 | -60.5186 | 2095.6003 | 1332.8175 | 1.9427 | 209.9989 | -340.6227 | -58.2779 | -1550.6177 | -6563.833 | -100.8948 | -43.0375 | 2052.311 | -2810.3152 | -1738.4945 | -877.2097 | -101.7853 | 570.3514 | 2404.125 | 1.005 | -199.588 | 8.9366 | 0.57753 | 1154.4291 | 678.0645 | -1.7975 | 1.0025 | 403.1707 | -2227.1843 | -183.9402 | 3581.8499 | 1374.3514 | 4544.2764 | -2.7492 | -277.0817 | 1807.3795 | -1227.1055 | 991.4304 | 241.5874 | -1627.489 | -507.7834 | 6041.9541 | 210.1043 | -79.2126
2030-03-20 | 1 | -36.3601 | 1017.8661 | -71.1428 | -461.4568 | 1.0028 | -1928.5659 | -14587.001 | 3390.2358 | 38.7528 | -160.8871 | 3650.3999 | -41.4318 | 754.6847 | -299.0211 | 1808.6407 | 1331.6644 | 35.5913 | 209.9989 | -344.0327 | -198.3271 | -1255.7416 | -6205.9502 | -64.0345 | -47.1603 | 2238.1604 | -2865.9695 | -1138.489 | -924.6981 | -103.5977 | 742.1601 | 2746.3462 | 1.0004 | -22.624 | -57.1467 | 0.5971 | 934.6426 | -1082.0439 | -4.0446 | 337.9411 | 1.0006 | -2253.5684 | -101.95 | 3231.4592 | 1333.5161 | 4605.3774 | -25.5157 | -276.5351 | 2312.394 | -892.8785 | 1010.566 | 812.4459 | -2108.4363 | -489.5269 | 8709.9326 | 210.1043 | -81.564
2030-03-20 | 2 | -36.2686 | 1296.6492 | -82.6103 | -450.1241 | -137.0318 | -2075.5945 | -13714.2441 | 3541.4043 | 1832.2755 | -133.9946 | 3619.3274 | -31.3749 | 922.0892 | -364.8718 | 1625.9698 | 1140.3887 | 62.2513 | 209.9989 | -333.0273 | -116.2299 | -1315.4712 | -5585.376 | -72.0172 | -58.4866 | 2252.9707 | -2660.1953 | -758.5605 | -950.196 | -117.6856 | 639.2037 | 2645.1177 | 0.99686 | -108.2337 | -90.5419 | 0.59491 | 850.5913 | -1601.5648 | 0.99608 | 318.3193 | 1.0188 | -1946.2773 | -38.9808 | 2658.1152 | 1382.9481 | 4197.3228 | -3.2492 | -278.2805 | 2092.0249 | -1050.2623 | 694.4681 | 1.0057 | -1763.429 | 758.7664 | 9339.5068 | 210.1042 | 32.4266
2030-03-20 | 3 | -38.4957 | 1152.3544 | -83.3523 | -463.45 | -185.6276 | -1996.8558 | -13313.6416 | 3429.1982 | 2170.7395 | -147.9104 | 2985.1526 | -15.6925 | 1864.595 | -413.2729 | 1490.6041 | 1298.9995 | 86.069 | 209.9989 | -341.1272 | -112.1068 | -1155.1077 | -4856.6836 | -48.0088 | -63.5818 | 2500.7871 | -2575.3022 | -1006.074 | -920.3431 | -113.1535 | 692.7925 | 2297.6943 | 0.99955 | -224.8731 | 16.2567 | 0.6493 | 812.9202 | -1245.9973 | 1.0009 | 423.9917 | 211.7638 | -1933.599 | 27.4567 | 2598.4922 | 1361.3182 | 4260.2603 | -2.6059 | -277.3425 | 1778.079 | -1679.0665 | 620.987 | 146.5096 | -1670.0507 | 1273.5619 | 9922.9268 | 210.1042 | 99.3143
2030-03-20 | 4 | -40.9796 | 1003.5087 | -84.3336 | -488.1358 | -216.0105 | -1913.6284 | -12891.6104 | 3301.8623 | 2350.3469 | -100.6201 | 3012.759 | -20.9117 | 1886.1746 | -404.3641 | 1476.3041 | 531.7649 | 44.1555 | 209.9989 | -339.5781 | -116.7948 | -1153.6847 | -4849.4746 | -38.8379 | -78.6074 | 2463.5269 | -2560.074 | -1121.8315 | -896.0655 | -105.1759 | 699.7172 | 2369.2207 | 0.99157 | -289.5997 | 137.8626 | 0.56185 | 1051.3228 | 193.7924 | -3.0082 | 461.6968 | 1.0013 | -1977.2629 | 1.0003 | 2683.4856 | 1304.3448 | 4452.2002 | -84.3518 | -276.2968 | 2289.9419 | -917.1172 | 653.3879 | 293.8053 | -1659.1614 | 1273.5405 | 9590.8828 | 210.1043 | 96.8021
2030-03-20 | 5 | -41.2092 | 949.0423 | -85.4073 | -490.5265 | -70.328 | -1926.1559 | -13241.4639 | 3509.5398 | 2307.5137 | -107.2705 | 3620.5483 | -13.2237 | 1055.6879 | -415.0964 | 1537.4312 | 718.3482 | 45.0476 | 209.9989 | -308.3745 | -103.5087 | -1187.0143 | -4878.6035 | -26.9873 | -78.2363 | 2272.7263 | -2552.429 | -1177.71 | -897.826 | -102.6391 | 747.3126 | 2131.4072 | 1.0002 | -278.6394 | 125.9762 | 0.58477 | 968.4678 | 450.6772 | -130.3869 | 330.9963 | 1.0015 | -2118.8782 | 0.99798 | 3040.343 | 1307.5303 | 4575.1416 | -3.2028 | -277.1821 | 2381.5483 | -1295.645 | 674.675 | 512.1022 | -2175.0576 | 909.8199 | 9175.7266 | 210.1043 | 87.7496
2030-03-20 | 6 | -42.1317 | 610.2114 | -85.5359 | -473.8216 | -138.4488 | -1772.6035 | -12912.9971 | 3349.2114 | 1849.1328 | -100.9713 | 3728.3076 | -5.2221 | 804.7885 | -404.5706 | 1527.8274 | 351.534 | 54.2789 | 209.9989 | -303.921 | -219.3939 | -1321.0486 | -5547.1099 | 0.32437 | -76.3619 | 2230.4202 | -2423.0432 | -1252.1221 | -833.6301 | -82.4873 | 866.7328 | 2248.9099 | 1.0048 | -391.6818 | 187.4006 | 0.48271 | 854.5316 | 419.3601 | -3.9486 | 131.5446 | 0.9948 | -2337.772 | -2.6132 | 3172.8992 | 1250.553 | 4431.3584 | -2.8297 | -276.6705 | 2086.9048 | -2151.5039 | 947.5445 | 1235.6603 | -2171.3157 | 0.99642 | 8913.2432 | 210.1043 | -4.0827
2030-03-20 | 7 | -52.9164 | 104.4885 | -95.5063 | -645.3408 | -693.7538 | -1331.7811 | -11037.501 | 1970.5031 | 1061.6819 | -122.2318 | 3634.8743 | -4.2523 | 784.1136 | -344.8875 | 1623.6088 | 2.8297 | 36.0741 | 209.9989 | -310.1123 | -28.1679 | -1846.4442 | -6256.29 | 54.3435 | -68.8238 | 2170.9749 | -2513.2485 | -1175.577 | -743.7631 | -59.0855 | 824.0038 | 2222.4126 | 1126.4237 | -430.7518 | 569.7035 | 0.61722 | 530.331 | 4078.6572 | 0.99965 | 297.4311 | 449.1607 | -1847.1896 | 139.392 | 3130.3989 | 1223.2887 | 4721.6401 | -284.948 | -296.1759 | 1885.1115 | -2599.0376 | 1068.9915 | 0.97941 | -1162.8497 | 1.7675 | 11024.5596 | 210.1043 | -56.6949
2030-03-20 | 8 | -54.747 | 140.1614 | -97.7367 | -630.6613 | -756.1981 | -1303.0894 | -11113.3379 | 2100.3193 | 802.4592 | -121.2115 | 3552.7317 | 19.403 | 1503.9355 | -316.1822 | 1696.786 | -220.0614 | -61.9761 | 209.9989 | -292.0669 | 254.1369 | -1692.7971 | -5400.8369 | 129.4111 | -72.5463 | 2117.4839 | -2384.7966 | -809.1789 | -713.6151 | -56.1965 | 956.3015 | 1905.1154 | 1636.1133 | -548.9925 | 616.3466 | 0.62424 | 286.8675 | 3774.4451 | -0.8355 | 127.1604 | 449.5882 | -1813.8396 | 197.2686 | 3514.426 | 1254.2573 | 4979.9697 | -273.1773 | -276.6381 | 1669.7847 | -2638.6384 | 774.8341 | 226.9666 | -920.1931 | -137.8201 | 11305.9697 | 210.1043 | -55.4788
2030-03-20 | 9 | -41.3122 | -6.826 | -75.16 | -786.5869 | -673.3983 | -1095.3402 | -10718.7529 | 1912.9723 | 96.0963 | -176.3496 | 3728.2666 | 25.4839 | 1282.3136 | -190.8299 | 2097.7322 | -250.8698 | -177.144 | 209.9989 | -288.5689 | 372.6085 | -1676.6545 | -4631.9404 | 183.6459 | -48.2851 | 2086.5808 | -2296.3459 | -820.128 | -699.5836 | -40.7494 | 994.3143 | 2007.136 | 2268.5027 | -596.833 | 564.7747 | 0.63183 | -139.5268 | 5066.2129 | -2.9457 | 184.4591 | 449.3676 | -1689.7858 | 395.1364 | 3954.9451 | 1267.4978 | 5061.1436 | -99.4879 | -780.1887 | 1858.6129 | -2365.5669 | 845.877 | 687.1447 | -901.2852 | -582.5496 | 13058.4072 | 210.1043 | -63.6091
2030-03-20 | 10 | -48.1542 | -689.7441 | -74.904 | -692.7347 | -1331.7197 | -412.9293 | -7686.3213 | 269.4808 | 1.0066 | -203.7866 | 3834.2505 | 79.9787 | 1203.8145 | -75.581 | 2124.1045 | 98.6653 | -41.4973 | 209.9989 | -294.451 | 692.0472 | -1580.83 | -4067.3835 | 160.0216 | -21.7906 | 2002.7283 | -2206.1648 | -1225.8002 | -484.5228 | -25.4915 | 748.5034 | 1598.7893 | 3378.2402 | -832.5541 | 942.2283 | 0.96878 | -407.5156 | 5680.873 | 1.0002 | 254.8723 | 449.3124 | -1901.3522 | 295.8688 | 3901.595 | 1253.2358 | 5073.3564 | -116.668 | -793.8589 | 1958.2454 | -2029.995 | 890.1588 | 111.4315 | -77.5087 | -1007.1257 | 13820.7529 | 210.1043 | -123.1045
2030-03-20 | 11 | -51.7748 | -968.9198 | -71.2766 | -633.0684 | -1394.1201 | -211.7811 | -7021.2207 | -4.7945 | 1.0028 | -151.6916 | 3896.9399 | 89.7026 | 1069.1477 | 34.176 | 2129.0249 | -100.2792 | 31.8006 | 209.9989 | -295.5482 | 655.0173 | -1538.2114 | -3685.9475 | 154.243 | -27.3962 | 2077.0811 | -2130.1462 | -878.0494 | -421.3486 | -16.1666 | 716.8672 | 1673.7913 | 3704.606 | -746.6312 | 1071.6365 | 1.4462 | -222.6275 | 6070.0552 | 1.0012 | 156.4522 | 449.3979 | -1663.3938 | 282.7125 | 3173.3318 | 1188.9773 | 4580.0474 | -262.3739 | -358.0779 | 1627.0764 | -2338.77 | 781.0583 | 72.6762 | -315.8131 | -1172.7024 | 15255.3887 | 210.1043 | -90.223
2030-03-20 | 12 | -46.9966 | -382.7744 | -69.3819 | -675.9687 | -1284.2419 | -554.837 | -7599.7788 | 42.9338 | -21.9189 | -179.9866 | 3860.1208 | 77.0812 | 1290.8066 | 1.0001 | 2102.0728 | 85.9519 | -60.8722 | 209.9989 | -288.0427 | 542.6402 | -1473.2405 | -3462.8721 | 90.2168 | -21.9173 | 2064.3459 | -2423.6484 | -697.2931 | -544.6653 | -31.4441 | 631.0427 | 2036.9541 | 2789.3955 | -543.1028 | 813.158 | 1.5551 | -291.6682 | 5732.3628 | 1.0016 | 85.8157 | 449.4313 | -1551.6871 | 81.0153 | 3337.0312 | 1226.4053 | 4667.2715 | -264.5963 | -504.0102 | 1662.0619 | -2162.479 | 651.6989 | 1.0066 | -598.874 | -1051.5033 | 15718.9102 | 210.1042 | -44.8943
2030-03-20 | 13 | -43.9028 | 45.1409 | -62.2542 | -758.7799 | -935.4188 | -877.5476 | -8898.8984 | 837.0775 | -3.1354 | -133.3215 | 3852.6965 | 66.6104 | 1202.0204 | -179.5658 | 2052.4468 | 293.567 | -95.5319 | 209.9989 | -313.7016 | 534.6803 | -1384.3057 | -3379.6172 | 107.9608 | -33.9362 | 2141.8855 | -2328.7227 | -749.6271 | -656.8765 | -35.4899 | 690.2449 | 1739.6804 | 2635.3792 | -550.6221 | 673.0712 | 0.80054 | -235.1224 | 5629.3184 | 1.0022 | 150.3018 | 449.4329 | -1461.9167 | 216.5334 | 3064.0447 | 1206.3738 | 4478.3418 | -265.7724 | -384.9004 | 1714.9601 | -2297.1531 | 546.3721 | 1573.9037 | -1342.8516 | -902.6633 | 16063.4756 | 210.1043 | 57.7871
2030-03-20 | 14 | -36.0208 | 515.6324 | -70.9195 | -742.9998 | -706.3744 | -1090.8252 | -10011.2988 | 1475.4138 | -3.1042 | -112.4253 | 3699.762 | 76.7363 | 823.662 | 1.0003 | 1848.4011 | 82.7563 | -342.0187 | 209.9989 | -304.7543 | 247.0108 | -1469.5448 | -3225.0232 | 35.9902 | -23.7097 | 2151.5793 | -2230.6428 | -456.0256 | -708.0649 | -57.5153 | 613.6335 | 1862.6332 | 1455.6157 | -469.5755 | 300.9841 | 0.80807 | -471.1786 | 3662.7461 | 595.3958 | 343.3431 | 449.234 | -1347.4324 | 204.8928 | 3189.6687 | 1336.9792 | 4553.4395 | -2.9085 | -277.8534 | 1751.1473 | -2469.1799 | 758.9242 | 1151.3141 | -1710.2278 | -820.2731 | 14035.0449 | 210.1043 | 92.1145
2030-03-20 | 15 | -26.0168 | 604.1552 | -53.7786 | -727.9916 | -797.4541 | -1187.7478 | -10844.2617 | 1450.399 | -223.7343 | -111.3775 | 3735.606 | 80.9689 | 855.3372 | 210.0626 | 1915.0289 | -21.2669 | -523.1146 | 209.9989 | -288.7923 | 367.0818 | -1489.6052 | -2910.1196 | 66.1304 | -9.2244 | 2092.7834 | -2257.3777 | -1100.4415 | -750.2962 | -57.7403 | 640.0869 | 1915.8627 | 729.6982 | -501.5078 | 151.4203 | 0.80914 | -686.7371 | 3129.3582 | 349.7831 | 378.1996 | 449.2103 | -1367.6476 | 320.1712 | 3113.5396 | 1256.2012 | 4583.4736 | -2.4903 | -276.6406 | 1936.5389 | -2651.8923 | 962.4894 | 598.1698 | -1932.0566 | -1501.0826 | 13973.8662 | 210.1043 | -4.5857
2030-03-20 | 16 | -37.0849 | 285.7429 | -63.7307 | -782.8121 | -548.3283 | -1133.1808 | -11446.9805 | 2075.4761 | -196.2977 | -113.9024 | 3733.0947 | 43.6255 | 860.168 | 143.8394 | 1755.6899 | -60.589 | -475.9835 | 209.9989 | -301.9333 | 180.6389 | -1500.2191 | -4344.9658 | 90.4567 | -36.4077 | 2129.863 | -2978.6284 | -896.324 | -784.4649 | -57.9382 | 773.262 | 2145.2034 | 1695.5348 | -57.8978 | 299.6359 | 0.81178 | -158.1291 | 4001.9231 | 513.815 | 178.7214 | 449.3247 | -1358.8843 | 436.3585 | 3289.1941 | 1279.6526 | 4846.4629 | -244.8001 | -276.6062 | 1941.6494 | -2789.9373 | 1069.9318 | 594.9765 | -2323.4182 | -1730.1656 | 14442.3965 | 210.1043 | -41.1168
2030-03-20 | 17 | -44.4255 | 549.1149 | -76.1434 | -616.1319 | -628.2665 | -1387.6505 | -11565.3477 | 2147.0544 | -2.6979 | -124.0006 | 3802.6167 | 46.278 | 1160.9257 | -143.9274 | 1916.6624 | -16.4201 | -231.4922 | 209.9989 | -314.3849 | 214.7999 | -1583.7717 | -4991.3208 | 39.5551 | -64.0134 | 2103.2817 | -2830.2273 | -1000.8582 | -811.1539 | -70.1703 | 650.4216 | 2518.0493 | 1331.0938 | -14.6666 | 332.808 | 0.66802 | 358.4173 | 2056.1953 | 1.0011 | 78.4638 | 449.4478 | -1327.0542 | 294.7007 | 3097.6216 | 1290.2197 | 4571.1401 | -267.4266 | -706.8026 | 2100.3315 | -2714.0056 | 968.9059 | 560.0828 | -1730.5228 | -1432.5403 | 12798.2529 | 210.1043 | -47.6631
2030-03-20 | 18 | -25.7736 | 896.1823 | -53.5872 | -481.8559 | -135.5786 | -1687.0293 | -13384.2393 | 3161.5488 | -2.779 | -147.7661 | 3676.2913 | 1.0009 | 1338.2955 | -237.0651 | 1968.4342 | 551.7913 | -69.9156 | 209.9989 | -317.5305 | 89.1698 | -1519.5055 | -4975.5298 | 27.0935 | -60.7674 | 2100.0132 | -2647.7825 | -674.4786 | -877.502 | -87.8631 | 724.2697 | 2490.3284 | 1.0187 | 5.5157 | 9.2149 | 0.61507 | 296.6733 | -1025.1567 | -58.7921 | 1.0014 | 449.4564 | -1336.2371 | 341.8 | 3938.2617 | 1356.7291 | 5081.9717 | -263.966 | -1011.0468 | 2062.7285 | -2791.3262 | 889.8093 | 1516.7234 | -2648.824 | -1129.8147 | 10899.0352 | 210.1043 | 36.0223
2030-03-20 | 19 | -26.3623 | 799.8015 | -58.893 | -569.0255 | -156.494 | -1616.2521 | -13605.1299 | 3164.1846 | -161.4581 | -128.0665 | 3639.5823 | 5.6786 | 997.4357 | -43.2046 | 1780.5635 | 765.2908 | -78.6745 | 209.9989 | -301.5909 | 14.7975 | -1495.2208 | -4333.3857 | -1.0553 | -53.4384 | 2101.3096 | -2633.4922 | -461.6497 | -863.9299 | -86.619 | 730.0762 | 2628.718 | 2.2569 | 3.6163 | 74.718 | 0.72721 | 118.1177 | -349.1783 | -2.5268 | 0.99951 | 449.5103 | -1364.3057 | 195.2088 | 3751.5828 | 1344.4232 | 4974.0371 | -256.4106 | -1008.3 | 1866.9558 | -3509.7271 | 681.832 | 1458.9115 | -2502.6536 | -540.4305 | 9029.417 | 210.1043 | 60.1317
2030-03-20 | 20 | -36.9796 | 688.8997 | -66.7031 | -579.504 | -457.2484 | -1497.0984 | -13229.71 | 2541.3337 | -303.8851 | -156.4194 | 3571.6284 | -7.2528 | 920.5587 | 0.99978 | 2039.6847 | 274.0546 | -18.2247 | 209.9989 | -298.7011 | 4.1006 | -1570.455 | -4111.5894 | -38.9335 | -47.1097 | 2095.9946 | -2710.0791 | -420.6499 | -819.7316 | -89.1518 | 649.0015 | 2753.395 | 1205.1532 | -50.0063 | 275.7982 | 0.73169 | -72.4396 | 685.1044 | 0.99905 | 1.0043 | 129.579 | -1509.718 | 0.99636 | 3746.322 | 1357.3728 | 4955.6206 | -253.7235 | -1286.6252 | 1902.8934 | -3724.0813 | 648.5223 | 482.1043 | -1769.02 | -52.7591 | 6056.7124 | 210.1043 | 22.9498
2030-03-20 | 21 | -38.5442 | 541.4857 | -67.1324 | -579.997 | -634.5531 | -1436.5494 | -13653.8643 | 2479.1289 | -3.062 | -145.5583 | 3658.8235 | 19.3124 | 1035.6306 | -134.2184 | 2002.1788 | 97.6391 | -2.642 | 209.9989 | -295.2099 | 145.5507 | -1567.314 | -3365.3259 | 1.0008 | -48.8344 | 2090.3557 | -2489.8176 | -730.7671 | -782.7496 | -83.5899 | 680.7758 | 2249.8391 | 1413.3531 | -323.7698 | 350.1149 | 0.80374 | -253.7278 | 814.9064 | -3.0147 | 1.0029 | 212.4157 | -1909.5173 | 179.2228 | 3923.8799 | 1360.9308 | 5011.1396 | -258.6668 | -1398.3916 | 1795.1235 | -3581.4766 | 883.4507 | 1024.1803 | -1464.0625 | -1.4255 | 5583.7393 | 210.1043 | 4.455
2030-03-20 | 22 | -50.4833 | 349.7638 | -89.7337 | -456.5615 | -942.608 | -1465.9761 | -13013.2324 | 1758.6152 | -179.582 | -113.0901 | 3703.4482 | 72.6343 | 1115.0645 | -252.1121 | 1708.1938 | -149.1625 | -19.8078 | 209.9989 | -286.4163 | 188.011 | -1548.833 | -2997.1492 | -4.7801 | -47.6759 | 2073.0168 | -2168.7024 | -810.8837 | -707.0021 | -73.4744 | 623.0616 | 1863.926 | 1585.528 | -633.4188 | 387.3058 | 0.69607 | -689.2632 | 239.0873 | -154.1743 | 1.0007 | 449.4295 | -1855.3788 | 116.6344 | 3999.0447 | 1393.0675 | 5055.1411 | -146.4358 | -1374.6473 | 2132.4316 | -3127.1282 | 878.0461 | 389.6189 | -996.1739 | -35.0023 | 4990.2124 | 210.1043 | -26.2164
2030-03-20 | 23 | -53.0485 | 279.0306 | -89.6617 | -443.3289 | -997.3723 | -1382.4657 | -12625.9131 | 1725.0038 | 323.1982 | -132.1936 | 3543.9263 | 41.9336 | 1283.4634 | -241.2366 | 1873.9691 | -201.3623 | 61.4938 | 209.9989 | -280.6532 | 274.9176 | -1462.5228 | -2781.9573 | -3.8987 | -29.7318 | 2091.4192 | -2128.1328 | -871.3586 | -677.6927 | -72.2306 | 571.9236 | 1856.8021 | 1692.5541 | -732.4001 | 505.2466 | 0.69051 | -833.217 | 492.4895 | -258.5688 | 0.99433 | 449.3048 | -1882.6654 | 166.7255 | 3703.2395 | 1401.9441 | 5033.2822 | -268.2189 | -752.1454 | 1840.9442 | -3285.4453 | 726.5925 | -83.2034 | -981.4063 | -11.339 | 4498.6396 | 210.1042 | 36.6576
2030-03-20 | 24 | -33.8115 | 292.9926 | -64.1177 | -452.7106 | -753.4479 | -1333.5575 | -13533.1846 | 2064.6753 | 917.6528 | -61.6485 | 2982.7559 | 66.8589 | 1372.8966 | -411.6245 | 1351.8108 | 71.2126 | 25.8934 | 209.9989 | -258.5888 | 379.6599 | -1062.6742 | -1631.3964 | 58.3071 | -47.6363 | 2313.9978 | -1811.9471 | -960.7664 | -667.8199 | -69.6936 | 654.1379 | 1212.3412 | 384.7174 | -1125.1133 | 372.426 | 0.68109 | -629.6521 | -213.4362 | -203.0114 | 0.99607 | 412.2362 | -2240.4702 | 392.0375 | 2724.364 | 1415.4198 | 4381.9844 | -292.1743 | -617.2982 | 1769.8414 | -3624.6785 | 823.391 | 594.2623 | -2073.5359 | 271.923 | 4576.3706 | 210.1042 | 226.3053
2030-03-21 | 1 | -37.1832 | 365.6157 | -77.6458 | -351.7784 | -192.4489 | -1454.8241 | -14165.2256 | 3044.1511 | 1723.6577 | -29.9697 | 2857.1238 | 57.1611 | 1890.9458 | -554.7178 | 860.4135 | 370.3224 | 46.4495 | 209.9989 | -144.0791 | 217.2002 | -776.7616 | -718.2246 | 104.6526 | -86.6473 | 2210.2029 | -1773.2969 | -708.007 | -672.4931 | -78.969 | 856.0181 | 841.1623 | 2.4849 | -1201.8757 | 341.2768 | 0.67412 | -250.9794 | -943.5021 | -92.3714 | 501.8607 | 1.003 | -2204.481 | 461.8632 | 2720.2324 | 1450.3411 | 4755.7959 | -299.6578 | -297.9514 | 2205.2852 | -3150.8098 | 763.596 | 1102.223 | -2616.9102 | 542.6967 | 4734.7603 | 210.1043 | 221.4219
2030-03-21 | 2 | -25.185 | 549.1274 | -72.8967 | -297.2439 | 242.4321 | -1566.1742 | -14835.2129 | 4254.7344 | 2113.1797 | -5.9503 | 2722.7356 | 53.5538 | 2010.7643 | -628.5896 | 523.202 | 376.8773 | 76.4352 | 209.9989 | -107.1686 | 131.2558 | -605.3738 | -355.0653 | 138.3893 | -102.2817 | 2183.4841 | -1661.6697 | -655.1038 | -685.7433 | -91.4271 | 1003.7925 | 626.7433 | 1.0032 | -1312.3336 | 171.765 | 0.59261 | -106.5539 | -2208.1482 | -68.8269 | 559.0639 | 0.99919 | -2222.5271 | 610.6837 | 2591.8491 | 1450.467 | 4444.1558 | -9.8284 | -330.1196 | 2229.7312 | -3091.1511 | 818.8796 | 1694.2598 | -2711.3904 | 899.1496 | 2681.5137 | 210.1042 | 193.7415
2030-03-21 | 3 | -25.1649 | 520.3987 | -72.3532 | -284.7516 | 303.5672 | -1586.2042 | -14873.6553 | 4309.9082 | 2296.8389 | 8.0384 | 2902.6392 | 59.9712 | 1960.1628 | -659.9023 | 398.2262 | 174.85 | 80.4666 | 209.9989 | -113.1521 | 128.8913 | -637.8557 | -755.2475 | 159.5041 | -105.1421 | 2175.0027 | -1653.9906 | -646.2379 | -687.2803 | -90.7479 | 1044.2919 | 571.0966 | 1.0047 | -1298.6862 | 174.2997 | 0.58847 | -31.9238 | -2518.0649 | -74.3912 | 521.5582 | 1.0069 | -2254.3801 | 686.3018 | 2346.4868 | 1511.1479 | 4176.5615 | -3.3412 | -278.1994 | 2414.1675 | -2500.6516 | 920.3425 | 1812.1284 | -2913.2029 | 774.4138 | 3740.3154 | 210.1042 | 216.4753
2030-03-21 | 4 | -32.8686 | 431.0351 | -76.0576 | -329.4451 | 388.7197 | -1561.4047 | -14882.1631 | 4517.7783 | 2362.595 | -17.035 | 2652.4197 | 5.6683 | 1979.2704 | -641.829 | 466.1509 | -107.0342 | 0.99988 | 209.9989 | -200.2309 | -45.9109 | -594.7722 | -961.9391 | 159.2444 | -96.8817 | 2286.9519 | -1834.7994 | -243.4498 | -698.8828 | -86.3589 | 1159.6044 | 849.0505 | 4.2211 | -993.4605 | 248.4272 | 0.59615 | 133.767 | -1455.9299 | -1.9038 | 494.1172 | 24.0189 | -2266.3132 | 602.3189 | 2583.4758 | 1371.1947 | 4458.9321 | -116.64 | -275.3734 | 2315.2913 | -3081.7063 | 1069.1604 | 2345.5618 | -2900.5686 | 538.4332 | 3604.2361 | 210.1042 | 152.612
2030-03-21 | 5 | -35.3996 | 415.5327 | -77.0387 | -350.3279 | 437.1224 | -1556.4073 | -14796.498 | 4469.3696 | 2283.1755 | -43.6582 | 3277.2004 | 4.759 | 1232.1711 | -589.5545 | 743.2748 | -118.8486 | 2.5454 | 209.9989 | -201.4453 | -47.5257 | -629.5026 | -542.9023 | 142.4364 | -82.4962 | 2254.9868 | -1877.6813 | -243.8527 | -704.1891 | -84.6184 | 1131.6392 | 1127.1387 | 3.2891 | -922.1838 | 295.5927 | 0.65357 | 19.4222 | -941.9299 | 1.0001 | 162.0391 | 364.6022 | -2326.3967 | 403.1506 | 3029.511 | 1484.8854 | 4327.8638 | 0.99615 | -277.9126 | 3122.1311 | -2108.0764 | 1006.7266 | 2365.1682 | -3950.8318 | 3.4218 | 4011.448 | 210.1042 | 59.436
2030-03-21 | 6 | -37.3786 | 337.5287 | -79.8441 | -373.7568 | 320.3298 | -1540.7925 | -14491.9092 | 4231.394 | 1629.8529 | -60.0354 | 3594.821 | 32.4332 | 1477.9927 | -499.7755 | 1084.5767 | 101.0024 | 27.74 | 209.9989 | -207.6659 | -69.812 | -846.6144 | -882.9471 | 127.1668 | -65.5605 | 2236.8274 | -1891.4357 | -517.3389 | -704.1706 | -80.5152 | 1099.2126 | 1292.6276 | 3.8558 | -969.9636 | 305.9919 | 0.69604 | -215.4391 | -1000.1003 | -4.4573 | 1.0032 | 183.2068 | -2372.7068 | 395.4368 | 3511.3833 | 1417.72 | 4657.0864 | -4.3117 | -276.3202 | 2595.616 | -2658.2146 | 924.3474 | 2604.8325 | -3484.4983 | 165.5973 | 5573.1831 | 210.1043 | 146.357
2030-03-21 | 7 | -35.4233 | 191.9803 | -83.942 | -395.4253 | 156.4702 | -1584.7778 | -14567.1045 | 3968.4468 | 531.8384 | -86.8971 | 3626.4185 | 38.3144 | 1833.3287 | -379.1742 | 1418.355 | -634.684 | -149.4581 | 209.9989 | -197.2382 | -17.3628 | -1149.1025 | -1225.6284 | 163.5102 | -65.2285 | 2237.3511 | -1883.5701 | -742.84 | -714.2038 | -68.0587 | 1120.028 | 1313.5269 | 1.0023 | -1089.6106 | 235.5374 | 0.69912 | -519.9267 | -1367.5923 | -1.0979 | 0.9967 | 449.3504 | -2205.407 | 641.118 | 3815.1099 | 1362.8557 | 5014.0244 | -191.2457 | -279.3157 | 1769.8364 | -4139.2617 | 950.0361 | 1742.6296 | -2966.0149 | 651.7703 | 7520.7993 | 210.1043 | 138.5046
2030-03-21 | 8 | -39.2668 | 55.2579 | -89.9865 | -419.3758 | -340.5681 | -1520.1265 | -13774.6494 | 2831.1389 | 350.756 | -97.5921 | 3448.5994 | 59.6781 | 1582.8713 | -318.656 | 1551.9749 | -1287.5275 | -280.2743 | 209.9989 | -184.546 | -23.7919 | -1233.2178 | -1262.5105 | 165.9323 | -58.6663 | 2235.6904 | -1834.5272 | -778.5234 | -691.9759 | -62.4196 | 1039.2761 | 1379.1782 | 542.6382 | -1144.453 | 265.2461 | 0.74358 | -891.7861 | -1263.7017 | 46.7337 | 1.0005 | 313.3436 | -2163.3191 | 512.0976 | 3707.3455 | 1337.2198 | 4980.3394 | -273.4012 | -433.1561 | 1608.5613 | -4434.8423 | 940.7795 | 1133.1052 | -2139.749 | 657.7984 | 8626.2607 | 210.1043 | 79.7827
2030-03-21 | 9 | -34.9166 | -96.2431 | -69.104 | -537.7293 | -750.8427 | -1269.5079 | -13251.458 | 2012.363 | 1.0009 | -106.64 | 3449.6577 | 70.7985 | 1626.0979 | -269.54 | 1679.1584 | -1511.7655 | -289.606 | 209.9989 | -160.3428 | 53.4818 | -1207.1224 | -1338.9097 | 142.3826 | -53.8787 | 2194.2925 | -1870.2863 | -912.2518 | -662.1985 | -50.881 | 919.4555 | 1439.6034 | 1130.4845 | -1154.842 | 422.3257 | 0.77241 | -1078.5762 | -0.59016 | 1.0009 | 194.6897 | 449.3567 | -2151.7871 | 422.8512 | 3604.8132 | 1310.7952 | 4958.2979 | -267.1815 | -452.877 | 1632.8685 | -4445.0923 | 946.7212 | 282.9709 | -1645.6222 | 52.1121 | 8975.002 | 210.1042 | 12.1328
2030-03-21 | 10 | -45.0343 | -265.7918 | -69.3483 | -551.1486 | -826.2422 | -1107.3094 | -12752.1807 | 1737.3303 | -3.1312 | -110.6128 | 3451.4165 | 87.0985 | 1730.3444 | -229.0682 | 1739.7123 | -1629.4752 | -303.0175 | 209.9989 | -157.5718 | 71.2191 | -1061.7595 | -1178.464 | 145.1602 | -50.0982 | 2225.1975 | -1957.3563 | -919.6459 | -623.489 | -40.2848 | 895.8996 | 1437.491 | 2392.4714 | -1124.2312 | 633.0526 | 0.79325 | -1167.7924 | 1146.7607 | 7.3494 | 228.0208 | 449.4598 | -2054.2744 | 411.1278 | 3673.0244 | 1288.363 | 5073.7676 | -264.1328 | -464.291 | 1246.5122 | -4692.2881 | 883.6266 | 522.5548 | -1605.5774 | 1.002 | 9209.0684 | 210.1043 | 29.6332
2030-03-21 | 11 | -45.7833 | -328.7773 | -68.8962 | -558.8447 | -777.3502 | -1026.3289 | -12557.8154 | 1755.6278 | -58.4217 | -117.7503 | 3421.9783 | 72.7294 | 1765.4185 | -196.1917 | 1749.0804 | -1825.8489 | -432.1363 | 209.9989 | -161.8449 | 43.3359 | -920.0899 | -1164.4058 | 157.2703 | -39.7374 | 2239.4539 | -1945.9137 | -735.461 | -618.9046 | -34.4692 | 914.1843 | 1366.5652 | 2936.6104 | -1150.5022 | 645.5627 | 0.80137 | -1362.3544 | 1262.2375 | 1.0014 | 250.4771 | 449.3695 | -2079.0107 | 421.5665 | 3679.6841 | 1296.3473 | 5077.0952 | -232.4063 | -623.9564 | 1081.3583 | -4522.8994 | 824.722 | 826.6461 | -1965.485 | -28.1791 | 10378.1729 | 210.1043 | 71.3278
2030-03-21 | 12 | -30.1809 | 26.3392 | -63.1522 | -740.1343 | -447.1614 | -1053.0068 | -13084.7109 | 2276.9346 | -217.4026 | -119.7387 | 3637.2712 | 82.4266 | 1766.8767 | -169.8663 | 1836.402 | -1660.0081 | -622.4243 | 209.9989 | -174.2677 | 16.945 | -746.5575 | -1027.2539 | 171.0659 | -28.3269 | 2244.0752 | -1825.9146 | -546.2615 | -661.9504 | -40.1783 | 1005.2233 | 1289.0198 | 2589.5432 | -1178.7518 | 349.8953 | 0.79975 | -1592.3105 | 1066.5781 | -1.5922 | 108.2499 | 449.3962 | -2273.1536 | 342.6945 | 3738.6057 | 1315.1993 | 5070.5811 | -264.1233 | -767.0217 | 1089.5579 | -4072.3909 | 935.1976 | 1185.4402 | -2630.8384 | -674.4494 | 11115.0664 | 210.1042 | 102.7962
2030-03-21 | 13 | -22.6712 | 272.0276 | -67.6618 | -601.3185 | -602.0076 | -989.6908 | -10963.5732 | 1744.0341 | -2.8365 | -124.7802 | 3777.7222 | 73.1147 | 1696.6364 | 120.4362 | 1758.2041 | -1471.1068 | -564.2877 | 209.9989 | -178.026 | 19.393 | -878.7689 | -837.2866 | 45.2761 | -16.4184 | 2114.8464 | -2063.417 | 9.4679 | -628.1896 | -60.1002 | 689.2393 | 1460.4701 | 1140.786 | -827.7471 | 172.488 | 3.4081 | -1240.7698 | 647.694 | -1.7387 | 247.807 | 449.6866 | -2301.0164 | 71.4728 | 3573.0881 | 1305.1093 | 5052.8433 | -267.072 | -657.8464 | 1408.9891 | -3518.3813 | 797.8509 | 1036.592 | -1714.9932 | -517.0358 | 9659.6826 | 210.1042 | 86.0887
2030-03-21 | 14 | -8.6915 | 47.3965 | -56.2833 | -446.847 | -658.0334 | -753.8499 | -10115.1455 | 1335.7399 | -3.0972 | -113.9845 | 3830.8342 | 115.6859 | 1693.7943 | 224.0132 | 1727.1465 | -1316.7271 | -620.1802 | 209.9989 | -211.7943 | 91.3645 | -1157.8065 | -1137.0857 | 32.794 | -32.0494 | 2143.9736 | -1355.894 | 204.3795 | -531.7269 | -61.3283 | 578.6895 | 1079.4833 | -83.7678 | -792.8929 | -4.4039 | 5.2289 | -506.7687 | -515.6233 | -1.6104 | 355.8138 | 449.2978 | -2078.0127 | 123.5957 | 3487.55 | 1284.9504 | 5056.2183 | -267.8842 | -544.5851 | 1479.3131 | -3640.8474 | 897.4359 | 1054.4607 | -1628.2823 | -849.0923 | 9251.6025 | 210.1043 | 42.8773
2030-03-21 | 15 | -3.2425 | 9.5672 | -48.0761 | -416.8113 | -680.6431 | -619.7426 | -9646.3105 | 1286.8179 | -3.1667 | -107.1896 | 3842.7712 | 141.3706 | 1687.1891 | 300.6293 | 1754.619 | -1224.4009 | -649.2279 | 209.9989 | -193.4562 | 102.5978 | -1169.942 | -79.4535 | 22.8702 | -37.5994 | 1980.2467 | -1238.9244 | 459.2611 | -499.1937 | -63.2527 | 548.3785 | 900.9223 | -53.1435 | -717.4527 | -49.0094 | 5.6953 | -461.2773 | -818.271 | -1.5224 | 380.2901 | 449.3097 | -1938.3318 | 122.8918 | 3477.2405 | 1285.0668 | 5063.8062 | -269.3148 | -443.9979 | 1710.4674 | -3628.5359 | 857.0532 | 993.3513 | -1373.0841 | -780.7021 | 8519.2041 | 210.1043 | 19.2749
2030-03-21 | 16 | -26.1165 | -239.4288 | -54.3165 | -478.9248 | -1347.2373 | -279.4912 | -7022.2051 | -35.1623 | 1 | -123.1068 | 3872.8911 | 166.4242 | 1602.8871 | 413.4057 | 1976.2441 | -1430.8918 | -308.8481 | 209.9989 | -191.3278 | 18.0136 | -1348.3251 | 316.2321 | -40.2122 | -48.911 | 1818.2998 | -1579.0328 | 650.6516 | -416.8878 | -57.6209 | 348.0139 | 1138.0393 | 2937.6462 | -419.672 | 628.4326 | 7.7931 | 453.7986 | 2204.8389 | 1.0011 | 325.3714 | 449.3552 | -1746.4835 | -3.2902 | 2909.2222 | 1172.3304 | 4357.9766 | -2.6503 | -274.3499 | 2842.1433 | -2058.3306 | 855.0367 | 798.3438 | -913.9763 | -885.2114 | 7499.7949 | 210.1043 | -30.4786
2030-03-21 | 17 | -22.2545 | 269.8711 | -55.6539 | -443.5462 | -1793.8801 | -537.3065 | -4884.6753 | -599.8174 | 316.596 | -163.5104 | 3699.0693 | 120.8385 | 1423.9874 | 486.7867 | 2126.6519 | -1310.4034 | -239.6989 | 209.9989 | -249.2789 | 79.9001 | -1427.3604 | 913.6657 | -80.2846 | -74.8267 | 2267.3372 | -1751.7217 | 665.1402 | -473.1705 | -75.5464 | 309.351 | 618.1414 | 2786.4514 | -443.9149 | 503.029 | 7.9988 | 1753.1298 | 1919.3685 | 0.99988 | 38.94 | 449.596 | -1140.3097 | -114.8437 | 2583.4785 | 1162.5618 | 3729.3245 | -2.8797 | -277.8277 | 3138.6384 | -1528.8589 | 632.5366 | -81.0433 | -469.297 | -761.775 | 8006.5693 | 210.1042 | -106.2614
2030-03-21 | 18 | -21.3745 | 422.55 | -57.6301 | -428.411 | -1475.4332 | -589.6959 | -3469.3882 | -44.4802 | 79.063 | -157.6044 | 3892.1775 | 140.3232 | 1579.7639 | 464.7697 | 2138.948 | -261.4947 | 202.6987 | 209.9989 | -260.7531 | 137.189 | -1645.2144 | -782.7499 | -90.7165 | -92.1831 | 2231.6597 | -1648.724 | 9.4063 | -465.0766 | -84.3637 | 249.3869 | 316.346 | 2170.238 | -677.4756 | 434.4019 | 7.8471 | 2373.8645 | 1908.8397 | 1.0023 | 84.1876 | 449.8195 | -933.627 | -32.3222 | 3315.9512 | 1148.7594 | 4495.0571 | -266.8513 | -312.1549 | 2997.0315 | -1760.8723 | 611.55 | -80.1612 | -821.9289 | -509.3905 | 7550.4263 | 210.1043 | -59.5498
2030-03-21 | 19 | -22.1465 | 273.9283 | -60.5513 | -386.7606 | -1327.1997 | -424.8588 | -682.3077 | -194.5076 | 37.0528 | -165.7391 | 3770.0896 | 118.927 | 1635.2988 | 470.0574 | 2149.0417 | 99.8371 | 286.0852 | 209.9989 | -276.5074 | 385.8344 | -1529.6771 | -486.5777 | -94.5042 | -102.5273 | 2441.0947 | -1448.7748 | -287.2747 | -355.0392 | -86.74 | 225.5358 | 4.8437 | 2220.8354 | -1062.1316 | 569.3993 | 7.533 | 2628.1187 | 1868.3313 | -3.0323 | 115.0686 | 1.0012 | -926.0425 | -123.9378 | 3286.0835 | 1174.399 | 4581.6938 | -261.4433 | -276.7859 | 3049.3252 | -2066.7085 | 520.3764 | -80.9105 | -823.0496 | -1.7343 | 5239.0146 | 210.1043 | -44.3606
2030-03-21 | 20 | -28.6429 | 0.99397 | -62.0979 | -342.3484 | -1235.4841 | -384.3318 | -94.2725 | -222.9041 | 470.6206 | -178.8071 | 3763.9814 | 87.7576 | 1365.6829 | 561.8923 | 2336.501 | 409.8521 | 283.0533 | 209.9989 | -406.7388 | 565.488 | -1604.7473 | -1099.0826 | -27.7745 | -81.2077 | 3078.8948 | -1157.0558 | -831.2963 | -288.1102 | -75.0138 | 305.0197 | -119.2486 | 1795.7935 | -1481.3429 | 529.8943 | 5.7943 | 2164.2224 | 1680.6398 | -3.6784 | 211.7252 | 1.0028 | -1401.2062 | -62.5442 | 3402.3955 | 1181.584 | 4508.877 | -3.0091 | -276.7984 | 3026.0334 | -1984.422 | 977.5856 | 448.305 | -409.5206 | -697.339 | 5318.8511 | 210.1043 | -239.8235
2030-03-21 | 21 | -34.3926 | -11.9655 | -68.5069 | -379.9414 | -1435.1512 | -389.2519 | -493.4082 | -300.458 | 807.1301 | -214.5142 | 3794.2061 | 11.7397 | 1565.7423 | 569.5231 | 2352.4385 | 181.3828 | 307.4176 | 209.9989 | -606.309 | 482.473 | -1640.6277 | -1262.5935 | -33.9693 | -74.8368 | 3935.9722 | -1376.0519 | -811.9489 | -334.6766 | -68.102 | 342.5908 | 284.1096 | 2645.6545 | -1344.2089 | 632.076 | 5.6914 | 2448.719 | 2757.4446 | -460.1168 | 1.0018 | 60.9005 | -1491.7134 | -92.7942 | 3143.9358 | 1163.2806 | 4074.9585 | -18.83 | -277.0499 | 3257.5427 | -1841.0286 | 1015.282 | 1.0241 | 0.99656 | -705.4622 | 5027.2227 | 210.1043 | -284.7288
2030-03-21 | 22 | -42.8203 | 0.99255 | -72.136 | -410.0154 | -1511.3175 | -378.1805 | -285.4764 | -628.5953 | 64.6558 | -197.1169 | 3847.1423 | 45.7048 | 1611.9496 | 536.453 | 2328.5596 | 281.1713 | 448.0132 | 209.9989 | -482.0936 | 753.3542 | -1610.1021 | -2043.7065 | -24.8287 | -94.0818 | 3444.5706 | -1563.2091 | -1095.7018 | -342.4638 | -66.6788 | 283.5164 | 262.9604 | 3432.1206 | -1336.131 | 809.4669 | 5.3287 | 2611.9646 | 3610.5615 | -400.5291 | 60.5791 | 450.4581 | -1382.6962 | 0.99694 | 3272.5608 | 1167.0341 | 4406.1885 | -271.0933 | -302.8645 | 3211.3923 | -1572.4932 | 872.5908 | -883.6774 | 38.6141 | -1034.3942 | 5102.9033 | 210.1043 | -272.4868
2030-03-21 | 23 | -35.4204 | 219.0078 | -75.278 | -439.3956 | -1746.6569 | -539.0422 | 0.99721 | -758.459 | 589.6861 | -190.3499 | 3796.6321 | 80.3481 | 1655.0248 | 398.3065 | 2143.5735 | 251.865 | 522.3464 | 209.9989 | -463.3289 | 816.4305 | -1511.7229 | -902.0699 | -58.0877 | -88.6617 | 3349.1538 | -1811.2379 | -1196.5951 | -381.0476 | -71.3895 | 179.8895 | 43.6857 | 3997.0625 | -1249.1753 | 798.4117 | 5.8842 | 2719.5918 | 3679.3933 | -636.6224 | -2.1609 | 1.0017 | -1114.9371 | 26.485 | 2363.5615 | 1138.964 | 3598.5598 | -282.0558 | -974.4976 | 3046.2898 | -1787.8827 | 462.2282 | -1126.4039 | 419.2009 | 1.0009 | 4032.2866 | 210.1042 | -41.0383
2030-03-21 | 24 | -41.6933 | -99.8366 | -75.8289 | -458.4464 | -1900.3126 | -418.4688 | -1276.0221 | -1311.8143 | 396.8595 | -165.3748 | 3703.3481 | 106.2074 | 1355.1421 | 274.4034 | 1911.8247 | -657.8794 | 193.8922 | 209.9989 | -444.5172 | 898.0364 | -1394.6099 | 158.7339 | -8.1012 | -94.4146 | 3239.3547 | -1917.347 | -974.7117 | -355.59 | -49.31 | 248.7113 | -60.5355 | 4968.2598 | -1180.1027 | 983.5751 | 6.5106 | 2862.2207 | 4174.9048 | -551.4421 | 1.0019 | 224.0897 | -1431.7396 | 134.8731 | 2527.01 | 1167.973 | 3892.5493 | -294.2558 | -921.3563 | 3128.9802 | -1294.9482 | 623.9048 | -830.0887 | 179.1433 | -753.2005 | 4888.5703 | 210.1042 | -73.4758
2030-03-22 | 1 | -34.5578 | -117.3717 | -69.182 | -406.5859 | -1922.7999 | -434.7662 | -1829.0448 | -885.7196 | 1842.0151 | -169.6248 | 3652.959 | 94.3441 | 1047.1124 | -64.9474 | 2067.7407 | -748.3203 | 229.373 | 209.9989 | -397.491 | 787.5482 | -801.0026 | 659.7021 | 24.3406 | -73.3617 | 3038.0735 | -1729.976 | -1084.4392 | -343.863 | -51.6938 | 419.5541 | 334.6013 | 3736.0249 | -1259.2603 | 938.0262 | 6.4686 | 2158.1213 | 2871.9797 | -253.3698 | 209.7256 | 1.0001 | -1933.7246 | 188.5465 | 2729.4758 | 1255.229 | 4108.064 | -2.7845 | -370.5965 | 3372.9575 | -590.2903 | 903.1937 | 1.0117 | -298.9943 | -5.6148 | 5520.0854 | 210.1043 | -10.5736
2030-03-22 | 2 | -30.6872 | 41.2834 | -66.4264 | -397.738 | -1417.36 | -609.2533 | -3639.5657 | -2.0192 | 2026.9344 | -121.9617 | 3638.3225 | 110.854 | 866.4786 | -190.5051 | 1810.4799 | -470.824 | 225.1539 | 209.9989 | -415.7002 | 681.6 | -560.4819 | 736.7531 | 25.1213 | -60.3407 | 3116.3401 | -1696.2341 | -971.8793 | -383.6941 | -56.4413 | 496.6497 | 517.6385 | 2902.6409 | -1223.6389 | 750.471 | 7.135 | 1675.65 | 2118.3408 | -22.7124 | 498.2872 | 0.99944 | -2539.9036 | 61.0355 | 2885.2332 | 1345.0968 | 4600.5127 | -3.2174 | -276.5478 | 3576.822 | -473.5231 | 1191.104 | 373.0896 | -444.3997 | -3.07 | 5726.2676 | 210.1042 | -35.084
2030-03-22 | 3 | -23.5111 | 195.0349 | -65.0534 | -368.2068 | -1408.7156 | -690.0303 | -3849.1687 | -1.9831 | 2220.1782 | -103.7712 | 3040.4568 | 100.102 | 1014.4392 | -207.176 | 1645.8942 | -138.7217 | 186.4096 | 209.9989 | -516.4402 | 739.3946 | -710.7248 | 257.4435 | -6.8823 | -31.784 | 3634.3625 | -1523.231 | -1308.5165 | -382.7134 | -64.0232 | 406.5595 | 86.9481 | 1913.2822 | -1288.5374 | 593.9512 | 7.2255 | 1433.4635 | 1354.8075 | -176.3116 | 528.5928 | 1.0004 | -2451.5762 | -3.3955 | 2693.6946 | 1312.9686 | 4460.9111 | -3.3516 | -276.9694 | 3781.1592 | -110.2637 | 1199.9454 | 256.2721 | -504.9236 | -2.7262 | 3916.8022 | 210.1042 | -43.9991
2030-03-22 | 4 | -12.15 | 21.0002 | -56.7771 | -280.6942 | -1572.5657 | -441.901 | -2590.5925 | -571.3583 | 2239.1377 | -72.8679 | 3083.0698 | 172.2805 | 1035.5819 | -161.7045 | 1641.5707 | 99.7646 | 93.3823 | 209.9989 | -594.1829 | 908.9725 | -987.2222 | -1248.4625 | -28.6076 | -24.3198 | 3868.4573 | -959.7419 | -1747.3647 | -261.3864 | -61.6177 | 247.8671 | -584.7006 | 1108.9327 | -1705.6453 | 541.6828 | 7.2304 | 1562.9023 | 663.9979 | -229.1083 | 480.9353 | 0.99972 | -2511.7324 | -25.5621 | 2666.9814 | 1305.03 | 4376.6577 | -3.3341 | -276.6981 | 3725.6929 | -60.6824 | 1360.7081 | -79.3902 | -51.0408 | -784.9978 | 501.059 | 210.1042 | -219.4958
2030-03-22 | 5 | -3.8197 | 0.99942 | -54.4276 | -246.1013 | -1724.7689 | -398.0648 | -1559.0459 | -1316.97 | 2132.2886 | -61.9747 | 3776.2922 | 195.0007 | 1117.4857 | -224.885 | 1560.186 | 802.1578 | 249.2296 | 209.9989 | -571.8418 | 1108.8821 | -1179.2896 | -2388.3562 | -30.1781 | -42.2083 | 3623.0042 | -701.0416 | -1974.3582 | -219.6238 | -59.1925 | 131.9507 | -812.218 | 316.8953 | -1973.9618 | 274.8589 | 5.8468 | 1866.1526 | 83.225 | -380.5326 | 297.2572 | 1.0003 | -2271.3853 | -3.2634 | 2678.8809 | 1303.524 | 4181.9126 | -3.1718 | -276.9449 | 3479.6084 | -118.9912 | 1275.9061 | -125.7437 | -51.159 | -595.9639 | -710.6476 | 210.1043 | -206.3406
2030-03-22 | 6 | -11.6177 | 26.6309 | -60.5577 | -269.5301 | -1870.4167 | -359.6176 | -650.6132 | -1472.3225 | 1350.6622 | -61.7923 | 3798.9165 | 195.0008 | 891.6793 | -210.8673 | 1586.5914 | 836.9694 | 408.1443 | 209.9989 | -498.5201 | 894.4068 | -1364.9652 | -2939.3445 | -56.3426 | -84.7042 | 3394.6106 | -897.5311 | -1939.03 | -219.5623 | -65.8467 | 137.1545 | -849.6628 | 945.1013 | -1866.4476 | 488.1305 | 5.4525 | 2614.803 | 728.3505 | -640.9866 | 1.0015 | 0.99911 | -1862.7244 | -133.1111 | 2600.9165 | 1245.0024 | 3733.2991 | -2.7226 | -621.4884 | 3032.4192 | -918.2044 | 949.1079 | -477.4364 | -45.8307 | -418.6631 | -993.167 | 210.1043 | -113.1075
2030-03-22 | 7 | -36.1081 | 0.99525 | -71.5618 | -356.2177 | -1814.6125 | -486.1258 | -1513.4753 | -980.1777 | 720.3839 | -116.1511 | 3763.7258 | 132.812 | 1319.4164 | -17.5469 | 1743.1467 | 1365.2797 | 492.9813 | 209.9989 | -556.1874 | 766.0682 | -1497.6217 | -3074.9841 | -28.8841 | -94.3989 | 3785.1238 | -1223.0999 | -1629.5873 | -255.8052 | -67.4872 | 301.0934 | -468.5164 | 2468.8145 | -1597.9551 | 602.5955 | 4.6228 | 2937.3528 | 2554.5464 | -687.5225 | -2.0758 | 1.0025 | -1912.7418 | -90.849 | 2604.3853 | 1175.1443 | 3912.0461 | -291.599 | -670.662 | 2933.7388 | -1116.8741 | 1109.2511 | -390.2041 | -242.0827 | -453.8445 | 672.881 | 210.1042 | -176.2231
2030-03-22 | 8 | -47.4413 | -12.5896 | -79.9952 | -426.4535 | -1807.2865 | -609.6841 | -2382.801 | -120.3761 | 793.5125 | -147.4674 | 3781.4888 | 64.0437 | 1392.3387 | 210.2071 | 1788.8494 | 1163.0354 | 571.9469 | 209.9989 | -572.0299 | 488.4591 | -1314.6899 | -2972.376 | 0.2751 | -101.0494 | 3800.5359 | -1560.8478 | -823.9402 | -307.6356 | -69.6846 | 521.8 | 349.696 | 3492.2773 | -1041.9995 | 774.9593 | 5.4112 | 3062.2561 | 3868.3303 | -656.3519 | -307.7971 | 1.0001 | -1612.5006 | -11.9338 | 3000.321 | 1157.1567 | 3906.1921 | -279.1896 | -883.697 | 2830.2981 | -1205.0834 | 1124.0549 | -26.748 | -77.7964 | -355.1136 | 2180.2134 | 210.1042 | -190.6839
2030-03-22 | 9 | -43.5638 | 0.99343 | -77.6757 | -429.7997 | -1700.5543 | -495.9895 | -997.5167 | -181.3361 | 326.3814 | -159.7002 | 3813.6399 | 39.0071 | 1400.7084 | 304.5424 | 1965.7102 | 893.9816 | 492.1544 | 209.9989 | -585.1733 | 496.4463 | -1461.8004 | -3036.9529 | -40.8849 | -101.1027 | 3834.5591 | -1517.1241 | -904.4901 | -295.4247 | -71.3274 | 408.3287 | 434.8049 | 3471.8657 | -1114.0264 | 731.3658 | 5.3484 | 2890.0059 | 3701.5308 | -684.5464 | -254.2793 | -2.3416 | -1576.4674 | -89.989 | 3022.8286 | 1149.2545 | 3936.6138 | -271.7846 | -1057.7845 | 2689.1392 | -901.9878 | 1067.1621 | -756.8974 | 88.6196 | -1097.2805 | 1615.3715 | 210.1042 | -251.5931
2030-03-22 | 10 | -41.0874 | 290.207 | -73.1825 | -429.9059 | -1869.2114 | -475.38 | 0.98639 | -493.3652 | 42.052 | -152.2192 | 3844.8806 | 68.8891 | 1472.7206 | 202.0621 | 1986.1018 | 737.583 | 456.0622 | 209.9989 | -586.7917 | 659.8647 | -1481.4734 | -2586.4004 | -60.2789 | -105.3397 | 3879.0754 | -1553.839 | -1160.5717 | -336.4503 | -78.9441 | 246.1184 | 266.1435 | 3376.552 | -1292.9237 | 707.3475 | 5.4292 | 2822.3384 | 3610.7751 | -736.1927 | -289.032 | -2.3464 | -1459.7628 | -80.6231 | 3082.8264 | 1133.6221 | 3918.6963 | -267.5162 | -1146.0261 | 2582.8069 | -788.2498 | 840.4214 | -1245.2001 | 303.4077 | -883.2065 | 1342.6047 | 210.1042 | -211.5254
2030-03-22 | 11 | -40.6444 | 594.954 | -70.1738 | -436.5944 | -1757.3478 | -568.8257 | 0.99901 | -280.0141 | 20.3224 | -160.9173 | 3909.9597 | 56.2079 | 1730.6562 | 243.0016 | 1880.9493 | 719.0646 | 498.1916 | 209.9989 | -539.8074 | 603.9713 | -1394.754 | -1892.7218 | -112.0256 | -115.7388 | 3713.2134 | -1669.5559 | -991.7495 | -396.9259 | -94.0041 | 161.7682 | 439.1242 | 3535.3535 | -1101.375 | 670.0002 | 5.9407 | 3008.9417 | 3663.9729 | -871.4852 | -229.4603 | 1.0001 | -1203.7911 | -179.1037 | 2769.6816 | 1077.7786 | 3655.6724 | -266.1037 | -1386.7217 | 2456.9402 | -981.4572 | 548.9712 | -1179.5514 | 112.8464 | -293.8913 | 1121.0104 | 210.1042 | -106.1296
2030-03-22 | 12 | -35.4959 | 853.7701 | -66.9789 | -416.6891 | -1824.837 | -710.5483 | 0.99125 | -108.4134 | 183.5721 | -156.0162 | 3923.3145 | 55.8971 | 1983.4014 | 339.9834 | 1942.468 | 862.332 | 458.9566 | 209.9989 | -533.2968 | 571.8925 | -1340.9036 | -1803.5935 | -153.7026 | -110.0022 | 3689.4927 | -1609.9932 | -893.5092 | -430.0974 | -106.4197 | 83.4109 | 499.4656 | 3037.1714 | -1081.53 | 507.7768 | 5.9257 | 2956.4421 | 2809.1545 | -904.0944 | -172.8036 | 1.0012 | -988.8044 | -232.8356 | 2601.7827 | 1045.7316 | 3555.9153 | -266.0597 | -1499.0608 | 2513.9011 | -779.0006 | 243.4705 | -1674.4852 | 420.4789 | -56.513 | -195.4867 | 210.1042 | -76.5793
2030-03-22 | 13 | -34.3619 | 982.5179 | -64.8052 | -422.7055 | -1890.5601 | -727.7507 | 45.9122 | -255.8717 | 293.6008 | -152.4843 | 3859.8748 | 53.9125 | 1785.0736 | 347.7657 | 1903.712 | 736.1889 | 424.0058 | 209.9989 | -515.1606 | 598.5887 | -1382.7361 | -1791.5657 | -173.158 | -110.8545 | 3497.8059 | -1635.4003 | -1177.5671 | -443.1215 | -109.9735 | 30.9225 | 550.0421 | 2790.0999 | -1065.7355 | 484.4961 | 5.9453 | 3019.0347 | 2868.6523 | -1024.5892 | -286.4386 | 0.9994 | -959.2411 | -257.2778 | 2633.1255 | 1086.6221 | 3485.0063 | -269.6481 | -1497.8684 | 2326.1404 | -480.2772 | 180.1313 | -1457.4327 | 154.3368 | -425.7688 | -316.6664 | 210.1043 | -35.5905
2030-03-22 | 14 | -34.195 | 1126.6603 | -64.1654 | -422.3754 | -1836.693 | -793.1833 | 255.8495 | -154.2062 | 569.5968 | -162.7697 | 3780.4858 | 36.1381 | 1323.3335 | 345.5153 | 1917.4092 | 548.1106 | 402.9262 | 209.9989 | -529.8088 | 614.9932 | -1315.4464 | -1735.4003 | -185.6084 | -105.9738 | 3604.824 | -1667.0731 | -1271.0331 | -446.312 | -115.4314 | 13.6919 | 519.8408 | 2697.3716 | -1059.6796 | 456.4708 | 6.0009 | 3000.4006 | 2815.4282 | -1026.3268 | -243.7093 | 1.0014 | -1115.746 | -327.7502 | 2639.5251 | 1146.594 | 3718.3259 | -270.3657 | -1784.8331 | 2102.6792 | -348.3666 | 177.4799 | -1235.5895 | -209.7309 | -361.1382 | -673.2408 | 210.1042 | -42.5888
2030-03-22 | 15 | -32.3765 | 884.5753 | -59.7702 | -378.9224 | -1966.2158 | -578.8455 | 1632.963 | -676.3983 | 491.0033 | -163.5542 | 3803.6387 | 66.8238 | 1233.667 | 444.021 | 2111.7029 | 473.6684 | 424.0109 | 209.9989 | -607.2072 | 798.6863 | -1448.1973 | -2083.6521 | -164.5879 | -71.8955 | 3956.4529 | -1371.01 | -1505.8859 | -339.3969 | -105.7078 | -45.3824 | 350.2984 | 2715.8792 | -1385.8131 | 538.133 | 5.8578 | 2561.6489 | 2594.823 | -1020.6641 | -253.2965 | 0.99987 | -1219.2589 | -273.6869 | 2621.0735 | 1163.4099 | 3717.8291 | -266.1845 | -1677.8104 | 2182.7583 | -323.7353 | 457.4936 | -958.667 | -49.0482 | -707.9921 | -696.0203 | 210.1042 | -103.1512
2030-03-22 | 16 | -33.4392 | 1035.4174 | -57.4411 | -363.0065 | -1949.869 | -627.8584 | 1878.835 | -597.498 | 544.9404 | -166.9494 | 3785.2627 | 63.1885 | 1174.3756 | 504.5444 | 2178.2859 | 417.5252 | 380.7568 | 209.9989 | -617.9055 | 791.2598 | -1488.0642 | -1994.8047 | -203.9364 | -58.5752 | 3942.7158 | -1390.7823 | -1682.4626 | -322.4299 | -115.6802 | -110.2296 | 498.4482 | 2418.6401 | -1233.0453 | 486.5799 | 6.0035 | 2586.0386 | 2210.6267 | -835.6844 | -69.9399 | 0.99919 | -1160.3329 | -369.2216 | 2736.1804 | 1180.3373 | 3954.1238 | -272.9287 | -1349.3752 | 2384.5732 | -416.9622 | 406.2846 | -1016.6081 | -159.7791 | -462.6907 | -1149.5315 | 210.1043 | -113.4038
2030-03-22 | 17 | -26.6728 | 1135.0758 | -56.2995 | -352.3616 | -1979.6925 | -665.3676 | 1974.7068 | -623.2153 | 959.9753 | -173.5688 | 3776.0464 | 49.8174 | 1130.8733 | 530.1663 | 2196.7715 | 344.0064 | 345.0438 | 209.9989 | -606.3883 | 745.2656 | -1535.2123 | -1856.2529 | -245.6645 | -57.4921 | 3855.7812 | -1375.8904 | -1787.4469 | -328.1159 | -122.0841 | -160.8772 | 577.0076 | 2167.1628 | -1182.202 | 425.6573 | 6.0349 | 2642.8997 | 1901.8247 | -829.3434 | -228.3569 | -2.6347 | -1126.7571 | -483.1075 | 3277.8728 | 1220.4114 | 4235.4663 | -274.4924 | -1746.0879 | 2361.6514 | -705.142 | 322.3041 | -1329.5931 | 124.7229 | 0.99965 | -1638.3615 | 210.1043 | -130.0441
2030-03-22 | 18 | -30.2197 | 1231.5443 | -57.7082 | -354.2076 | -1951.1447 | -715.0794 | 1743.5544 | -385.9888 | 1151.9778 | -168.8774 | 3787.7173 | 54.8919 | 1115.0962 | 515.7377 | 2162.0103 | 240.4328 | 308.317 | 209.9989 | -596.0511 | 649.1995 | -1528.1306 | -2020.5319 | -274.3782 | -59.9082 | 3833.3943 | -1437.0713 | -1667.6005 | -356.4022 | -129.6265 | -158.142 | 578.6215 | 2074.0125 | -1104.7145 | 372.9114 | 6.1038 | 2688.7039 | 1738.3706 | -660.712 | 0.99979 | 229.7205 | -1166.2175 | -571.3322 | 3569.0149 | 1276.5791 | 4722.3481 | -272.5335 | -1349.6086 | 2521.2778 | -751.4892 | 262.2195 | -1293.7194 | 209.546 | 274.5432 | -1883.9404 | 210.1043 | -100.2769
2030-03-22 | 19 | -35.9296 | 1274.8671 | -62.6217 | -384.4089 | -1838.6383 | -788.2062 | 1572.3848 | -195.1442 | 896.836 | -164.2342 | 3793.5552 | 41.0685 | 999.6543 | 480.3301 | 2097.2671 | 8.9345 | 305.6924 | 209.9989 | -578.0819 | 523.4108 | -1559.1675 | -2390.3816 | -303.2787 | -70.1579 | 3709.4006 | -1639.4962 | -1409.5961 | -388.2656 | -134.4441 | -139.6149 | 739.5764 | 2589.9426 | -892.1423 | 437.066 | 6.1916 | 2888.5 | 2254.4595 | -432.1631 | -2.0595 | 259.2345 | -1202.8708 | -712.1276 | 4117.6118 | 1304.0323 | 5061.5469 | -167.1479 | -1133.7197 | 2532.9819 | -852.0244 | 291.2122 | -1205.6516 | 121.6353 | 284.6731 | -1104.4186 | 210.1042 | -126.4619
2030-03-22 | 20 | -39.2448 | 578.7448 | -65.7375 | -385.135 | -1505.0121 | -438.6253 | 1455.1604 | 1.0005 | 90.8834 | -152.992 | 3781.3831 | 82.3056 | 1070.9836 | 509.9556 | 2199.1519 | -199.8343 | 294.1418 | 209.9989 | -760.6346 | 645.0535 | -1557.0012 | -2885.9019 | -157.2739 | -41.8892 | 4428.6426 | -1413.0028 | -1600.7029 | -279.4367 | -107.6627 | 155.471 | 498.8998 | 2945.5823 | -1111.3958 | 532.9111 | 5.9733 | 2579.0869 | 2865.5127 | -359.2442 | -2.1607 | 380.772 | -1718.7444 | -386.0851 | 4043.4204 | 1287.1735 | 5051.3877 | -201.273 | -1078.3179 | 2663.4031 | -904.6703 | 885.2816 | 252.9445 | -250.1345 | -215.1084 | 38.0922 | 210.1042 | -181.7818
2030-03-22 | 21 | -49.1062 | 634.015 | -74.3461 | -442.7685 | -1688.8063 | -510.752 | 436.0455 | -228.9294 | 1042.6597 | -156.9986 | 3782.9209 | 68.5504 | 981.5214 | 444.3648 | 2102.2747 | -562.0566 | 307.5402 | 209.9989 | -575.4716 | 640.5226 | -1494.1965 | -2727.3555 | -149.0359 | -74.0692 | 3648.1184 | -1800.5057 | -1596.7607 | -344.882 | -101.692 | 160.1008 | 607.0648 | 3589.3848 | -969.0289 | 716.5577 | 5.4292 | 2791.3125 | 3592.0667 | -411.8447 | -76.6956 | 1.0019 | -1682.0538 | -368.9441 | 4078.2983 | 1288.8223 | 5039.3252 | -171.3061 | -1361.7787 | 2627.7759 | -772.3895 | 798.4545 | -336.1856 | -49.5305 | -264.3578 | 312.5976 | 210.1043 | -201.5458
2030-03-22 | 22 | -55.154 | 291.9662 | -76.3991 | -476.0245 | -1861.678 | -382.9778 | 350.9714 | -629.0358 | 1375.3196 | -156.6949 | 3741.5544 | 69.5231 | 973.1179 | 405.1338 | 2021.687 | -609.4482 | 330.7026 | 209.9989 | -589.381 | 686.6912 | -1441.1746 | -2554.6406 | -110.8679 | -75.3711 | 3695.3218 | -1826.7189 | -1343.5908 | -307.8428 | -86.1243 | 222.351 | 577.1007 | 4188.0698 | -800.3235 | 875.645 | 6.4217 | 2964.0811 | 4818.8491 | -434.4814 | 0.99964 | 353.3047 | -1639.2148 | -238.6066 | 3416.7324 | 1257.9276 | 4623.9497 | -274.6989 | -697.2585 | 2852.4185 | -590.1686 | 807.3645 | -81.5975 | -50.4914 | 99.5436 | 2274.9045 | 210.1042 | -147.3178
2030-03-22 | 23 | -50.0628 | 727.2822 | -74.2221 | -477.5963 | -1696.1677 | -598.5067 | 268.0744 | -349.8544 | 838.936 | -148.9395 | 3697.4548 | 105.8801 | 1076.8398 | 331.7391 | 1860.8685 | -440.2978 | 314.3628 | 209.9989 | -584.7084 | 585.0845 | -1333.0129 | -2272.9351 | -178.9989 | -80.9465 | 3630.0298 | -1975.0966 | -1184.3418 | -402.513 | -100.7354 | 118.891 | 486.8997 | 3881.3044 | -623.5909 | 683.6167 | 6.563 | 3151.5735 | 4146.0254 | -619.1953 | -2.0669 | 1.3287 | -1719.8016 | -456.9196 | 2801.2734 | 1201.3629 | 4293.2339 | -283.3398 | -1104.5161 | 3188.8911 | -654.2266 | 582.1851 | -967.4435 | -87.4767 | -177.6689 | 1626.7003 | 210.1043 | -130.7969
2030-03-22 | 24 | -49.5028 | 441.7273 | -75.6578 | -451.722 | -1903.2776 | -524.7111 | 0.99202 | -1001.9235 | 862.9142 | -145.0147 | 3753.3528 | 158.0724 | 1210.6201 | 8.532 | 2068.9128 | -769.9908 | 314.0125 | 209.9989 | -574.7244 | 930.619 | -1259.2351 | -2253.697 | -78.2854 | -73.9518 | 3542.0442 | -1873.3357 | -1671.5919 | -382.6057 | -79.9194 | 167.5589 | -142.2452 | 3820.6169 | -986.152 | 765.069 | 5.6974 | 3082.4922 | 3834.8721 | -588.4809 | -294.0721 | 0.99858 | -1925.7024 | -45.1231 | 2970.6538 | 1186.9603 | 3633.4895 | -295.0526 | -1332.4598 | 3147.8855 | -401.5656 | 893.5825 | -763.6195 | 14.2801 | -1015.8635 | 2441.0217 | 210.1042 | -196.1984
2030-03-23 | 1 | -37.001 | 358.0263 | -71.1292 | -402.567 | -1905.1835 | -566.2569 | -590.1601 | -1128.5184 | 1484.0488 | -66.6909 | 3802.7002 | 194.9994 | 1478.5156 | -17.3858 | 1586.6941 | -292.89 | 284.7357 | 209.9989 | -545.9218 | 1039.4949 | -1602.1279 | -2152.5747 | 6.0947 | -71.9082 | 3247.6055 | -1690.4573 | -1731.7812 | -393.5023 | -75.0593 | 243.6395 | -475.7877 | 3286.8118 | -1135.7686 | 567.7292 | 6.0602 | 2960.8918 | 2907.729 | -506.325 | -115.5314 | -2.5048 | -1170.6401 | 255.7503 | 3114.1575 | 1248.9388 | 4017.5566 | -302.9752 | -650.0551 | 3299.02 | -87.3155 | 1021.8337 | -997.29 | 311.5466 | -1205.448 | 3299.9111 | 210.1042 | -294.4701
2030-03-23 | 2 | -31.2886 | 310.0148 | -69.1358 | -372.6035 | -1855.5991 | -513.3354 | 59.1936 | -1146.6625 | 1744.2787 | -67.4303 | 3786.7759 | 180.9865 | 1656.6367 | -250.2028 | 1567.9991 | -468.3597 | 406.471 | 209.9989 | -491.4684 | 971.6144 | -1427.3774 | -2230.5642 | -21.4675 | -83.0132 | 2951.2529 | -1734.064 | -1660.0219 | -363.2024 | -77.2058 | 209.2225 | -66.5874 | 3009.0867 | -1076.0977 | 724.7883 | 5.7599 | 2999.2349 | 2711.7488 | -225.3151 | 51.6662 | 0.99974 | -1276.3773 | 133.3729 | 3205.6641 | 1343.8555 | 4040.5107 | -2.9771 | -323.1971 | 3662.2561 | 422.3146 | 947.1296 | -1074.3011 | 199.5808 | -977.5421 | 3034.8215 | 210.1043 | -295.1519
2030-03-23 | 3 | -33.8952 | 62.7653 | -68.0316 | -352.7714 | -1904.5836 | -353.8305 | 404.0199 | -1353.4347 | 1789.7743 | -48.2674 | 3827.9753 | 167.4908 | 1665.0153 | -302.1031 | 1364.557 | -657.4594 | 472.029 | 209.9989 | -497.8429 | 959.7921 | -1354.1561 | -1961.2327 | -8.8993 | -86.1477 | 2951.9773 | -1608.5143 | -1491.5132 | -315.2586 | -70.1877 | 233.0712 | -150.6834 | 3543.645 | -1148.5724 | 857.0507 | 5.6757 | 2997.3708 | 3305.0122 | -71.0048 | 253.7577 | 1.0011 | -1454.1949 | 166.0082 | 3187.1687 | 1363.1375 | 4258.8418 | -3.2127 | -277.646 | 3895.4001 | 710.4211 | 999.0591 | -708.2956 | 109.5088 | -884.9772 | 2902.4287 | 210.1043 | -282.2617
2030-03-23 | 4 | -31.7617 | -42.6128 | -65.3759 | -339.1129 | -1907.0793 | -293.0421 | 253.6856 | -1263.6793 | 1959.5469 | -43.3635 | 3763.0762 | 157.6747 | 1551.8772 | -257.8174 | 1295.7817 | -1646.973 | 125.3072 | 209.9989 | -480.3918 | 876.4294 | -1297.5514 | -1117.6107 | -10.8799 | -87.049 | 2898.6216 | -1561.7528 | -1054.5345 | -313.868 | -70.5701 | 261.896 | -29.0732 | 3864.9993 | -1020.0397 | 875.2603 | 6.1334 | 3015.5557 | 3563.4583 | -90.5501 | 220.9826 | 1.0016 | -1379.5048 | 158.1057 | 3091.3137 | 1329.4534 | 4115.8784 | -3.1241 | -277.7879 | 3935.3679 | 620.0845 | 932.8458 | -629.7522 | 105.8651 | -720.8203 | 2470.5574 | 210.1043 | -277.6347
2030-03-23 | 5 | -40.7136 | -168.0034 | -69.0483 | -391.8384 | -1903.5756 | -218.2686 | 423.1196 | -1275.328 | 1771.9159 | -54.3155 | 3751.4348 | 143.9022 | 1496.743 | -226.7265 | 1329.5093 | -1770.2378 | 117.8421 | 209.9989 | -452.6464 | 955.0839 | -1366.0728 | -846.5878 | 33.2935 | -88.4662 | 2780.3154 | -1803.048 | -1284.6819 | -309.0301 | -63.0091 | 338.927 | 75.5185 | 4622.0884 | -966.2956 | 1089.5239 | 6.093 | 3050.5503 | 4664.1289 | -129.1889 | 158.7561 | 0.99968 | -1342.5892 | 294.52 | 3055.5679 | 1299.0427 | 3993.1147 | -3.037 | -278.0464 | 3881.2749 | 457.8585 | 995.8937 | -343.3142 | 0.99445 | -785.6595 | 3227.5525 | 210.1043 | -308.3706
2030-03-23 | 6 | -57.3342 | -120.5287 | -79.1107 | -495.6239 | -1909.5564 | -267.0747 | 0.99236 | -805.3978 | 738.7734 | -95.6951 | 3751.0337 | 60.1509 | 1533.8053 | -256.5786 | 1451.5557 | -2617.3308 | 181.505 | 209.9989 | -373.003 | 812.3889 | -1450.9303 | -1140.9163 | 46.1991 | -99.5465 | 2369.79 | -2395.0083 | -842.2803 | -385.0312 | -66.1995 | 443.5647 | 457.0015 | 6107.4438 | -441.7171 | 1273.545 | 6.531 | 3175.415 | 6351.6748 | -166.2152 | 79.7732 | 1.0004 | -1145.0601 | 372.2397 | 3119.0562 | 1288.2704 | 3946.5906 | -2.9565 | -277.6211 | 3653.0583 | -61.2113 | 892.2064 | 40.3378 | -233.7669 | -594.0287 | 4593.8921 | 210.1042 | -269.8842
2030-03-23 | 7 | -70.5163 | -552.1042 | -85.7835 | -531.9584 | -1699.1177 | -85.245 | -3.2751 | -937.6183 | 1.0045 | -111.2241 | 3767.9792 | 61.8847 | 1507.9495 | -141.6778 | 1607.6786 | -2726.2341 | 312.0133 | 209.9989 | -404.8987 | 882.264 | -1478.252 | -1634.3241 | 105.472 | -90.6445 | 2550.3611 | -2458.2737 | -818.5614 | -333.9923 | -48.5964 | 554.1818 | 607.2009 | 7219.6108 | -436.8003 | 1591.2704 | 6.184 | 3170.2563 | 7675.979 | 454.4224 | 578.171 | 449.9615 | -1380.3152 | 443.4364 | 3533.6772 | 1511.3661 | 4191.9575 | 591.9373 | -279.7251 | 3858.4548 | 300.7197 | 1170.9448 | 717.4988 | -794.1376 | -781.4285 | 6658.8516 | 210.1042 | -227.003
2030-03-23 | 8 | -61.7832 | -126.0188 | -86.5824 | -533.9078 | -1319.2025 | -386.8907 | -477.0727 | -558.5879 | 347.4869 | -138.8743 | 3773.7195 | 21.6797 | 1584.4141 | 0.99966 | 1698.9025 | -2330.2334 | 238.8588 | 209.9989 | -387.624 | 604.3892 | -1473.2548 | -1737.9104 | 3.5776 | -90.5236 | 2524.1721 | -2434.0688 | -423.6939 | -417.7823 | -66.7812 | 452.4344 | 730.4886 | 6322.2812 | -249.6693 | 1310.6498 | 6.2818 | 3193.1033 | 6801.0483 | 94.7788 | 214.1971 | 450.126 | -1141.5233 | 37.0068 | 3764.4675 | 1324.5819 | 4576.5215 | -3.8993 | -277.0084 | 3573.2285 | -197.3051 | 723.2267 | 135.8607 | -1012.3375 | -278.9437 | 6156.0957 | 210.1043 | -85.2448
2030-03-23 | 9 | -60.3424 | -211.309 | -83.6685 | -499.2744 | -1460.7108 | -402.6249 | -573.4843 | -590.991 | 821.892 | -157.5982 | 3791.3179 | 45.5756 | 1803.7438 | 246.1735 | 1822.7698 | -2126.4614 | 154.4032 | 209.9989 | -402.9066 | 625.5145 | -1467.8682 | -1894.999 | 0.99886 | -88.2641 | 2633.4778 | -2155.0977 | -466.7757 | -410.2077 | -65.9509 | 452.8333 | 862.1031 | 5573.5845 | -392.7905 | 1196.9678 | 5.5115 | 3146.7632 | 6306.9624 | -54.1585 | 76.2737 | 450.3279 | -1244.5735 | -61.0805 | 3832.9739 | 1296.2794 | 4730.1353 | -293.0802 | -277.1846 | 3100.6008 | -800.5684 | 790.1656 | -81.6699 | -643.9231 | -358.2477 | 6681.6382 | 210.1042 | -105.1773
2030-03-23 | 10 | -58.7245 | -105.6754 | -77.4662 | -497.8533 | -1695.6149 | -362.6268 | -269.7812 | -859.2505 | 742.6096 | -178.8265 | 3788.5483 | 58.8947 | 1332.5374 | 344.212 | 2098.2424 | -2215.4919 | 137.2531 | 209.9989 | -431.1274 | 659.6028 | -1459.8589 | -1872.4482 | -10.9195 | -84.4271 | 2751.9126 | -2112.9253 | -272.4745 | -421.0998 | -68.4466 | 347.6206 | 1313.8519 | 5378.4004 | -251.4865 | 1159.5878 | 6.4093 | 3164.4949 | 6447.6372 | -197.5636 | 1.0018 | 148.9652 | -1166.9011 | -210.9195 | 3712.1941 | 1263.8608 | 4662.5967 | -288.8762 | -681.5605 | 2851.8994 | -602.9955 | 857.9547 | -638.4828 | -27.237 | -667.7601 | 6752.2568 | 210.1043 | -167.7501
2030-03-23 | 11 | -45.3162 | 212.8404 | -69.8149 | -470.726 | -1897.5808 | -472.8555 | -206.8121 | -862.8455 | 832.3852 | -184.4556 | 3794.4258 | 86.4533 | 1303.183 | 372.7372 | 2211.074 | -1485.9417 | 156.4352 | 209.9989 | -423.1378 | 633.2084 | -1485.9802 | -2071.6741 | -85.8336 | -82.3014 | 2680.1191 | -1929.2924 | -414.5529 | -446.1551 | -81.1942 | 222.1826 | 919.7587 | 3887.009 | -384.6526 | 815.84 | 5.3091 | 3135.7275 | 5455.4429 | -288.7877 | -20.0504 | -3.6315 | -995.7457 | -349.6671 | 3595.5461 | 1265.2899 | 4672.2676 | -288.9084 | -955.0097 | 2465.5403 | -244.6353 | 516.1807 | -1713.64 | 500.4676 | -574.8375 | 5027.6338 | 210.1042 | -171.9363
2030-03-23 | 12 | -34.6458 | 477.9835 | -65.5153 | -478.9609 | -1928.5929 | -545.6884 | 0.99117 | -804.861 | 948.9716 | -177.1223 | 3839.6814 | 79.2895 | 1062.8185 | 262.3687 | 2025.3069 | -1015.1386 | 240.8737 | 209.9989 | -421.2733 | 569.8756 | -1496.4994 | -2527.7017 | -134.3166 | -80.7296 | 2610.5508 | -1997.4388 | -304.4682 | -473.7125 | -91.9883 | 138.3878 | 934.3374 | 3511.6843 | -238.0383 | 699.4536 | 5.1836 | 3164.0908 | 5301.3774 | -235.0188 | 1.0007 | 55.4039 | -816.9047 | -442.8234 | 3550.9897 | 1274.4928 | 4664.2173 | -290.8859 | -1036.0339 | 2548.3562 | 62.7879 | 278.1598 | -2020.9724 | 520.619 | -537.0051 | 4541.0366 | 210.1042 | -117.1109
2030-03-23 | 13 | -35.6694 | 268.3847 | -62.2753 | -479.3657 | -1911.1779 | -389.7313 | -281.5118 | -1255.4266 | 1071.6749 | -159.886 | 3829.7925 | 96.8589 | 1058.5104 | 234.206 | 1907.1195 | -1377.2787 | 175.1232 | 209.9989 | -416.1328 | 786.9932 | -1520.3781 | -3084.3281 | -70.7256 | -77.8638 | 2482.3369 | -1958.8768 | -958.7127 | -420.9522 | -78.48 | 177.4464 | 718.8586 | 3212.7349 | -428.9489 | 792.6091 | 5.2964 | 3131.1326 | 5215.8843 | -226.8235 | 1.0002 | 111.7495 | -939.9867 | -265.3426 | 3511.8389 | 1275.6787 | 4624.0513 | -291.5395 | -1056.0323 | 2607.9092 | -49.2157 | 573.4991 | -1501.8053 | 376.7287 | -718.6699 | 5548.5063 | 210.1042 | -150.8678
2030-03-23 | 14 | -36.9207 | 604.4412 | -62.1909 | -506.1389 | -1949.6919 | -615.4627 | -1951.2811 | -696.595 | 835.0442 | -167.1745 | 3770.0991 | 59.5564 | 1001.1708 | 230.3604 | 1850.7375 | -1705.8892 | 96.9727 | 209.9989 | -385.7139 | 607.808 | -1414.597 | -3139.9045 | -65.3708 | -86.8789 | 2377.6338 | -2285.0862 | -699.0804 | -523.0531 | -91.0547 | 287.4396 | 978.9733 | 2965.0483 | -47.762 | 755.3771 | 5.6688 | 3235.1331 | 5129.2739 | -204.0958 | 1.1384 | 181.2734 | -855.3338 | -130.1198 | 3459.9089 | 1270.3893 | 4620.0503 | -316.3114 | -858.7951 | 2677.7661 | 43.9068 | 646.8413 | -1371.1147 | 339.0867 | -735.222 | 6126.167 | 210.1043 | -221.3354
2030-03-23 | 15 | -36.526 | 611.0184 | -60.196 | -493.9024 | -1963.8386 | -567.4639 | -1555.7994 | -826.0154 | 1142.9624 | -245.1169 | 3815.9934 | -90.8024 | 1061.3496 | 243.3244 | 1947.9204 | -1442.4026 | 107.2092 | 209.9989 | -375.5392 | 581.1347 | -1379.8677 | -2934.5059 | -67.573 | -90.2439 | 2368.6724 | -2268.7361 | -456.5957 | -496.9333 | -91.254 | 267.8483 | 1048.7842 | 2917.1284 | -36.6202 | 776.497 | 5.7103 | 3267.3521 | 5186.6548 | -249.116 | 0.99672 | 97.5173 | -672.5947 | -79.9949 | 3356.772 | 1246.5864 | 4510.7041 | -295.6602 | -1054.188 | 2750.7395 | -87.6596 | 523.7328 | -1954.0341 | 776.5613 | -517.7803 | 5403.436 | 210.1043 | -277.1697
2030-03-23 | 16 | -37.1893 | 866.1063 | -61.2411 | -518.4951 | -1963.3501 | -718.6667 | -1728.1157 | -882.6519 | 1197.3402 | -268.0627 | 3814.7778 | -149.6597 | 1202.3829 | 227.9368 | 1987.8981 | -213.603 | 447.1187 | 209.9989 | -435.1892 | 522.3806 | -1412.7969 | -2661.3972 | -114.4989 | -79.4423 | 2590.5823 | -2306.8713 | -365.6455 | -548.2075 | -99.3441 | 203.1923 | 829.6995 | 3368.4165 | -0.0070486 | 646.3746 | 5.3986 | 3238.28 | 5247.6382 | -361.2971 | -51.9752 | 1.0004 | -775.0764 | -193.1473 | 3159.2915 | 1215.4117 | 4411.7241 | -295.6434 | -1094.9186 | 2951.3904 | -246.1977 | 519.4188 | -2087.4998 | 876.1439 | -539.609 | 5584.5635 | 210.1042 | -286.8377
2030-03-23 | 17 | -25.6045 | 950.4316 | -56.9695 | -465.1256 | -1968.6879 | -874.9937 | -2844.7927 | -775.6096 | 1159.8978 | -245.6144 | 3763.4023 | -88.6069 | 1443.4991 | 249.6817 | 1970.9871 | -133.2228 | 283.6407 | 209.9989 | -417.5792 | 497.5391 | -1421.0317 | -2700.978 | -108.3876 | -89.8199 | 2564.863 | -2080.0505 | -617.1544 | -560.6744 | -101.5527 | 243.0369 | 812.4517 | 2300.9211 | -211.9669 | 446.3246 | 4.3351 | 3226.6318 | 3716.5588 | -571.4235 | -216.8872 | -2.2104 | -741.5549 | -160.9385 | 2969.1812 | 1158.1896 | 4022.0898 | -291.6129 | -941.0049 | 3010.7451 | -343.1157 | 551.9674 | -2365.9319 | 726.6253 | -741.6114 | 5525.2979 | 210.1043 | -297.5748
2030-03-23 | 18 | -18.2991 | 1155.1334 | -53.7783 | -453.0001 | -1984.2823 | -986.832 | -3410.7617 | -310.6544 | 1015.1216 | -160.5004 | 3771.2148 | 87.9676 | 1556.6594 | 303.1983 | 1943.9885 | -82.9685 | 284.5581 | 209.9989 | -419.6595 | 541.4952 | -1469.0591 | -2933.2581 | -107.629 | -74.5955 | 2599.1101 | -2012.6399 | -624.3652 | -588.1351 | -110.1263 | 262.4639 | 613.0309 | 1253.5686 | -113.8392 | 208.5804 | 5.7181 | 3177.2051 | 2522.3049 | -500.42 | -23.2917 | 1.0006 | -638.601 | -128.4414 | 3032.2542 | 1136.373 | 4214.2744 | -287.5069 | -712.0519 | 3136.8562 | -440.7698 | 467.7683 | -1942.7844 | 458.805 | -505.1894 | 4288.5229 | 210.1043 | -242.2211
2030-03-23 | 19 | -24.0259 | 1040.9462 | -53.9473 | -443.8296 | -1986.5573 | -954.5189 | -3466.8 | -232.0053 | 630.949 | -161.0835 | 3763.8328 | 107.4255 | 1962.7272 | 345.9691 | 2084.2134 | 72.1098 | 190.3443 | 209.9989 | -392.5517 | 522.8723 | -1467.1812 | -3172.8345 | -112.5586 | -83.2898 | 2497.1064 | -1902.2703 | -889.809 | -572.466 | -108.8519 | 298.0286 | 604.8229 | 1056.9725 | -343.4619 | 184.3499 | 4.7019 | 3114.3652 | 2166.6311 | -510.3205 | -2.1893 | 210.2351 | -707.8617 | -199.0641 | 3020.9263 | 1126.5701 | 4126.1201 | -278.5919 | -833.5837 | 2921.7283 | -953.7266 | 532.061 | -1286.3015 | 189.6013 | -368.9323 | 4688.7427 | 0.10427 | -211.4253
2030-03-23 | 20 | -29.9194 | 720.351 | -58.1875 | -465.8411 | -1931.9291 | -827.0703 | -3714.2766 | -126.7407 | 548.4039 | -173.8244 | 3784.1416 | 86.7987 | 1946.4899 | 383.6286 | 2202.2996 | -87.2008 | 299.8224 | 209.9989 | -399.0445 | 490.8486 | -1496.9298 | -3368.9963 | -101.1022 | -81.928 | 2527.8411 | -1947.8358 | -612.2914 | -513.6805 | -99.7016 | 372.7064 | 944.7546 | 1695.5873 | -120.8662 | 310.7076 | 5.4181 | 3162.9468 | 2927.1353 | -503.0539 | -2.3034 | 252.4941 | -861.7656 | -344.041 | 2949.0493 | 1106.3865 | 4038.7383 | -277.3842 | -565.2592 | 2982.6553 | -879.4524 | 536.2333 | -392.4896 | -70.6857 | -2.5147 | 5512.6636 | 0.10427 | -100.8236
2030-03-23 | 21 | -38.2762 | 555.4956 | -66.2212 | -499.4202 | -1907.4155 | -818.6493 | -4336.8486 | -154.7186 | 622.0811 | -170.5777 | 3780.6672 | 97.7672 | 1941.1345 | 357.9951 | 2178.7302 | -275.1603 | 318.2977 | 209.9989 | -414.3079 | 585.7943 | -1461.1362 | -3263.574 | -46.2727 | -80.6345 | 2609.9185 | -2087.0652 | -754.6962 | -531.83 | -89.2811 | 448.9505 | 946.1877 | 2414.0347 | -117.0892 | 445.01 | 5.3357 | 3177.3655 | 3521.2083 | -453.2767 | 1.004 | 450.5273 | -1008.5873 | -198.8571 | 3045.2083 | 1117.9631 | 4173.2432 | -279.3624 | -446.7714 | 2930.5444 | -784.8882 | 671.6526 | -99.3713 | -51.3862 | -91.2522 | 6545.7295 | 0.10427 | -119.8865
2030-03-23 | 22 | -44.0234 | 288.5961 | -73.8236 | -543.435 | -1912.6678 | -711.8211 | -4188.875 | -520.632 | 484.9882 | -168.9309 | 3774.3772 | 84.3354 | 1557.6549 | 341.3424 | 2102.8879 | -1185.7538 | 192.6064 | 209.9989 | -474.3266 | 699.6584 | -1559.25 | -3036.7004 | 2.0225 | -77.5207 | 2823.8252 | -2323.7551 | -888.6605 | -539.5772 | -74.1263 | 465.254 | 861.4039 | 3889.8318 | -76.6159 | 815.589 | 6.308 | 3269.2061 | 5002.3047 | -471.8893 | 1.0004 | 0.99991 | -1133.4783 | -50.1457 | 2712.5586 | 1083.306 | 3908.103 | -283.0825 | -1148.3621 | 4348.3369 | 497.7375 | 962.4589 | 318.3212 | -290.5812 | -743.0692 | 8263.9404 | 210.1042 | -133.8748
2030-03-23 | 23 | -48.2715 | 185.5116 | -74.7421 | -537.2914 | -1920.1049 | -525.727 | -4032.1001 | -679.4987 | 463.1656 | -147.4655 | 3775.9634 | 88.2832 | 1792.9722 | 275.8804 | 1871.4146 | -1695.1156 | 112.311 | 209.9989 | -472.5384 | 785.0435 | -1579.188 | -2862.5999 | -4.5067 | -75.2212 | 2817.2866 | -2308.0024 | -897.4223 | -495.9337 | -73.4414 | 415.8845 | 695.2905 | 4427.4321 | -142.9402 | 1002.5775 | 6.5321 | 3230.1125 | 5217.8965 | -342.9326 | 84.1698 | 450.3682 | -1077.9407 | -16.6414 | 3228.6245 | 1153.7365 | 4584.457 | -289.2528 | -277.3554 | 3113.7175 | -919.5534 | 865.0192 | 315.9109 | -282.1088 | -873.1951 | 7281.3438 | 210.1043 | -108.3211
2030-03-23 | 24 | -50.3461 | 212.2096 | -74.8546 | -526.5168 | -1933.891 | -553.5632 | -3649.8674 | -837.5556 | 742.0311 | -107.034 | 3753.4758 | 81.7804 | 1626.3885 | 143.9564 | 1569.3445 | -1728.0011 | 172.4184 | 209.9989 | -429.3929 | 759.4993 | -1489.2778 | -2226.1382 | -10.8204 | -78.1212 | 2608.4241 | -2434.9297 | -687.3317 | -506.5519 | -73.1263 | 395.1535 | 903.1415 | 4615.3789 | 49.8686 | 995.7463 | 6.7216 | 3228.4297 | 5184.832 | -601.6884 | -2.0768 | 52.4043 | -821.0615 | 0.99804 | 2520.9902 | 1098.7772 | 3916.0508 | -296.8714 | -1243.2681 | 3538.8235 | -930.0443 | 808.0568 | -7.1659 | -327.1392 | -949.2538 | 7616.0659 | 210.1043 | -125.6692
2030-03-24 | 1 | -50.5898 | 58.3094 | -71.9203 | -506.2753 | -1987.7228 | -526.0983 | -3678.8528 | -710.238 | 1167.7203 | -141.8041 | 3771.7214 | -15.8187 | 1190.6508 | -176.3757 | 1560.5483 | -2083.1204 | 124.047 | 209.9989 | -257.2095 | 700.4402 | -1255.449 | -2351.7778 | -2.571 | -102.0979 | 1839.2672 | -2413.4409 | -525.4635 | -490.1748 | -65.7367 | 427.77 | 1032.4957 | 4621.6821 | 87.1245 | 1054.214 | 6.2476 | 3087.8918 | 5443.7407 | -530.2661 | -2.0711 | 111.5123 | -1029.64 | -14.6718 | 2660.0085 | 1154.4506 | 3809.0061 | -305.1644 | -1065.147 | 3455.4707 | -891.4557 | 815.1292 | 1.0203 | -50.6241 | -479.2007 | 8834.1855 | 210.1043 | -172.4533
2030-03-24 | 2 | -52.2244 | -19.0681 | -70.0789 | -482.4531 | -2001.313 | -413.2868 | -2941.4395 | -842.6281 | 1372.3901 | -176.3688 | 3762.1824 | -122.5234 | 1019.9958 | -254.3199 | 1441.1318 | -2045.5515 | 155.052 | 209.9989 | -266.5344 | 644.2438 | -1070.3169 | -2480.2773 | -41.1686 | -105.8032 | 1893.4335 | -2391.6536 | -342.1761 | -457.6624 | -67.4724 | 382.8079 | 995.4395 | 4767.4409 | 106.9595 | 1130.705 | 6.2633 | 3106.7451 | 5824.2998 | -494.3351 | -2.1282 | 0.99997 | -1387.7581 | -133.71 | 2734.8582 | 1195.3019 | 3921.6829 | -310.5825 | -763.6448 | 3447.1592 | -733.9752 | 738.9415 | -82.146 | -50.0766 | -252.1866 | 8541.8027 | 210.1042 | -183.9348
2030-03-24 | 3 | -45.632 | 64.6059 | -67.6839 | -446.1047 | -1760.6259 | -425.1067 | -1607.7388 | -603.4702 | 1517.1559 | -175.8165 | 3763.8066 | -146.7585 | 866.8762 | -184.9288 | 1338.5907 | -1824.0739 | 156.8922 | 209.9989 | -268.6826 | 712.8874 | -1244.8677 | -2272.9351 | -10.4578 | -102.3401 | 1893.6648 | -2184.082 | -488.9129 | -423.5656 | -71.9216 | 387.2619 | 818.5832 | 4178.3291 | -107.2279 | 1041.4792 | 6.1597 | 3090.6567 | 5115.9131 | -496.0313 | -2.1891 | 1.0005 | -1007.1227 | 14.6201 | 2630.2034 | 1212.9723 | 3853.6367 | -312.6402 | -446.7458 | 3618.1096 | -308.7806 | 656.3413 | -90.8295 | 0.99754 | -4.8988 | 6051.6138 | 210.1042 | -167.8535
2030-03-24 | 4 | -46.1141 | 130.0996 | -68.4817 | -456.053 | -1654.765 | -501.8581 | -1971.9718 | -199.8695 | 1308.9255 | -171.2639 | 3765.3149 | -142.2082 | 1014.8454 | -158.2995 | 1283.4453 | -1593.9624 | 153.8527 | 209.9989 | -269.8075 | 644.93 | -1232.097 | -2141.1008 | -19.8934 | -112.5081 | 1928.3589 | -2255.1396 | -326.7938 | -459.9329 | -75.0359 | 403.8462 | 1171.2709 | 4208.0083 | 31.2212 | 1016.5232 | 6.6507 | 3162.9272 | 5192.9453 | -497.3764 | -2.201 | 1.0006 | -971.676 | -19.8994 | 2570.8162 | 1167.5991 | 3798.4368 | -313.9537 | -382.916 | 3639.9607 | -409.9068 | 651.8164 | 0.9973 | 0.99996 | -4.9487 | 6097.3442 | 210.1043 | -161.696
2030-03-24 | 5 | -43.8298 | 240.4192 | -67.5433 | -455.0291 | -1637.6547 | -600.0462 | -2277.469 | -82.1985 | 1246.0109 | -175.593 | 3769.4736 | -161.0951 | 1082.1387 | -126.4311 | 1281.1208 | -1356.7076 | 154.3227 | 209.9989 | -260.239 | 579.7059 | -1214.8168 | -1862.5093 | -35.1838 | -107.7711 | 1920.496 | -2299.6848 | -203.6262 | -495.4116 | -79.1186 | 408.6085 | 1078.3302 | 3993.4363 | 105.313 | 936.4741 | 7.1665 | 3128.0483 | 4940.939 | -493.1172 | -2.2485 | 0.99999 | -938.9203 | -83.8965 | 2551.6394 | 1144.5492 | 3766.833 | -313.2404 | -431.6698 | 3631.2988 | -492.7497 | 647.1561 | 0.99538 | -49.4953 | -4.4218 | 6332.2104 | 210.1043 | -159.1521
2030-03-24 | 6 | -40.2632 | 332.1448 | -67.5006 | -454.2928 | -1654.2603 | -708.6061 | -2882.9482 | -190.5813 | 506.0555 | -177.3013 | 3756.5381 | -146.913 | 1255.3512 | -134.2134 | 1359.7992 | -1183.6627 | 135.9342 | 209.9989 | -269.2237 | 567.0929 | -1220.4897 | -1987.1543 | -37.5022 | -105.6777 | 2045.6906 | -2308.832 | -245.9255 | -521.23 | -80.128 | 423.5832 | 969.0657 | 3438.8376 | 59.023 | 840.8596 | 6.9933 | 3126.3279 | 4684.5513 | -482.0169 | -2.2147 | 1.0003 | -1040.5867 | -121.7958 | 2639.5381 | 1134.6565 | 3854.1821 | -313.2887 | -647.8055 | 3506.1558 | -672.5792 | 698.017 | 321.9729 | -431.6722 | -137.8573 | 6725.8662 | 210.1042 | -109.3975
2030-03-24 | 7 | -40.8624 | 153.8203 | -68.5424 | -456.3351 | -1962.5056 | -564.5291 | -3326.3567 | -559.3645 | 543.504 | -196.0416 | 3702.8752 | -168.1625 | 761.0453 | -91.4149 | 1497.7363 | -1210.0065 | 100.0038 | 209.9989 | -276.667 | 577.2629 | -1340.2056 | -2499.2568 | -49.4078 | -100.8929 | 2001.3843 | -2142.272 | -397.786 | -475.5541 | -76.6358 | 374.0331 | 923.3552 | 3505.8396 | -13.4696 | 958.408 | 7.4033 | 3070.3286 | 5031.0063 | -3.2443 | 419.4015 | 1.0006 | -1176.2571 | -215.5654 | 3173.8672 | 1223.3582 | 4433.8374 | 16.8721 | -277.0143 | 3977.8896 | -229.0571 | 796.4888 | -82.1763 | -237.5254 | -1.9391 | 6673.5327 | 210.1043 | -123.3191
2030-03-24 | 8 | -37.9963 | 211.1072 | -71.1469 | -470.4611 | -1814.2802 | -678.5986 | -3962.2275 | -430.9801 | 802.2399 | -194.041 | 3739.8218 | -158.9838 | 1051.3342 | 97.5689 | 1542.4506 | -779.3483 | -3.9135 | 209.9989 | -292.2393 | 658.199 | -1289.7424 | -2784.4148 | -15.6478 | -110.2391 | 2214.584 | -2112.8101 | -763.571 | -485.0298 | -73.9976 | 413.404 | 476.9747 | 2881.342 | -224.2672 | 901.2449 | 6.6969 | 3120.6921 | 4705.0874 | -333.1334 | 0.99902 | 275.1499 | -1262.2275 | -161.0536 | 3054.3003 | 1142.2697 | 4200.0469 | -309.1932 | -277.409 | 3551.0366 | -617.2975 | 835.6684 | 23.5279 | -601.8215 | -0.86773 | 6297.3496 | 210.1042 | -107.5998
2030-03-24 | 9 | -20.5773 | 446.6926 | -66.1775 | -435.8708 | -1908.9872 | -1018.0995 | -6608.4722 | -161.3189 | 569.8207 | -187.4414 | 3741.6252 | -132.1326 | 1313.1367 | 131.6511 | 1491.6836 | 201.806 | 170.4763 | 209.9989 | -283.0959 | 687.7108 | -1152.2457 | -3003.8123 | 13.78 | -105.0199 | 2142.9841 | -1945.9587 | -872.6458 | -578.8547 | -77.4831 | 481.7151 | 329.0611 | 1166.248 | -293.214 | 335.9647 | 5.8321 | 3028.4905 | 2828.5774 | -354.4299 | 1.0008 | 81.7644 | -1240.3368 | -100.412 | 3042.7861 | 1112.7842 | 4103.5757 | -303.1694 | -277.2059 | 3319.2019 | -789.2748 | 847.5178 | -33.8066 | -637.9602 | -113.9472 | 5440.9253 | 210.1043 | -114.1693
2030-03-24 | 10 | -14.3627 | 537.2465 | -61.8927 | -407.7405 | -1909.7404 | -969.1531 | -7732.3037 | -16.044 | 122.1406 | -221.0572 | 3757.0935 | -115.5083 | 1503.3783 | 250.8619 | 1687.3121 | 30.3267 | 110.8844 | 209.9989 | -256.0819 | 562.035 | -1222.7446 | -2815.8733 | -32.9368 | -111.803 | 1963.3584 | -1801.0336 | -566.2131 | -566.2475 | -87.0788 | 448.9239 | 267.8985 | 754.1461 | -213.6685 | 253.0002 | 5.9893 | 3052.4128 | 1833.8398 | -489.06 | -137.9903 | 1.001 | -1096.5001 | -203.0551 | 2892.6697 | 1072.5536 | 4069.1743 | -298.3076 | -1000.7887 | 3131.7124 | -725.3534 | 633.2031 | -1367.212 | -278.6668 | -684.4126 | 2166.1604 | 210.1042 | -153.5767
2030-03-24 | 11 | -5.0263 | 591.674 | -53.4387 | -353.9897 | -1935.7095 | -889.9542 | -7660.5176 | -10.9986 | 635.7033 | -227.2311 | 3763.397 | -110.6168 | 1663.5824 | 326.4663 | 1765.483 | -39.4717 | -1.5343 | 209.9989 | -238.8577 | 486.5266 | -1167.5319 | -2590.0288 | -69.0966 | -110.5078 | 1913.4459 | -1600.452 | -328.1905 | -530.9709 | -95.2261 | 391.0373 | 192.4024 | 30.5986 | -264.6408 | 122.0692 | 5.7922 | 3048.2393 | 902.596 | -558.1017 | -231.9973 | 0.99898 | -784.2641 | -232.1273 | 2920.5005 | 1039.5869 | 3984.0552 | -297.054 | -998.4858 | 2957.1885 | -726.7507 | 387.9032 | -941.5306 | -196.5212 | -493.5456 | 290.9556 | 210.1042 | -37.6519
2030-03-24 | 12 | -14.2717 | 695.8428 | -50.1727 | -335.4752 | -1981.5469 | -912.67 | -7289.3511 | -2.1631 | 1024.5754 | -236.3023 | 3764.3057 | -139.3811 | 1620.277 | 332.4272 | 1753.2841 | 77.7641 | 74.9538 | 209.9989 | -235.4808 | 487.5381 | -1109.1631 | -2622.2471 | -43.2084 | -120.0873 | 1882.2052 | -1653.1029 | -292.6044 | -525.9742 | -96.7244 | 413.905 | 357.029 | 3.8743 | -259.57 | 129.8293 | 5.6236 | 3121.6152 | 847.9008 | -498.1869 | -2.0415 | 1.0009 | -735.137 | -59.703 | 2912.2458 | 1046.4637 | 4195.7495 | -299.7264 | -999.1193 | 2692.7979 | -538.2574 | 569.0218 | -764.065 | 23.9965 | -471.7898 | 20.9989 | 210.1042 | -151.6096
2030-03-24 | 13 | -15.7327 | 764.3842 | -48.8359 | -336.5808 | -2013.5032 | -955.6439 | -6726.27 | -46.7683 | 711.8751 | -242.7916 | 3757.7632 | -160.9124 | 1537.7694 | 291.4792 | 1704.7756 | -34.4158 | 179.6945 | 209.9989 | -246.0671 | 443.0554 | -918.5769 | -2439.1028 | -59.4654 | -130.2314 | 2016.7129 | -1712.3917 | -173.4441 | -533.1669 | -98.3587 | 409.9189 | 458.4264 | 99.4733 | -219.1956 | 162.5768 | 5.5074 | 3216.2205 | 1183.6154 | -502.168 | 0.99898 | 226.4835 | -920.3506 | -84.9678 | 2844.7859 | 1064.1216 | 4128.9009 | -297.661 | -658.9466 | 2635.6992 | -357.7739 | 521.4016 | -451.4867 | 10.1846 | -297.4614 | 865.7592 | 210.1043 | -165.6289
2030-03-24 | 14 | -12.8886 | 948.7808 | -46.2853 | -332.3047 | -2023.3036 | -986.2214 | -6514.729 | -40.1538 | 909.778 | -232.2682 | 3765.196 | -154.0775 | 1461.6735 | 275.3805 | 1664.2874 | 56.631 | 162.3689 | 209.9989 | -248.5573 | 367.5482 | -821.5325 | -2396.6724 | -99.3015 | -131.6765 | 2031.6322 | -1705.0212 | -143.8417 | -540.5927 | -106.1672 | 360.8185 | 435.224 | 5.2997 | -198.8426 | 80.8626 | 5.3679 | 3222.02 | 958.0452 | -502.2098 | 1.0004 | 216.8289 | -921.8621 | -149.6952 | 2743.9011 | 1060.9225 | 4018.531 | -298.3121 | -674.0977 | 2803.7178 | -248.1758 | 304.4589 | -986.2206 | 229.5096 | -6.8337 | -178.0777 | 210.1042 | -199.5796
2030-03-24 | 15 | -1.7876 | 1208.9147 | -45.053 | -331.759 | -2037.5562 | -1081.8055 | -6530.0146 | -29.0626 | 1155.5195 | -228.6167 | 3765.127 | -195.0291 | 1401.1914 | 239.3639 | 1661.1857 | 118.4957 | 186.9981 | 209.9989 | -277.656 | 281.5101 | -861.2841 | -2078.8367 | -146.6549 | -125.0344 | 2152.7551 | -1715.7552 | 2.3143 | -553.723 | -116.4497 | 284.6664 | 500.1029 | 66.5712 | -139.6979 | 1 | 6.2501 | 3224.2881 | 380.7045 | -501.6359 | 1.0001 | 219.945 | -781.3895 | -262.1232 | 2733.8928 | 1050.3348 | 4008.8159 | -298.3013 | -857.2745 | 2913.8875 | -200.0244 | 263.6284 | -1144.4169 | 547.0033 | 188.3434 | -1759.6979 | 210.1042 | -234.3762
2030-03-24 | 16 | -13.3584 | 915.9599 | -45.6396 | -322.1691 | -2029.4484 | -816.3673 | -4687.3125 | -617.2456 | 1259.0934 | -206.0226 | 3756.9038 | -194.1143 | 1433.3955 | 291.2235 | 1597.2272 | 265.9973 | 203.1626 | 209.9989 | -298.4133 | 480.3089 | -983.3036 | -2233.7214 | -102.1916 | -116.3685 | 2165.0256 | -1512.8113 | -486.0684 | -457.4921 | -101.6951 | 261.4589 | 141.21 | 696.2693 | -587.6838 | 148.4787 | 4.3906 | 3106.676 | 945.1083 | -524.6801 | 1.0003 | 178.8367 | -990.3317 | -105.3296 | 2732.8564 | 1065.6 | 4010.1121 | -299.0123 | -678.1537 | 2986.1072 | -482.6783 | 443.368 | -1135.8944 | 805.5964 | 161.4353 | -765.0549 | 210.1043 | -293.535
2030-03-24 | 17 | -14.8577 | 802.8159 | -45.2491 | -314.2777 | -2033.9918 | -646.3132 | -4166.2119 | -746.7662 | 1174.6078 | -189.3523 | 3756.1489 | -172.067 | 1455.8907 | 302.008 | 1570.5503 | 29.1198 | 207.421 | 209.9989 | -289.8223 | 459.4555 | -1016.2702 | -2337.8577 | -104.4664 | -116.5009 | 2116.9053 | -1457.1598 | -489.6162 | -410.9042 | -99.495 | 258.8076 | 136.2245 | 1010.1002 | -622.108 | 221.0642 | 4.3575 | 3101.2661 | 1219.1622 | -529.6621 | -2.047 | 66.0658 | -1043.9446 | -106.3126 | 2774.7869 | 1066.23 | 4028.2598 | -298.4534 | -804.2977 | 3126.0769 | -724.811 | 501.7373 | -1284.9731 | 784.748 | 18.9476 | -507.6245 | 210.1042 | -314.8924
2030-03-24 | 18 | -14.1155 | 629.9462 | -44.506 | -291.5084 | -2045.0907 | -590.9907 | -4566.1973 | -315.9348 | 940.113 | -135.4712 | 3720.8999 | -5.0503 | 1546.6445 | 320.4922 | 1598.4453 | -247.8897 | 231.5106 | 209.9989 | -249.1152 | 206.3957 | -935.1861 | -2397.0791 | -129.5024 | -126.2712 | 2020.7286 | -1364.0122 | 9.3564 | -369.3409 | -103.8965 | 344.2497 | 338.0999 | 962.0504 | -390.1366 | 214.3369 | 4.8694 | 3215.9905 | 937.5127 | -577.7914 | 1.0008 | 93.1011 | -934.98 | -174.437 | 2739.8735 | 1054.3604 | 3927.2515 | -291.5658 | -625.0977 | 3140.0146 | -837.0347 | 357.9971 | -1156.6049 | 551.5493 | 103.7284 | -1104.3494 | 0.10427 | -273.4103
2030-03-24 | 19 | -21.6266 | 674.0063 | -48.459 | -269.047 | -2044.7821 | -531.6413 | -1779.1215 | -397.3341 | 1172.5637 | -134.1307 | 3720.2253 | 31.5712 | 1604.1152 | 437.3902 | 1832.8253 | -391.275 | 270.8114 | 209.9989 | -199.0336 | 522.2376 | -1062.7615 | -2800.2231 | -152.3132 | -118.1305 | 1653.985 | -1316.5159 | -668.6136 | -312.8936 | -108.9052 | 169.7126 | 163.7578 | 839.6027 | -722.3246 | 355.3201 | 5.5914 | 3059.3081 | 548.0566 | -716.65 | -43.6562 | 1.002 | -1102.5004 | -294.2837 | 2546.8359 | 1057.4797 | 3744.3486 | -277.1703 | -602.225 | 3199.9592 | -998.7323 | 614.3848 | -301.1129 | 480.2483 | 125.7388 | -1974.9723 | 0.10427 | -235.0937
2030-03-24 | 20 | -28.5063 | 396.3351 | -52.0429 | -279.6699 | -1980.5638 | -272.793 | -1774.9534 | -595.4852 | 289.7067 | -149.3653 | 3747.5691 | 69.2607 | 1648.6602 | 555.551 | 2225.793 | -441.8145 | 257.9686 | 209.9989 | -159.7333 | 515.2345 | -1104.7811 | -2955.0549 | -117.406 | -117.426 | 1442.1919 | -1212.9844 | -669.9492 | -238.4148 | -93.6551 | 187.8873 | 658.0331 | 1159.5986 | -819.7781 | 550.0051 | 6.293 | 2957.5754 | 1063.317 | -699.9913 | -37.4068 | 1.0003 | -1182.913 | -380.0827 | 2483.9565 | 1047.3148 | 3667.2642 | -273.8003 | -277.836 | 3202.7637 | -1093.4576 | 760.9593 | -411.4294 | 34.4366 | -20.5536 | -2862.209 | 0.10427 | -255.7512
2030-03-24 | 21 | -26.7376 | 248.7274 | -56.6619 | -296.4634 | -1953.8483 | -420.3969 | -2618.6292 | -340.3961 | 444.5715 | -181.9501 | 3747.7307 | 25.2309 | 1583.5923 | 594.6539 | 2343.1301 | -423.2808 | 212.0761 | 209.9989 | -165.2493 | 340.7077 | -1245.3839 | -2577.9836 | -83.8358 | -118.079 | 1505.2856 | -1290.5267 | -82.152 | -273.0538 | -84.3759 | 333.5434 | 818.6199 | 909.6534 | -575.902 | 377.8677 | 6.1808 | 2943.6255 | 1084.3121 | -607.3024 | 0.99048 | 95.4603 | -735.8328 | -348.4937 | 2616.3223 | 1046.9723 | 3701.7632 | -275.898 | -278.1347 | 3308.5681 | -940.485 | 710.9209 | -905.1232 | 140.7944 | -113.1943 | -1192.5848 | 0.10427 | -232.9783
2030-03-24 | 22 | -28.6143 | 331.5157 | -58.5317 | -301.5576 | -1958.0608 | -601.3463 | -3225.0945 | -49.2183 | 622.9756 | -187.8732 | 3740.6992 | -12.2549 | 1668.7056 | 535.277 | 2200.7905 | -394.864 | 244.1246 | 209.9989 | -211.1864 | 314.207 | -1006.5589 | -2322.6541 | -64.3218 | -133.2957 | 1810.41 | -1379.2256 | -109.193 | -306.0249 | -84.3177 | 411.0787 | 818.3117 | 879.8422 | -558.1301 | 447.9167 | 6.0165 | 3114.6223 | 1087.5826 | -464.2 | 1.0007 | 252.3139 | -787.0229 | -330.9485 | 2757.5376 | 1072.5753 | 3934.76 | -282.5983 | -278.0332 | 3392.771 | -815.1299 | 535.454 | -1097.3049 | 239.6844 | -4.4628 | -763.7451 | 210.1042 | -172.7862
2030-03-24 | 23 | -32.6607 | 339.3546 | -60.9097 | -330.063 | -1961.6525 | -511.5171 | -2903.5579 | -294.034 | 1066.7266 | -157.1922 | 3725.5295 | 13.2673 | 1677.9509 | 471.0704 | 1968.0145 | -340.171 | 239.2404 | 209.9989 | -273.7339 | 458.295 | -1252.3309 | -2095.0596 | -95.3748 | -128.3565 | 2116.4934 | -1545.8818 | -289.1364 | -335.4618 | -83.7687 | 346.0238 | 662.2512 | 1759.38 | -590.1281 | 547.5878 | 5.0816 | 3162.2566 | 1895.1259 | -413.039 | 0.99805 | 218.6305 | -935.0367 | -275.2356 | 2678.1667 | 1100.6989 | 3785.8657 | -115.0453 | -278.0999 | 3670.6433 | -349.9998 | 702.1368 | -1204.9126 | 553.171 | -549.9485 | 278.926 | 210.1043 | -208.1797
2030-03-24 | 24 | -23.2157 | 463.8724 | -54.3989 | -290.1506 | -1972.5117 | -520.3547 | -2276.6392 | -534.9768 | 1443.8833 | -112.2307 | 3718.8357 | 60.5855 | 1479.9877 | 372.6968 | 1658.0135 | -78.6476 | 233.9124 | 209.9989 | -317.6518 | 720.9303 | -1297.1176 | -1807.6923 | -54.1074 | -116.7305 | 2266.1084 | -1360.6047 | -928.7266 | -339.2573 | -84.8988 | 287.9075 | 84.1238 | 1200.2435 | -961.3733 | 417.3146 | 4.2879 | 3072.8821 | 1083.1489 | -840.7125 | -337.8666 | -1.5949 | -1067.1193 | -60.7879 | 1928.5439 | 1024.5216 | 3052.135 | -301.3273 | -957.1292 | 3360.3599 | -450.886 | 679.9256 | -1474.1107 | 762.1553 | -408.3392 | -437.1412 | 210.1042 | -207.294
2030-03-25 | 1 | -12.652 | 189.2024 | -49.7785 | -258.9886 | -1994.3202 | -336.1456 | -1368.1115 | -1334.7715 | 1833.8593 | -60.6244 | 3698.4199 | 126.308 | 931.9118 | -18.7678 | 1680.8059 | -342.725 | 334.5992 | 209.9989 | -342.3987 | 516.9818 | -1310.196 | -1877.7366 | -73.4697 | -61.0936 | 1781.1128 | -1056.826 | -1813.4072 | -253.9186 | -70.8103 | 146.8355 | 609.1765 | 1306.2029 | -847.5709 | 558.8286 | 6.2303 | 2105.0264 | 785.4877 | 1.001 | 114.7771 | 450.0451 | -897.8766 | -324.7298 | 1325.7787 | 999.1383 | 2714.6233 | -23.516 | -277.2573 | 4167.1304 | 1398.6881 | 237.481 | -2013.8093 | 1077.9044 | -8.3203 | -981.4574 | 210.1043 | -195.8728
2030-03-25 | 2 | -4.0404 | 679.0653 | -46.6304 | -271.6096 | -1255.8053 | -669.8334 | -3531.3369 | -1.9012 | 1700.9103 | -81.3101 | 3735.8499 | 125.0511 | 946.8358 | -82.9335 | 1651.3137 | -153.8638 | 258.4944 | 209.9989 | -229.0965 | 266.713 | -966.6324 | -1746.9086 | -145.4801 | -66.2171 | 1149.6508 | -1149.0707 | -1134.9303 | -372.0011 | -96.9432 | 211.64 | 822.1616 | 230.5757 | -574.1248 | 193.4471 | 6.2813 | 1974.3944 | -284.0567 | 1.0031 | 149.1849 | 449.7295 | -1319.6407 | -532.3752 | 1364.8839 | 1018.6765 | 2892.7095 | -74.3371 | -276.9745 | 4152.6953 | 1149.4877 | 466.2237 | -931.0102 | -50.0575 | 1.0098 | -775.5363 | 210.1042 | -175.7974
2030-03-25 | 3 | -6.4047 | 1283.0625 | -50.0481 | -345.5948 | -573.9636 | -1208.106 | -7442.6079 | 1772.9648 | 1523.5837 | -91.465 | 3711.115 | 56.8684 | 1030.0848 | -196.9318 | 1473.645 | 319.164 | 328.6175 | 209.9989 | -180.1127 | 13.4366 | -797.2163 | -990.6458 | -153.7888 | -84.0892 | 854.7141 | -1610.6996 | -633.0778 | -579.4816 | -117.251 | 374.0598 | 1408.0309 | 0.9949 | -38.404 | 59.0001 | 7.22 | 2037.3602 | -428.0004 | 1.1571 | 56.9791 | 449.1298 | -1588.6593 | -633.8524 | 1427.7057 | 1027.0414 | 2818.0728 | -2.6204 | -276.8177 | 3958.4385 | 662.5554 | 482.0988 | -788.1983 | -794.42 | 1.0095 | -707.4012 | 210.1043 | -102.2532
2030-03-25 | 4 | -9.6002 | 1411.4393 | -52.3159 | -377.8483 | -294.1792 | -1315.4573 | -9224.8867 | 2650.3933 | 1198.6334 | -87.1714 | 3714.3679 | 49.7652 | 1021.9187 | -222.6565 | 1423.0228 | 701.5626 | 372.2855 | 209.9989 | -162.611 | 14.5119 | -834.5504 | -799.048 | -114.98 | -90.6511 | 827.9526 | -1738.4264 | -782.3495 | -622.2363 | -122.3118 | 494.8678 | 1524.6975 | -48.1219 | 61.4122 | 130.9636 | 7.1628 | 2013.1862 | -373.9186 | 1.0021 | 40.3136 | 449.8136 | -1571.9797 | -503.7288 | 1399.6381 | 1018.4787 | 2775.5874 | -2.6684 | -276.8454 | 3936.7195 | 567.7379 | 575.7804 | -106.8564 | -1267.6298 | 1.0076 | -577.4813 | 210.1042 | -82.7916
2030-03-25 | 5 | -4.0274 | 1427.889 | -50.5557 | -364.0566 | -161.0257 | -1354.2339 | -9235.2627 | 2676.7085 | 660.7039 | -79.8507 | 3728.9583 | 49.5041 | 1012.8691 | -263.3498 | 1336.9742 | 1022.5251 | 325.6581 | 209.9989 | -138.6041 | -38.639 | -936.6994 | -1560.6389 | -114.2503 | -89.6559 | 797.3615 | -1582.123 | -1059.459 | -628.0981 | -125.3187 | 514.804 | 1491.6774 | -713.8036 | 10.6387 | 9.2307 | 6.2792 | 2225.6702 | -957.5391 | 1.0012 | 83.324 | 449.8 | -1466.073 | -486.4454 | 1394.3815 | 913.6972 | 2760.0698 | -2.679 | -276.9376 | 3865.1458 | 178.8542 | 522.5438 | -30.359 | -1578.2217 | 1.0088 | 670.309 | 210.1043 | -94.4332
2030-03-25 | 6 | -9.045 | 1183.7858 | -52.6943 | -362.9362 | -96.0463 | -1157.4884 | -8410.124 | 2379.7861 | -3.0273 | -81.5942 | 3673.2283 | 56.8235 | 979.9916 | -233.7153 | 1416.0984 | 850.4531 | 390.8578 | 209.9989 | -154.1173 | -38.5736 | -1128.8073 | -1907.7362 | -129.1161 | -109.3455 | 1031.5007 | -1584.1213 | -1018.06 | -576.7972 | -121.6471 | 485.5587 | 1463.595 | -3.7135 | -24.075 | 174.3419 | 6.5386 | 2510.6316 | -414.2303 | 0.99949 | 47.8305 | 449.857 | -1327.5009 | -516.8442 | 1263.7444 | 869.8571 | 2656.5266 | -2.5661 | -276.9055 | 3861.0071 | 195.3696 | 422.8822 | -82.0815 | -1879.561 | 397.0687 | 810.2114 | 210.1043 | -30.0896
2030-03-25 | 7 | -4.4822 | 1048.293 | -53.9468 | -342.1109 | -275.5314 | -1066.8141 | -7831.5444 | 1775.7087 | -1623.2645 | -70.5887 | 3582.1001 | 89.4552 | 946.641 | 74.4392 | 1567.1871 | 1110.0544 | 319.2972 | 209.9989 | -267.2715 | 45.9189 | -1233.304 | -2289.6445 | -89.7553 | -115.5642 | 1667.8969 | -1312.4961 | -1285.9668 | -535.28 | -118.1214 | 550.9321 | 1264.0013 | -1.6444 | -466.2131 | 146.8407 | 5.454 | 2919.0908 | -479.7047 | 414.8492 | 131.0827 | 1.0001 | -1823.6509 | -501.1968 | 1422.7715 | 956.8852 | 3097.1201 | -2.8433 | -278.039 | 3029.5144 | -72.4136 | 427.2794 | 1240.5054 | -3007.3948 | 148.0442 | 1325.4133 | 210.1043 | 125.3246
2030-03-25 | 8 | -3.1216 | 683.4731 | -59.4278 | -350.8078 | -738.713 | -1084.5469 | -8036.4414 | 1611.8477 | -1276.312 | -139.3872 | 3218.2493 | 92.3771 | 1502.9258 | 462.6284 | 2216.0808 | 1572.6243 | 346.3776 | 209.9989 | -219.3332 | 244.8322 | -1163.1213 | -2437.1113 | 27.2544 | -98.7485 | 1233.287 | -1295.1534 | -1185.6469 | -521.8494 | -95.6303 | 705.6277 | 1625.9344 | 0.99841 | -479.0685 | 51.1526 | 5.2362 | 2453.3408 | -306.9132 | 202.851 | 72.8692 | 1.0014 | -1789.5442 | -204.224 | 2218.1572 | 1168.5909 | 3726.1191 | 0.99043 | -277.6165 | 3113.385 | 436.314 | 828.4853 | 1513.6625 | -1723.3158 | 5.1066 | 3406.4854 | 210.1043 | 0.70988
2030-03-25 | 9 | -10.3814 | 572.9468 | -62.3309 | -363.6384 | -1114.3026 | -945.8565 | -6621.1694 | 875.8439 | -215.2779 | -181.8378 | 3737.2952 | 80.5861 | 1131.5874 | 513.7021 | 2264.2454 | 1398.8785 | 343.6476 | 209.9989 | -526.8694 | 302.1415 | -1231.6829 | -2530.4226 | -42.0802 | -48.1369 | 2849.1982 | -1369.521 | -1352.0421 | -504.3084 | -86.3202 | 479.0842 | 1452.4546 | 243.343 | -587.5594 | 241.1555 | 5.8504 | 1778.6545 | 35.9753 | 272.2892 | 367.7417 | 1.0003 | -1578.3994 | -549.2567 | 3110.927 | 1120.1302 | 4532.7246 | -3.8673 | -278.3237 | 3367.1196 | 926.0461 | 745.785 | 396.6022 | -394.0457 | -649.0639 | 3511.1462 | 210.1042 | -245.3976
2030-03-25 | 10 | -7.5977 | 860.8588 | -59.9435 | -376.8814 | -1361.0804 | -1076.7758 | -6414.7554 | 757.1036 | 651.8124 | -343.939 | 3743.0195 | -28.1574 | 1530.645 | 478.916 | 2261.3918 | 1571.3536 | 318.8524 | 209.9989 | -248.7478 | 93.4707 | -1368.5267 | -2924.093 | -131.9479 | -83.7194 | 1289.8418 | -1490.4006 | -993.1764 | -569.5283 | -97.1089 | 347.3718 | 1912.7015 | 0.99843 | -277.0373 | 81.5155 | 5.9141 | 2044.1764 | 177.4735 | -4.8423 | 252.6771 | 1.0013 | -1278.5963 | -649.1441 | 2800.8398 | 1054.7927 | 4291.4814 | -35.082 | -276.8879 | 3497.8403 | 1456.4697 | 933.1591 | 1.0066 | -50.8021 | -698.9055 | 3490.3499 | 210.1043 | -307.1767
2030-03-25 | 11 | -6.4269 | 1039.7755 | -57.2508 | -372.0504 | -1604.1007 | -1049.2876 | -5774.0464 | 441.4588 | 792.4296 | -329.7656 | 3756.3943 | -53.4348 | 1564.9294 | 458.7217 | 2251.6997 | 1389.8967 | 305.4513 | 209.9989 | -267.1051 | 201.7829 | -1254.9574 | -2381.3044 | -167.8752 | -80.8942 | 1480.5157 | -1430.1133 | -951.7183 | -559.6469 | -106.7324 | 179.1767 | 1889.6219 | 1.0011 | -288.6621 | 74.7923 | 6.3003 | 2049.4165 | 258.6914 | -5.4088 | 235.5522 | 1.0011 | -1052.2968 | -589.5161 | 2798.5381 | 1097.5503 | 4240.4253 | -3.2469 | -277.7137 | 3166.8555 | 1456.2312 | 666.7978 | -418.9175 | 127.2295 | 1.0055 | 1937.6427 | 210.1043 | -237.0953
2030-03-25 | 12 | -6.6437 | 1068.3643 | -57.0077 | -379.9408 | -1955.3192 | -1090.4878 | -5791.9307 | 30.6749 | 599.9402 | -312.8579 | 3755.6248 | -95.2427 | 1531.7129 | 455.0049 | 2254.0662 | 1870.1573 | 346.9261 | 209.9989 | -293.3886 | 264.1272 | -1215.0415 | -2102.8965 | -164.3738 | -82.0415 | 1702.5997 | -1476.5052 | -1113.4374 | -566.7473 | -101.5924 | 147.3249 | 1791.2107 | 1.3399 | -382.1223 | 44.925 | 5.894 | 2028.8074 | 401.7256 | 1.0005 | 208.2543 | 1.001 | -1157.3672 | -568.0911 | 2331.4265 | 1094.2048 | 3828.0715 | -3.071 | -656.5008 | 3030.4846 | 1517.0837 | 610.6617 | -115.2165 | -133.7796 | -285.6563 | 2610.3718 | 210.1043 | -116.7423
2030-03-25 | 13 | -17.2457 | 1025.8156 | -59.3788 | -405.1128 | -1919.83 | -982.7928 | -4340.2231 | -259.6637 | 559.4179 | -342.7568 | 3753.2373 | -118.5831 | 1604.679 | 472.7704 | 2280.1274 | 1564.2958 | 477.3806 | 209.9989 | -287.5424 | 197.5637 | -1201.5408 | -2197.0535 | -178.8765 | -90.5687 | 1677.613 | -1710.6613 | -1258.8784 | -545.4903 | -101.2808 | 124.3053 | 2040.226 | 1113.3542 | -270.4723 | 351.3451 | 5.6082 | 2212.6519 | 1341.1531 | -5.2681 | 180.0906 | 0.99999 | -1013.2472 | -588.0915 | 2935.2319 | 1062.8596 | 4324.3584 | -4.6402 | -301.7505 | 3234.0806 | 1754.1794 | 593.6794 | -374.5876 | -198.0552 | -861.0417 | 3322.5383 | 210.1042 | -200.4768
2030-03-25 | 14 | -19.743 | 1084.4313 | -59.938 | -410.4308 | -1972.3477 | -929.8625 | -3658.3562 | -427.2003 | 766.3314 | -330.259 | 3772.2251 | -146.2933 | 1572.3262 | 492.7727 | 2296.6855 | 1658.1279 | 515.9117 | 209.9989 | -301.6994 | 223.6131 | -1219.8904 | -2271.5547 | -178.7679 | -80.039 | 1717.575 | -1766.4938 | -1405 | -538.0928 | -102.0316 | 89.4829 | 1903.4982 | 1146.2881 | -283.7223 | 372.3861 | 5.6389 | 2088.2756 | 1521.6726 | -5.6385 | 240.1486 | 1.0009 | -982.5244 | -518.7061 | 2923.1726 | 1047.0557 | 4226.9741 | -2.7816 | -562.4598 | 3326.1794 | 1891.3663 | 552.5484 | -515.3026 | -65.5974 | -846.5649 | 3283.7949 | 210.1043 | -266.5521
2030-03-25 | 15 | -23.0407 | 1044.2097 | -58.1007 | -403.8997 | -1962.7087 | -845.2996 | -2376.9846 | -643.9543 | 913.4423 | -361.8352 | 3797.6079 | -104.2035 | 1530.2625 | 462.936 | 2260.0549 | 2242.6638 | 553.3436 | 209.9989 | -300.4925 | 289.2655 | -1167.3722 | -2003.0289 | -183.4926 | -76.7114 | 1648.3083 | -1665.5543 | -1545.2104 | -500.9401 | -99.4384 | 46.3409 | 1858.3696 | 762.03 | -441.1061 | 379.6056 | 5.4585 | 1998.4275 | 1991.0684 | -6.3543 | 352.5473 | 0.99879 | -1058.1371 | -506.5355 | 2915.1875 | 1047.5494 | 4600.4028 | -271.0699 | -277.0984 | 3573.2568 | 1713.9675 | 568.7603 | -647.2471 | 66.6504 | -832.5693 | 3503.3833 | 210.1043 | -305.9843
2030-03-25 | 16 | -35.6983 | 1047.9889 | -58.1129 | -425.9236 | -2062.2351 | -756.1457 | -1271.995 | -828.8076 | 938.5457 | -365.7509 | 3813.0718 | -73.5786 | 1449.7944 | 453.3546 | 2248.3066 | 2317.3315 | 593.9251 | 209.9989 | -278.7148 | 205.6395 | -1121.6761 | -1776.4027 | -228.0741 | -81.2187 | 1469.0065 | -1707.0728 | -1367.2302 | -484.3433 | -100.3392 | -17.6161 | 2002.6512 | 997.5372 | -377.6422 | 465.8383 | 5.5144 | 2104.8999 | 2653.4197 | -6.5482 | 74.4599 | 449.9012 | -1248.9868 | -657.5472 | 2818.2151 | 1052.7219 | 4248.8428 | -273.1935 | -341.1866 | 3724.0808 | 1636.0266 | 509.2323 | -1384.2059 | 220.1467 | -1122.3903 | 4182.3604 | 210.1043 | -343.7452
2030-03-25 | 17 | -15.5364 | 750.5183 | -52.7203 | -371.3342 | -2041.9526 | -610.7148 | -754.278 | -1322.3828 | 1437.5981 | -216.227 | 3853.8247 | 94.5255 | 1505.3459 | 484.5042 | 2237.4141 | 1793.099 | 466.3672 | 209.9989 | -301.7018 | 445.2428 | -1189.1664 | -1500.7861 | -188.1231 | -55.6971 | 1591.9838 | -1308.9445 | -2031.1671 | -377.782 | -86.6664 | -34.8474 | 1406.1801 | 298.3134 | -834.7725 | 390.0741 | 5.2854 | 1591.498 | 1781.0376 | -124.3757 | 104.0914 | 449.9321 | -1512.4011 | -547.6138 | 2809.4824 | 1046.9169 | 4273.624 | -273.1119 | -513.3245 | 3855.5576 | 1325.007 | 711.7551 | -2253.0686 | 249.4592 | -1496.1375 | 4063.1345 | 210.1043 | -419.3336
2030-03-25 | 18 | -11.8488 | 967.9329 | -53.1358 | -387.8263 | -2054.3599 | -675.7982 | -1141.385 | -1131.2419 | 1138.2207 | -227.6756 | 3828.9517 | 91.1153 | 1258.2441 | 481.8761 | 2231.4883 | 1613.8456 | 347.335 | 209.9989 | -352.2748 | 360.4727 | -1210.2368 | -1146.7213 | -243.9854 | -50.6102 | 1966.7955 | -1285.7798 | -1823.2457 | -406.4286 | -100.8845 | -98.0856 | 1484.4276 | 0.99988 | -734.6166 | 204.4563 | 5.8704 | 1615.698 | 1593.5277 | -5.1268 | 1.0001 | 352.5132 | -1453.2966 | -722.0908 | 2765.2683 | 1031.8087 | 4086.1326 | -273.2654 | -680.875 | 3817.7102 | 956.3712 | 428.7247 | -2265.7688 | 0.99487 | -1138.3684 | 3394.9612 | 0.10427 | -322.3485
2030-03-25 | 19 | -9.6619 | 1225.8464 | -54.9118 | -408.9089 | -1744.5302 | -808.6479 | -1191.8546 | -789.7029 | 738.4446 | -306.2866 | 3785.2756 | 103.9851 | 1408.5022 | 454.7309 | 2221.6155 | 1877.2794 | 285.872 | 209.9989 | -332.1375 | 155.6534 | -1358.3376 | -1422.61 | -339.5616 | -52.2528 | 1858.6392 | -1373.8186 | -1473.7958 | -456.0128 | -116.8317 | -177.3929 | 1695.5216 | -0.10612 | -545.344 | 60.0878 | 5.0439 | 1667.9883 | 1390.9086 | 1.0026 | 1.0027 | 449.6981 | -1345.5901 | -1050.3308 | 3240.1208 | 1096.0172 | 4614.6724 | -262.3041 | -289.8671 | 3650.6428 | 791.559 | 443.8524 | -1688.2322 | 0.9973 | -1122.259 | 2994.9641 | 0.10427 | -312.3123
2030-03-25 | 20 | -12.2351 | 1220.6184 | -59.4848 | -428.6967 | -1293.4647 | -923.6262 | -2534.1055 | -345.7282 | 161.1892 | -355.3746 | 3836.2471 | 152.918 | 1165.4591 | 347.7419 | 2175.9319 | 2090.2764 | 371.2391 | 209.9989 | -412.2249 | 328.2126 | -1520.1654 | -1125.5275 | -271.5246 | -46.7452 | 2392.5435 | -1447.2312 | -1634.2791 | -490.3503 | -114.485 | -73.0702 | 2070.5212 | 1.0008 | -544.3415 | 36.0089 | 5.8638 | 1699.2996 | 1566.323 | 69.0152 | 1.0002 | 345.605 | -1026.0801 | -825.9595 | 3090.6394 | 1015.2025 | 4249.8721 | -76.7931 | -277.1658 | 3511.9482 | 472.2393 | 603.7402 | -790.8168 | -823.9162 | -687.1086 | 3077.3386 | 0.10427 | -317.83
2030-03-25 | 21 | -14.787 | 727.4254 | -63.2627 | -411.0031 | -1589.5841 | -721.3421 | -2744.3369 | -247.0509 | 329.7981 | -351.4667 | 3859.937 | 195.0015 | 1181.8256 | 373.9315 | 2184.4102 | 1807.1462 | 326.5231 | 209.9989 | -419.8116 | 502.6562 | -1442.9419 | -553.9034 | -178.7179 | -31.1387 | 2600.304 | -1290.0057 | -2182.4116 | -410.8304 | -90.0165 | 58.2945 | 1733.5487 | 0.9987 | -856.4255 | 219.8992 | 5.5558 | 1299.5846 | 1857.4774 | -5.828 | 7.1839 | 449.9589 | -1126.9927 | -642.384 | 2627.1023 | 1015.123 | 4003.9307 | -263.7104 | -277.0233 | 3639.5503 | 679.268 | 764.5657 | -361.2499 | -676.6978 | -1045.161 | 1874.9263 | 0.10427 | -260.0693
2030-03-25 | 22 | -17.7656 | 699.2106 | -66.016 | -425.514 | -1835.6273 | -811.549 | -4300.3379 | -293.6919 | 917.8996 | -357.8401 | 3797.6287 | 195 | 1298.0129 | 306.7419 | 2182.2112 | 1845.9291 | 327.3788 | 209.9989 | -456.5692 | 613.2296 | -1292.6501 | -353.5976 | -102.8233 | -35.0693 | 2935.4395 | -1392.764 | -2368.5698 | -454.3944 | -83.5109 | 160.1754 | 1787.9612 | 0.99278 | -822.7483 | 263.0969 | 5.4299 | 1594.963 | 2335.1382 | 1.0012 | 419.4446 | 1.0009 | -1134.3698 | -314.1194 | 2262.2759 | 1033.1644 | 3983.1772 | -106.198 | -325.8311 | 3506.4849 | 868.7033 | 562.3453 | -101.8642 | -562.1362 | -36.7769 | 2358.2029 | 210.1043 | -101.9923
2030-03-25 | 23 | -19.3959 | 967.8154 | -65.6402 | -455.5173 | -1763.8087 | -985.8452 | -4982.6099 | -2.1414 | 616.6146 | -370.9551 | 3686.3606 | 177.3344 | 764.2963 | -36.9732 | 2183.0125 | 2174.8516 | 452.9 | 209.9989 | -517.7014 | 683.8919 | -1318.7689 | -426.8831 | -81.6442 | -42.6247 | 3419.3298 | -1740.3409 | -1260.4911 | -549.2374 | -92.6556 | 213.7548 | 1854.1279 | 2.0892 | -545.5321 | 157.5389 | 5.8806 | 2078.7246 | 2742.7913 | 82.8557 | 611.0766 | 1.0003 | -1151.0105 | -140.9899 | 1838.4023 | 1145.0831 | 3703.0403 | 71.3119 | -278.8555 | 3684.4312 | 1065.3456 | 743.0703 | 207.0957 | -351.7565 | -443.5837 | 2783.2527 | 210.1042 | -61.4034
2030-03-25 | 24 | -26.0391 | 1028.6152 | -66.8766 | -480.3081 | -1819.8663 | -1073.7729 | -5900.9229 | 0.99953 | 1362.3505 | -189.5428 | 3360.5103 | 51.1022 | 1160.3392 | -26.6145 | 2245.0315 | 2218.1184 | 587.7891 | 209.9989 | -451.5521 | 505.3829 | -1380.6256 | -987.1293 | -97.3266 | -59.6003 | 2958.0273 | -1964.785 | -1159.7355 | -595.45 | -97.8363 | 201.4785 | 2229.3252 | 518.1809 | -315.492 | 400.7037 | 6.304 | 2564.3704 | 3610.7178 | 1.001 | 151.4256 | 449.5903 | -1091.1851 | 27.5054 | 1625.2753 | 1043.9148 | 3238.4685 | -2.5936 | -276.238 | 3592.8391 | 705.872 | 996.1115 | -81.662 | 104.464 | -416.41 | 4534.1865 | 210.1043 | -225.17
2030-03-26 | 1 | -26.2927 | 1208.1294 | -63.7123 | -519.2736 | -1249.3027 | -1110.0408 | -8374.0186 | 466.249 | 1748.9606 | -163.3882 | 3660.9849 | 65.7257 | 952.2899 | -82.2876 | 2134.1262 | 1999.0542 | 215.6946 | 209.9989 | -494.774 | 444.8794 | -1310.3754 | -1045.048 | -151.7748 | -45.758 | 3170.1982 | -2065.5503 | -1054.4352 | -615.1427 | -106.558 | 179.056 | 2184.9788 | -3.9898 | -173.3637 | 344.9041 | 6.919 | 2351.5005 | 3326.106 | 1.0018 | 256.431 | 449.4647 | -1510.8414 | -108.0601 | 1641.7465 | 1061.1266 | 3290.6013 | -2.4799 | -273.5742 | 3647.811 | 377.621 | 1109.8497 | -81.5223 | -178.1084 | -2.5048 | 4256.4033 | 210.1042 | -280.9399
2030-03-26 | 2 | -5.0183 | 1295.1436 | -58.0004 | -496.227 | -798.1803 | -1499.7581 | -11069.4092 | 1842.5474 | 1830.4449 | -118.3406 | 3790.9277 | 79.5656 | 871.6282 | -192.1897 | 1868.0935 | 2731.0835 | -68.1933 | 209.9989 | -401.0387 | 471.9206 | -1130.9119 | -1563.9264 | -110.7547 | -31.2792 | 2611.5413 | -1811.0079 | -1430.894 | -731.0503 | -110.4605 | 313.7964 | 1986.9353 | -3044.4846 | -340.1223 | -254.6455 | 5.1253 | 1625.3809 | 1052.5875 | 1.0002 | 103.7215 | 449.5927 | -1788.9818 | -32.0448 | 1824.35 | 1095.6255 | 3198.2144 | -2.6779 | -275.8093 | 3349.6917 | -103.0554 | 1113.9304 | 538.6922 | -1193.3124 | -0.97748 | 3101.8191 | 210.1042 | -230.6926
2030-03-26 | 3 | 17.8297 | 1683.7927 | -50.0835 | -459.1997 | -245.517 | -1894.9001 | -13445.4941 | 3141.415 | 1804.0055 | -111.2299 | 3746.0557 | 112.3529 | 935.8492 | -260.3131 | 1707.6255 | 3159.2556 | -326.3707 | 209.9989 | -305.2908 | 483.5205 | -886.1681 | -2754.6099 | -85.124 | -9.9571 | 1810.5687 | -1501.512 | -1626.7159 | -847.6985 | -128.8423 | 474.8683 | 1655.9609 | -5757.8105 | -534.2653 | -910.1956 | 3.1878 | 897.7766 | -1324.0253 | 1.0007 | 1.0013 | 310.6206 | -2312.074 | 0.99937 | 1925.7157 | 977.3375 | 3179.7688 | -2.7695 | -272.6973 | 2785.6482 | -696.4548 | 1208.0248 | 1403.8433 | -2117.2551 | -91.9031 | 1681.7388 | 210.1042 | -174.0445
2030-03-26 | 4 | 16.6807 | 2254.7976 | -54.0336 | -495.9529 | 2.7152 | -2267.9534 | -14644.9385 | 3844.4434 | 1677.425 | -78.0663 | 3574.1558 | 57.3941 | 1199.5034 | -347.7149 | 1549.2847 | 3110.6279 | -307.6822 | 209.9989 | -220.2277 | 294.4979 | -834.3825 | -3396.0754 | -122.027 | -27.9682 | 1297.8107 | -1784.6425 | -1368.9337 | -1019.0911 | -150.0954 | 468.999 | 1757.0656 | -5579.7241 | -342.1226 | -1015.7332 | 2.5208 | 1043.8463 | -2546.5671 | 1.0024 | 192.5669 | 449.5642 | -2209.0906 | -52.6057 | 1538.5988 | 943.5377 | 2989.8621 | -2.4108 | -272.7839 | 2760.8018 | -721.7234 | 997.0716 | 968.4592 | -2532.5317 | 370.278 | 2296.9114 | 210.1043 | -81.8123
2030-03-26 | 5 | 15.4837 | 2212.1206 | -53.1967 | -484.6174 | 23.654 | -2232.5479 | -14653.7061 | 3924.7717 | 1233.4039 | -78.7403 | 3552.1062 | 19.6107 | 1108.7106 | -330.0305 | 1526.1007 | 2809.4272 | -271.9463 | 209.9989 | -226.3721 | 261.3753 | -960.3077 | -3712.3806 | -136.0828 | -28.3568 | 1551.236 | -1787.6387 | -1618.7643 | -1021.969 | -151.3178 | 448.055 | 1620.928 | -5056.7749 | -409.7159 | -949.3362 | 1.39 | 941.014 | -2727.8311 | 1 | 0.99751 | 401.8934 | -1857.3744 | -2.4897 | 1613.5629 | 970.2016 | 3016.4954 | -2.346 | -272.6122 | 2807.1975 | -746.5359 | 754.0966 | 177.1208 | -2834.3928 | 425.7263 | 2568.2908 | 210.1043 | -58.2167
2030-03-26 | 6 | 13.5057 | 2107.7222 | -54.6219 | -484.3651 | 60.6611 | -2194.7776 | -14585.2598 | 3816.3594 | 656.4545 | -96.2211 | 3803.8945 | 9.1678 | 1040.9641 | -283.7728 | 1708.7057 | 2519.7114 | -208.6748 | 209.9989 | -230.8585 | 301.696 | -1115.275 | -4240.3936 | -125.8316 | -24.8837 | 1523.916 | -1823.0813 | -1823.0475 | -1012.9831 | -146.5267 | 452.8167 | 1746.7109 | -4694.3081 | -411.8476 | -897.6426 | 1.4038 | 885.2923 | -2662.4927 | 133.1893 | 517.8522 | 1.0001 | -2088.2183 | 0.99925 | 2328.2522 | 1171.8907 | 3965.8362 | 1.008 | -278.658 | 3184.3115 | -582.5479 | 1002.4833 | 1461.4976 | -3026.1233 | -0.63535 | 3059.4121 | 210.1043 | -72.0697
2030-03-26 | 7 | 10.2073 | 1698.1355 | -59.7149 | -501.5905 | 20.4721 | -2073.5405 | -14747.6641 | 3724.76 | -399.4194 | -112.9134 | 3922.9692 | 84.1114 | 669.2485 | -198.4896 | 2082.9304 | 2305.4365 | -229.9008 | 209.9989 | -239.279 | 334.3631 | -1150.0192 | -4498.7808 | -85.235 | -28.0846 | 1426.0875 | -1750.0133 | -2231.9646 | -971.7608 | -130.4692 | 544.0372 | 2081.5334 | -4392.293 | -538.5146 | -802.1342 | 1.0179 | 877.9525 | -2316.9834 | 660.6297 | 165.6515 | 449.3811 | -2596.9436 | -2.4369 | 2895.1172 | 1201.1786 | 4046.8037 | -2.6376 | -298.1814 | 5144.3145 | 1136.8021 | 1311.5791 | 1525.2401 | -3013.772 | 0.99562 | 4118.7866 | 210.1043 | -175.988
2030-03-26 | 8 | 15.141 | 1407.9744 | -62.9673 | -539.9771 | -6.5753 | -2027.296 | -14542.5635 | 3002.3047 | -392.3364 | -227.9206 | 2991.8096 | 195 | 1654.9812 | -184.9626 | 2081.0627 | 2007.6804 | -490.4625 | 209.9989 | -271.9511 | 472.9858 | -1491.8489 | -4509.1777 | -88.6649 | -23.0763 | 1694.4722 | -1628.5216 | -2356.7617 | -960.1525 | -114.253 | 474.9451 | 1843.4462 | -5268.6079 | -612.3817 | -936.6254 | 0.71671 | 756.9845 | -2002.6302 | 1.0003 | 1.0064 | 89.4154 | -2246.7898 | -53.6421 | 3009.9319 | 1193.0221 | 4236.3433 | -2.5368 | -272.0614 | 2131.8994 | -1000.5094 | 1089.5671 | 1364.7148 | -2797.7019 | -75.2633 | 8403.6143 | 0.10427 | -76.3941
2030-03-26 | 9 | 17.074 | 1104.209 | -59.8189 | -542.0005 | -321.5378 | -1872.8269 | -14706.876 | 2771.7698 | 89.8308 | -324.525 | 3745.5417 | 194.9987 | 854.9448 | -17.1314 | 2069.3386 | 2240.1511 | -563.6611 | 209.9989 | -306.5671 | 446.4579 | -1731.9197 | -4461.8608 | -17.5271 | 0.47271 | 1923.9205 | -1509.6761 | -2352.6843 | -917.4533 | -95.5686 | 534.3371 | 1716.5917 | -5087.2002 | -655.1866 | -938.2371 | 0.54711 | 471.0261 | -1934.5906 | 97.8104 | 508.0858 | 449.1931 | -1798.7432 | 0.99524 | 2519.2346 | 842.088 | 4244.5728 | -2.6008 | -272.3444 | 1486.425 | -1415.0582 | 1116.5089 | 819.0912 | -1972.92 | -550.1996 | 10166.8486 | 0.10427 | -108.6869
2030-03-26 | 10 | 11.1936 | 967.2841 | -54.3156 | -543.6529 | -402.5139 | -1690.8734 | -14647.0684 | 2663.2244 | 489.7529 | -329.6364 | 3724.647 | 195.0022 | 1166.4747 | 70.5615 | 2031.3638 | 1649.3822 | -430.0439 | 209.9989 | -237.6207 | 327.0445 | -1762.7188 | -4595.1772 | -12.9459 | 5.8468 | 1390.1827 | -1525.0382 | -1832.2428 | -887.9479 | -92.7961 | 551.1518 | 2245.5769 | -3536.5903 | -445.9173 | -789.5983 | 0.51388 | 128.09 | -1753.3833 | 113.4184 | 429.4266 | 449.4036 | -1568.8254 | 24.3157 | 2793.5281 | 790.1223 | 4429.2588 | -2.8786 | -272.1644 | 1168.1191 | -1306.7776 | 1098.676 | 838.7726 | -2030.4114 | -579.7385 | 9024.0693 | 0.10427 | -84.5704
2030-03-26 | 11 | -2.3001 | 1295.6577 | -57.1005 | -633.0146 | -448.5216 | -1812.2867 | -14666.5566 | 2726.1013 | 761.4816 | -328.0929 | 3857.8899 | 194.9996 | 1494.0065 | 20.7978 | 2004.1039 | 1347.8881 | -234.782 | 209.9989 | -243.8277 | 299.0616 | -1767.1791 | -4941.3979 | -22.2114 | 4.9431 | 1426.1469 | -2096.3855 | -1739.0535 | -943.7366 | -97.6967 | 527.5856 | 2643.4614 | -1731.3751 | -211.9016 | -573.2562 | 0.50963 | 368.7823 | -749.6297 | 108.7676 | 98.4665 | 449.6841 | -1489.5458 | 22.272 | 3005.3726 | 832.899 | 4572.3623 | -266.6626 | -272.4649 | 765.504 | -1340.7468 | 1106.613 | 494.0266 | -1772.6818 | -761.0244 | 7954.6924 | 210.1043 | -132.2687
2030-03-26 | 12 | -2.4612 | 1259.3787 | -53.5991 | -595.986 | -427.0093 | -1733.858 | -14687.4004 | 2741.1045 | 431.0671 | -326.968 | 3917.7703 | 195.002 | 1624.4382 | -2.7394 | 1994.2346 | 1230.1073 | -146.6971 | 209.9989 | -227.904 | 135.494 | -1669.7484 | -4927.0029 | -61.2828 | -1.5866 | 1383.6986 | -2112.2046 | -1429.1277 | -919.5668 | -106.6663 | 523.1076 | 2805.874 | -1255.9761 | -24.471 | -572.2435 | 0.51033 | 499.138 | -1299.0581 | 0.99876 | 119.4745 | 449.6112 | -1432.7397 | -3.1151 | 2994.4802 | 890.2347 | 4587.8022 | -267.9948 | -507.0185 | 744.9598 | -1364.0685 | 967.5663 | 338.541 | -1773.3044 | -751.1846 | 7576.7451 | 210.1043 | -78.1201
2030-03-26 | 13 | -2.8578 | 1286.3513 | -52.1825 | -581.9097 | -249.2116 | -1753.8931 | -14837.3184 | 3026.0195 | 357.9987 | -340.6988 | 3821.6553 | 168.883 | 1676.3076 | -18.7441 | 1988.7523 | 1342.7971 | -78.5069 | 209.9989 | -206.727 | 136.8564 | -1590.9862 | -4829.2051 | -39.0095 | -6.7221 | 1178.6891 | -2133.5862 | -1411.5 | -922.4244 | -107.2966 | 578.3508 | 2785.7588 | -1113.2985 | -12.2888 | -567.0945 | 0.52876 | 540.5486 | -1701.5283 | 31.9787 | 152.6984 | 449.7574 | -1549.0415 | -2.9557 | 3069.1238 | 907.437 | 4716.6851 | -269.4262 | -272.4341 | 947.3019 | -1029.8445 | 973.3097 | 1172.4542 | -1985.0732 | -571.3008 | 7405.7842 | 210.1042 | -25.6152
2030-03-26 | 14 | -1.4527 | 1398.1096 | -50.7421 | -573.3113 | -212.9753 | -1809.9792 | -14865.6699 | 2967.4807 | 334.2398 | -377.8114 | 3798.8633 | 7.9467 | 1538.2344 | -88.3402 | 2044.9147 | 1395.3766 | -83.6436 | 209.9989 | -205.8712 | 86.181 | -1520.2903 | -4961.5532 | -68.9074 | -11.8465 | 1111.5483 | -2153.343 | -1340.0796 | -939.0853 | -110.19 | 552.0021 | 2738.0237 | -1316.9585 | 19.8349 | -610.205 | 0.55871 | 634.8896 | -1905.5465 | 1.0018 | 114.5889 | 449.6727 | -1709.5457 | -40.0961 | 2959.5515 | 837.0024 | 4561.4282 | -252.4523 | -272.3545 | 1007.819 | -1104.024 | 961.5599 | 1177.832 | -2260.231 | -744.118 | 7297.1274 | 210.1042 | -20.4144
2030-03-26 | 15 | -1.0834 | 1394.3342 | -51.7071 | -571.4528 | -171.2216 | -1791.4297 | -14867.835 | 3086.6487 | 39.5864 | -378.5114 | 3778.3003 | 11.7959 | 1549.1754 | -73.0902 | 2048.3496 | 1344.2604 | -93.8342 | 209.9989 | -213.8849 | 100.7671 | -1576.1812 | -5274.1382 | -68.1561 | -10.7346 | 1016.6914 | -2089.8367 | -1266.052 | -928.3473 | -111.2032 | 552.2589 | 2705.135 | -1276.353 | 21.8216 | -619.9128 | 0.55981 | 696.5819 | -1862.7555 | 10.6749 | 158.239 | 449.6369 | -1649.9724 | -2.9606 | 2857.4065 | 790.5305 | 4544.8496 | -270.1197 | -272.4356 | 994.2755 | -1316.1079 | 1011.3388 | 1176.1522 | -2181.1409 | -931.772 | 7043.3989 | 210.1043 | -56.3522
2030-03-26 | 16 | -14.4822 | 1138.7159 | -53.3092 | -545.1244 | -147.9432 | -1641.7139 | -14715.1943 | 2989.405 | 1.0066 | -372.5051 | 3708.0535 | 40.4359 | 1559.7871 | -219.3613 | 2074.21 | 1273.2881 | 11.646 | 209.9989 | -225.1835 | 147.2501 | -1556.2004 | -5374.6128 | -31.1394 | -15.0551 | 1084.3044 | -2219.2839 | -1456.741 | -886.1011 | -102.6468 | 596.3809 | 2642.8643 | 0.0077317 | 32.8663 | -311.2635 | 0.53606 | 947.7642 | -627.9009 | 1.0026 | 205.734 | 449.6061 | -1863.7509 | 1.0061 | 2790.8726 | 806.3718 | 4503.8203 | -242.1988 | -272.4373 | 1044.6345 | -1124.4146 | 1184.2489 | 1474.182 | -2375.1558 | -1333.8083 | 6693.73 | 210.1043 | -84.2744
2030-03-26 | 17 | -10.8197 | 1070.3096 | -51.7564 | -505.7584 | -148.8183 | -1644.2081 | -14801.7451 | 3071.73 | 48.1414 | -321.4416 | 3692.7505 | 190.207 | 1696.3198 | -105.6447 | 1744.6576 | 899.0427 | 96.2053 | 209.9989 | -212.5988 | 306.2698 | -1258.9386 | -4890.6523 | -18.3212 | -21.3704 | 1086.0842 | -2251.5122 | -1333.6097 | -877.9666 | -101.0809 | 662.2265 | 2682.7263 | 0.99819 | 72.6431 | -309.2234 | 0.52434 | 1024.8068 | -1056.7815 | 209.8263 | 542.2433 | 449.4765 | -1907.8275 | 23.3628 | 2980.916 | 935.1962 | 4776.3154 | -2.5684 | -272.4897 | 1451.4658 | -1180.4075 | 1140.8759 | 1594.8403 | -2406.9121 | -1095.9008 | 7464.7363 | 210.1042 | -74.5272
2030-03-26 | 18 | -13.8544 | 1078.097 | -49.8548 | -279.7408 | 65.3441 | -1713.5854 | -14749.4629 | 3388.5789 | 1.0058 | -317.3846 | 3689.9417 | 195.0073 | 1223.3826 | -150.4826 | 1701.2687 | 729.6265 | 222.4934 | 209.9989 | -206.804 | 290.3151 | -1391.5299 | -4675.377 | -38.887 | -22.7722 | 1180.4481 | -2248.5842 | -1314.583 | -861.3451 | -110.895 | 623.9967 | 2693.917 | 0.98759 | 97.3943 | -296.3041 | 0.5354 | 1115.9164 | -2327.4719 | 569.9148 | 486.5403 | 449.5132 | -1733.6707 | -2.7204 | 3186.1018 | 948.0779 | 4892.5269 | -2.5896 | -272.4478 | 1275.3694 | -1856.8921 | 1044.8812 | 1203.4037 | -2500.3511 | -951.6699 | 4720.2446 | 210.1042 | -102.6752
2030-03-26 | 19 | -14.0654 | 1025.8003 | -61.5955 | -253.9025 | -7.5334 | -1721.9513 | -14666.5713 | 3257.2817 | 1.0035 | -323.7623 | 3676.9768 | 194.9946 | 1138.6699 | -18.6908 | 1848.6812 | 899.5551 | 238.8427 | 209.9989 | -204.0227 | 196.5182 | -1396.2922 | -4759.9072 | -97.9928 | -27.0058 | 1299.1583 | -2034.3367 | -1156.0533 | -843.2739 | -115.6575 | 565.2807 | 2663.0398 | 1.0047 | 120.9558 | -338.9112 | 0.56508 | 1348.5365 | -2866.531 | 544.1428 | 245.783 | 449.5724 | -1649.0804 | -133.9683 | 3337.0312 | 1061.4597 | 4814.2446 | -99.8268 | -272.2922 | 938.7617 | -2414.7385 | 831.7544 | 831.8462 | -2284.6794 | -456.2106 | 4176.8809 | 0.10427 | -108.5141
2030-03-26 | 20 | -16.5454 | 969.9184 | -64.9816 | -301.8302 | 0.99519 | -1690.1694 | -14390.2803 | 2865.9048 | -3.1332 | -332.6979 | 3678.291 | 194.9807 | 1153.2155 | 1.0013 | 1988.6575 | 659.6091 | 246.2382 | 209.9989 | -216.5365 | 241.1749 | -1566.1328 | -4960.6255 | -119.5739 | -31.1954 | 1293.704 | -1842.9181 | -1311.4894 | -841.4124 | -112.0268 | 481.7295 | 2625.1787 | 1.0041 | 85.6406 | -283.5834 | 0.56845 | 1505.1011 | -2284.4053 | 347.6434 | 193.2501 | 449.5586 | -1637.9083 | -254.368 | 3186.7295 | 1148.3826 | 4635.0059 | -2.5481 | -272.2821 | 1052.1324 | -1818.8293 | 839.5075 | 390.484 | -2250.2219 | -248.8531 | 4267.7334 | 0.10427 | -117.0278
2030-03-26 | 21 | -24.4449 | 496.2514 | -70.4177 | -352.78 | -188.1401 | -1443.0701 | -13997.8467 | 2511.8208 | 0.99839 | -335.9722 | 3707.5337 | 195.0159 | 1163.6318 | 20.9287 | 1988.0028 | 630.847 | 57.1739 | 209.9989 | -220.7218 | 371.823 | -1713.5378 | -5167.8784 | -49.1533 | -10.2262 | 1138.0371 | -1776.3486 | -1351.8086 | -772.9115 | -92.9314 | 568.1267 | 2816.5828 | 1.2281 | 77.1653 | -123.062 | 0.54838 | 887.8928 | -873.6656 | 0.9986 | 452.6593 | 449.5352 | -1510.4954 | -67.6619 | 2967.1992 | 1138.9359 | 4546.7437 | -2.7932 | -272.231 | 2175.0579 | -902.2414 | 977.8517 | 980.5152 | -2100.3809 | -380.3752 | 5863.1479 | 0.10427 | -77.985
2030-03-26 | 22 | -30.4823 | 967.3456 | -77.2674 | -529.8331 | -414.0683 | -1720.2487 | -13798.3564 | 2218.1873 | 171.0537 | -336.0107 | 3761.6753 | 195.0068 | 1123.337 | 1.0024 | 2001.6431 | 577.9445 | 90.6329 | 209.9989 | -215.0983 | 577.7371 | -1759.8597 | -5272.9487 | -17.9719 | -8.9276 | 913.5872 | -2417.5381 | -1764.118 | -874.673 | -87.0082 | 510.2464 | 2785.7534 | 1.127 | -29.8636 | -59.0349 | 0.54043 | 728.2349 | -485.4495 | 1.001 | 341.3857 | 449.5437 | -1578.2808 | -3.205 | 3109.8579 | 1187.8848 | 4656.3853 | -3.1108 | -272.3673 | 2239.8267 | -673.825 | 1164.0944 | 803.678 | -1600.4198 | -1057.4189 | 6268.7612 | 210.1043 | -109.1685
2030-03-26 | 23 | -29.5514 | 1301.1595 | -60.4849 | -484.944 | -361.4419 | -1913.8484 | -14099.6992 | 2408.7695 | 442.0256 | -320.0974 | 3705.4509 | 194.9918 | 858.9651 | -72.1834 | 1724.2089 | 619.5756 | 101.7772 | 209.9989 | -278.6165 | 496.9523 | -1775.8025 | -5167.3848 | -12.4006 | -2.3634 | 1351.1802 | -2628.6887 | -1883.1127 | -923.4625 | -100.2536 | 465.4178 | 2923.6233 | 1.0063 | -16.9622 | -85.4569 | 0.50515 | 369.1541 | -854.2574 | 1.004 | 259.8683 | 449.528 | -1528.5612 | 204.0886 | 2672.6714 | 1271.0795 | 4112.4751 | -2.9953 | -275.619 | 3107.1968 | 476.9121 | 985.2289 | 843.0585 | -1750.1836 | -55.2195 | 5430.6045 | 210.1043 | 77.5783
2030-03-26 | 24 | -31.6336 | 1366.4487 | -60.8437 | -413.148 | -439.9002 | -2051.6311 | -14842.6758 | 2883.9116 | 1814.9161 | -274.543 | 3574.7712 | 195.0004 | 996.9747 | -276.6342 | 1360.8425 | 856.549 | 175.7153 | 209.9989 | -283.1643 | 504.6745 | -1551.137 | -5035.9697 | 22.3502 | -13.612 | 1430.6257 | -2663.5891 | -1961.2451 | -957.0823 | -101.7902 | 592.6856 | 2805.2305 | 0.98841 | 35.3805 | -96.6049 | 0.46773 | 597.1733 | -1331.1459 | -3.5589 | 692.675 | 1 | -1831.9166 | 258.8728 | 1858.8971 | 1035.9597 | 3954.5588 | -2.9238 | -271.9669 | 2325.1667 | -741.5465 | 1176.3325 | 767.9628 | -1285.092 | -1.8495 | 6031.0405 | 210.1043 | 1.558
2030-03-27 | 1 | -27.9284 | 1763.9691 | -68.7165 | -376.4293 | -432.0299 | -2244.4812 | -15000.5029 | 3285.7744 | 2444.0664 | -247.8471 | 3079.5627 | 194.961 | 1563.6854 | -391.1033 | 1119.4194 | 1135.6072 | 351.2281 | 209.9989 | -218.0623 | 439.5819 | -1271.6228 | -5011.1182 | -58.4431 | -36.1657 | 1134.9232 | -2623.708 | -1689.566 | -1007.7455 | -125.1762 | 517.4681 | 2658.5933 | 1.0069 | 99.3251 | -186.648 | 0.51351 | 784.7485 | -2262.968 | 1.0023 | 1.0046 | 378.3898 | -1909.7078 | 203.0851 | 1711.9242 | 1121.0476 | 3162.9102 | -2.2556 | -272.3387 | 2102.5303 | -692.1006 | 1071.5865 | 144.351 | -689.0403 | 844.5355 | 4860.3447 | 210.1042 | -84.4024
2030-03-27 | 2 | -25.3293 | 2008.2458 | -67.739 | -365.0371 | -127.1149 | -2288.1394 | -14788.1768 | 3668.9028 | 2594.6243 | -258.538 | 3078.2117 | 160.4044 | 1592.2351 | -535.3931 | 854.3926 | 1634.0546 | 381.6081 | 209.9989 | -209.9516 | 279.156 | -1141.3866 | -4920.6943 | -115.9877 | -47.0635 | 1119.7117 | -2590.5852 | -1510.5172 | -1018.4773 | -142.7784 | 442.1486 | 2460.6614 | 1.0087 | 135.2646 | -196.5387 | 0.55715 | 981.4121 | -2159.2444 | 1.0022 | 69.0274 | 449.6747 | -1721.0872 | 22.1957 | 1519.6361 | 949.3745 | 3098.4407 | -2.3358 | -272.455 | 2314.4829 | -573.4452 | 877.5516 | 1.0167 | -969.7504 | 1203.5852 | 1087.6599 | 210.1042 | -68.3949
2030-03-27 | 3 | -25.3599 | 1992.9812 | -66.6697 | -362.1609 | -120.5705 | -2278.7388 | -14712.2227 | 3668.4812 | 2630.3079 | -245.6888 | 3168.0491 | 132.7504 | 1686.5358 | -688.1217 | 567.0803 | 1560.3444 | 376.636 | 209.9989 | -215.198 | 210.0376 | -1084.7144 | -5104.5747 | -116.9496 | -55.5531 | 1256.5967 | -2556.908 | -1407.8608 | -1013.0727 | -142.9978 | 463.3444 | 2400.084 | 1.0109 | 136.7962 | -181.2962 | 0.48839 | 1141.5629 | -2236.5051 | 1.0011 | 122.1276 | 449.6293 | -1726.7588 | 0.99814 | 1514.2235 | 878.188 | 2988.2449 | -2.3901 | -272.5817 | 2310.5588 | -569.4318 | 831.4898 | 0.98882 | -1172.4612 | 1301.2299 | 1928.0054 | 210.1043 | -50.3665
2030-03-27 | 4 | -32.8534 | 1739.6016 | -70.0852 | -389.463 | -64.8272 | -2113.8018 | -14463.0381 | 3677.1135 | 2626.0815 | -154.907 | 3328.0645 | 50.3938 | 1658.861 | -698.2391 | 558.6012 | 1796.751 | 253.5186 | 209.9989 | -201.1944 | 139.8701 | -1009.5374 | -4948.4404 | -105.2657 | -66.0866 | 1356.1697 | -2498.0171 | -1029.8464 | -955.606 | -136.4888 | 507.2197 | 2241.2585 | 1.0046 | 114.728 | -1.7875 | 0.56747 | 1251.3601 | -782.0541 | 1.002 | 77.3369 | 449.6574 | -1671.9558 | 34.894 | 1518.1926 | 818.4572 | 2937.0576 | -2.3322 | -272.584 | 1847.1941 | -1167.8339 | 775.5499 | 63.3693 | -1502.614 | 1340.6901 | 459.8774 | 210.1042 | -25.1129
2030-03-27 | 5 | -28.5189 | 1594.567 | -69.4673 | -374.6291 | -15.0163 | -2161.8477 | -14326.7363 | 3778.8391 | 2513.0935 | -121.8947 | 3329.7673 | 25.1541 | 1524.9587 | -694.0981 | 571.1821 | 1712.5946 | 246.1289 | 209.9989 | -193.9737 | 102.2489 | -994.9888 | -5182.8687 | -73.4727 | -70.4263 | 1376.3605 | -2452.2932 | -781.5482 | -962.4988 | -129.5544 | 608.4338 | 2157.2556 | 1.0058 | 114.2829 | -91.6586 | 0.60851 | 1288.9403 | -1814.8367 | 0.99965 | 0.99852 | 380.2997 | -1838.5514 | 167.8616 | 1505.1652 | 779.2669 | 2999.0696 | -2.2647 | -272.6042 | 1315.4208 | -1992.3499 | 808.85 | 469.4951 | -1727.3276 | 1199.2292 | 4526.7407 | 210.1043 | 1.0007
2030-03-27 | 6 | -36.8526 | 1179.8317 | -75.2565 | -435.791 | 7.348 | -1998.2947 | -13633.1152 | 3426.9104 | 1612.2352 | -190.3943 | 3193.6165 | 169.9127 | 1455.2885 | -693.5693 | 519.3961 | 1540.3787 | 142.0384 | 209.9989 | -184.124 | 266.6564 | -1273.3434 | -5374.9116 | 9.1051 | -65.2138 | 1281.7568 | -2509.5068 | -1104.5488 | -919.509 | -107.0019 | 714.9977 | 2242.3381 | 0.99817 | 63.1288 | 86.949 | 0.52102 | 1158.7208 | -617.1514 | 1.0047 | 60.93 | 112.2917 | -1817.9337 | 381.0674 | 1537.9047 | 1104.9675 | 3176.6614 | -2.1556 | -272.38 | 1756.2681 | -882.1555 | 1070.1803 | 791.5145 | -2201.884 | 273.4238 | 7453.9224 | 210.1043 | -1.0343
2030-03-27 | 7 | -40.8407 | 991.9465 | -82.0939 | -469.1441 | -7.1225 | -1896.9291 | -13363.5967 | 2985.394 | 447.4071 | -253.4933 | 3745.1567 | 195.0134 | 879.5039 | -552.8309 | 993.4298 | 1183.4218 | 113.434 | 209.9989 | -204.2628 | 145.0161 | -1406.4596 | -5786.3652 | -61.3501 | -57.8024 | 1303.3011 | -2654.5171 | -1212.4341 | -894.1004 | -98.6263 | 642.1124 | 2661.6345 | 0.98651 | 156.8065 | 131.6561 | 0.45568 | 1005.8937 | 442.4632 | 0.99971 | 230.1336 | 449.5624 | -2043.9923 | 77.4032 | 2207.4624 | 1226.3145 | 3728.7869 | -3.2958 | -276.1228 | 3214.5864 | 215.2577 | 904.0427 | 720.1183 | -3001.9248 | 1.0163 | 7808.8008 | 210.1042 | -3.3018
2030-03-27 | 8 | -37.2856 | 666.4764 | -82.1954 | -593.9242 | -379.0575 | -1598.9631 | -12947.1162 | 2226.7661 | 1.0024 | -297.494 | 3800.3652 | 192.4497 | 816.7258 | -464.6466 | 1334.3799 | 1140.5854 | 23.6116 | 209.9989 | -203.0881 | 375.1075 | -1767.2848 | -5916.5063 | -32.8346 | -39.6045 | 1139.639 | -2626.6443 | -1486.8167 | -839.3147 | -85.9319 | 553.7767 | 2743.0649 | 56.7611 | 81.2119 | 188.8794 | 0.50562 | 731.9365 | 1430.1072 | -5.2729 | 106.7216 | 444.5999 | -1791.5005 | 58.2466 | 3065.9355 | 1275.8167 | 4350.4907 | -3.2269 | -272.1608 | 2866.0435 | 144.6946 | 1104.74 | 1231.545 | -2204.3538 | -487.4907 | 9558.7637 | 210.1042 | -39.5926
2030-03-27 | 9 | -37.0808 | 544.8138 | -84.7528 | -602.5552 | -508.066 | -1580.126 | -13302.5215 | 2323.686 | 234.6204 | -238.6066 | 3855.5637 | 159.4641 | 1031.0906 | -365.1136 | 1586.9316 | 490.2453 | 1.0007 | 209.9989 | -193.1062 | 476.0102 | -1780.9761 | -5437.6777 | 16.4668 | -30.293 | 1114.9204 | -2590.2507 | -1503.6416 | -833.4423 | -74.5858 | 616.5324 | 2820.2261 | 1.3035 | 30.1458 | 147.4293 | 0.52322 | 545.9999 | 903.3489 | -3.2471 | 466.5306 | 449.2357 | -1675.1323 | 155.0548 | 3226.9539 | 1300.1388 | 4821.9194 | -2.9583 | -272.2115 | 2684.1533 | -191.8775 | 1211.0153 | 842.2598 | -1707.7705 | -934.2964 | 10831.9902 | 210.1043 | -47.6018
2030-03-27 | 10 | -30.4667 | 546.9409 | -73.2783 | -542.3071 | -190.5892 | -1590.5692 | -14727.666 | 3054.5308 | 1.0049 | -285.5396 | 3801.6025 | 195.0181 | 955.4111 | -375.3231 | 1569.3873 | 673.0869 | 54.9891 | 209.9989 | -174.1056 | 206.8063 | -1636.3429 | -5341.3599 | 59.5919 | -39.1607 | 1011.1667 | -2319.2407 | -1212.8988 | -832.1256 | -75.7854 | 776.8582 | 2777.2136 | 1.1768 | 69.151 | 54.5112 | 0.5045 | 588.2449 | -466.0951 | 0.99687 | 516.0049 | 449.3528 | -1839.8905 | 305.4554 | 3238.0801 | 1292.729 | 5060.9917 | -180.9685 | -272.3829 | 2611.5093 | 253.8188 | 1357.3104 | 1139.6746 | -2597.9253 | -1696.6816 | 10949.2275 | 210.1043 | -32.202
2030-03-27 | 11 | -20.7631 | 868.4104 | -44.4485 | -520.9551 | -135.0611 | -1631.2626 | -14903.6055 | 3215.5457 | 0.99816 | -329.54 | 3866.8291 | 139.209 | 1388.1082 | -390.2685 | 1521.8718 | 771.7905 | 58.1218 | 209.9989 | -165.2847 | 150.8405 | -1525.4626 | -4859.5459 | 41.7959 | -44.601 | 1086.8649 | -2385.0688 | -900.5729 | -863.6271 | -87.8139 | 742.781 | 2761.7566 | 4.0023 | 80.1256 | 0.99734 | 0.48726 | 522.1183 | -420.7541 | -2.7128 | 567.0845 | 449.242 | -1723.0022 | 342.2435 | 2948.7605 | 1292.0002 | 4930.3545 | -268.0771 | -437.7181 | 1807.6382 | -455.2809 | 1190.9493 | 1091.8037 | -2350.8474 | -825.0406 | 9398.9648 | 210.1042 | 21.434
2030-03-27 | 12 | -22.3621 | 971.1917 | -46.5956 | -538.1309 | -97.0991 | -1680.0785 | -14893.1064 | 3217.5432 | 1.0027 | -313.1702 | 3781.6272 | 194.9664 | 1160.5338 | -385.5883 | 1559.4978 | 1068.7445 | 10.2619 | 209.9989 | -163.0321 | 164.7421 | -1338.7074 | -4488.2866 | 49.8843 | -42.1837 | 1127.2085 | -2505.415 | -830.0089 | -879.1652 | -88.584 | 758.3334 | 2770.0486 | 52.4788 | 65.6954 | -1.8277 | 0.50643 | 467.0541 | -407.4845 | 382.198 | 275.3506 | 449.6149 | -1872.3411 | 352.6059 | 3356.7258 | 1304.0482 | 4993.3037 | -231.3358 | -272.5113 | 1710.5958 | -712.5132 | 1217.8436 | 1733.6534 | -2349.4683 | -687.9575 | 9383.79 | 210.1043 | 10.967
2030-03-27 | 13 | -22.9271 | 795.5729 | -45.5504 | -538.5116 | -130.8418 | -1589.3319 | -14531.5625 | 2964.4849 | -3.1347 | -330.5745 | 3857.9983 | 144.727 | 1214.5074 | -342.7491 | 1636.2097 | 1232.3538 | -4.3749 | 209.9989 | -180.2477 | 104.5446 | -1259.4952 | -5136.3496 | 43.6871 | -23.6415 | 1108.1344 | -2375.4153 | -668.1625 | -852.3002 | -81.0715 | 779.1307 | 2909.4026 | 1.7633 | 91.8828 | -14.7935 | 0.50242 | 346.5924 | -457.2382 | -2.6474 | 110.1033 | 449.6854 | -2175.9558 | 279.3191 | 3565.5405 | 1331.8806 | 5064.6509 | -267.3781 | -330.8624 | 1760.8506 | -135.2988 | 1322.4624 | 1736.9115 | -2736.4333 | -1549.0936 | 11892.1152 | 210.1042 | -66.5325
2030-03-27 | 14 | -33.1585 | 818.6707 | -66.3918 | -551.8478 | -315.9922 | -1694.4856 | -13661.1523 | 2563.2266 | -65.9036 | -213.641 | 3784.5806 | 157.6602 | 819.5798 | -261.0806 | 1881.3181 | 1673.5763 | -73.4535 | 209.9989 | -176.5768 | -64.6778 | -1259.533 | -5064.5537 | 5.1576 | -19.5067 | 1125.536 | -2461.3271 | -162.1548 | -862.6608 | -75.465 | 738.8091 | 2932.2468 | 2.5758 | 112.3817 | -82.6857 | 0.61554 | -21.2554 | -744.8027 | 7.4719 | 368.4695 | 449.5326 | -2020.0776 | 154.5327 | 3266.2053 | 1277.9126 | 5018.5591 | -266.0211 | -351.6995 | 1772.77 | -614.9231 | 1161.2333 | 1329.3408 | -2258.7212 | -1157.9237 | 13749.2227 | 210.1043 | -68.15
2030-03-27 | 15 | -36.2422 | 592.3323 | -67.842 | -592.896 | -361.991 | -1556.5964 | -13125.2031 | 2347.1667 | -330.1353 | -274.8999 | 3709.6189 | 195.0008 | 1029.8965 | -342.9613 | 1607.7927 | 2022.4277 | -243.0131 | 209.9989 | -176.7681 | 34.5399 | -1216.0662 | -4169.7212 | 46.9064 | -12.6742 | 1139.1589 | -2472.4885 | -387.2472 | -827.3882 | -65.1006 | 788.1356 | 2722.1438 | 3.3855 | 19.8178 | -37.7829 | 0.53826 | -182.5988 | 386.9129 | 512.1523 | 407.8943 | 449.4415 | -2046.6272 | 287.9654 | 3549.6248 | 1124.3794 | 5066.7339 | -2.7612 | -283.6588 | 1639.7534 | -1200.0084 | 1227.4578 | 1495.8199 | -2292.835 | -1301.4666 | 15411.7119 | 210.1043 | -87.769
2030-03-27 | 16 | -29.4291 | 486.8608 | -53.5944 | -654.4192 | -661.9676 | -1321.4041 | -12036.7432 | 1620.4943 | -3.1682 | -356.9115 | 3768.2886 | 83.955 | 1406.3818 | -284.9342 | 1723.9789 | 2278.4392 | -390.772 | 209.9989 | -187.1704 | 49.9876 | -1264.16 | -4590.6719 | 31.754 | -8.3579 | 1158.3853 | -2566.1763 | -386.4479 | -796.9492 | -59.745 | 721.7345 | 2636.2175 | 3.8915 | 40.9973 | -29.7888 | 0.5499 | -212.067 | 1691.1202 | 12.6495 | 415.0772 | 449.4788 | -1953.3856 | 235.5733 | 3245.9185 | 1112.4813 | 5067.2661 | -268.8438 | -274.025 | 1824.3254 | -1222.9924 | 1181.9889 | 1230.3545 | -1929.2544 | -1121.6381 | 17086.6211 | 210.1043 | -106.751
2030-03-27 | 17 | -19.3153 | 593.6995 | -51.1986 | -695.2048 | -631.5128 | -1347.9711 | -11654.7656 | 1487.4399 | -3.1311 | -218.3418 | 3730.0962 | 195.0013 | 984.2438 | -181.5325 | 1800.4523 | 2285.9475 | -538.6345 | 209.9989 | -180.1725 | 191.4463 | -1280.0078 | -4245.9868 | 31.0373 | -7.9381 | 1168.6982 | -2306.2197 | -528.0382 | -806.1122 | -62.3112 | 640.2115 | 2335.073 | -1121.885 | -183.2282 | -191.0429 | 0.5169 | -125.5824 | 2245.5376 | 567.4489 | 428.1862 | 449.4238 | -1908.0894 | 270.8974 | 3473.8801 | 1129.4406 | 5042.4541 | -2.7169 | -272.3261 | 1924.4578 | -1618.5453 | 1157.8452 | 1176.6672 | -1794.9733 | -1004.9258 | 16860.0859 | 0.10427 | -102.563
2030-03-27 | 18 | -19.3739 | 418.1902 | -54.7778 | -665.0791 | -785.3221 | -1214.676 | -10639.8633 | 849.3706 | -3.1649 | -122.1429 | 3432.3342 | 161.0849 | 1216.7656 | -87.343 | 2073.3945 | 2578.4207 | -488.7586 | 209.9989 | -153.5436 | 198.2555 | -1422.4265 | -3599.4824 | 13.7127 | -16.7946 | 908.3972 | -2387.123 | -33.1585 | -761.2177 | -58.5712 | 575.2021 | 2307.1707 | -1346.9971 | -17.5816 | -136.6613 | 2.2134 | -59.9391 | 3499.7842 | 460.2954 | 323.282 | 449.5053 | -1785.4962 | 301.9002 | 3416.447 | 1306.9027 | 5021.938 | -2.7326 | -272.3049 | 2061.3936 | -1397.4149 | 1126.7362 | 1164.4742 | -1545.7872 | -930.8612 | 17195.0488 | 0.10427 | -97.606
2030-03-27 | 19 | 0.74695 | -67.3184 | -39.3608 | -445.3544 | -845.7344 | -542.8444 | -7941.7817 | 397.7482 | -111.6386 | -77.3411 | 3693.6206 | 195.0006 | 1170.1848 | 77.0648 | 1963.9766 | 2588.5098 | -441.4281 | 209.9989 | -145.7291 | 210.3086 | -1569.5352 | -3597.8813 | -33.4089 | 1.8898 | 936.0447 | -1167.3611 | -76.2432 | -514.9078 | -64.128 | 472.8263 | 1628.5394 | -2453.0566 | -515.2491 | -212.6894 | 1.8504 | -496.4081 | 2776.6038 | 618.7724 | 421.008 | 449.3038 | -1589.7815 | 192.8681 | 3486.3477 | 1298.8816 | 5065.8955 | -2.7076 | -272.175 | 1557.2954 | -1620.2723 | 975.6701 | 893.5963 | -1455.7839 | -605.6163 | 15788.2773 | 0.10427 | -106.4765
2030-03-27 | 20 | -0.65046 | -429.1174 | -38.175 | -378.7499 | -946.6291 | -233.6007 | -6085.6641 | -235.1734 | -463.9225 | -116.3047 | 3720.0371 | 147.5783 | 1206.3538 | 315.7679 | 2061.4958 | 1899.4393 | -464.1916 | 209.9989 | -232.7864 | 423.797 | -1734.9429 | -3567.8733 | -67.9317 | -15.9985 | 1370.1855 | -1039.1599 | 167.7179 | -409.3567 | -59.2643 | 364.3805 | 1347.7223 | -1958.5018 | -267.8976 | -1.4462 | 4.8487 | 1007.2025 | 3581.3499 | 1.0012 | 482.7239 | 449.3123 | -1747.2103 | 0.99527 | 3045.7734 | 1305.5983 | 4855.6035 | -38.0629 | -272.2282 | 2555.1575 | -280.6782 | 1061.4344 | 666.2001 | -1247.0977 | -524.452 | 15628.207 | 0.10427 | -179.1273
2030-03-27 | 21 | -15.915 | -823.9538 | -44.1391 | -388.6426 | -1601.145 | 65.8695 | -4927.1533 | -794.7982 | 29.0037 | -141.2598 | 3765.3796 | 126.6048 | 1105.3973 | 337.2492 | 2161.7573 | 2399.7534 | 88.3179 | 209.9989 | -326.5919 | 549.6483 | -1967.1744 | -3794.1106 | -8.5085 | -15.9665 | 1859.9666 | -1068.3629 | 9.4206 | -309.6795 | -46.6505 | 357.2209 | 1538.0471 | -748.4969 | -320.4533 | 424.9474 | 5.6941 | 1330.788 | 5312.248 | -2.988 | 204.6311 | 449.5924 | -1400.5707 | 126.0592 | 2995.0693 | 1318.9017 | 4644.793 | -264.9531 | -272.1264 | 3071.616 | 200.5874 | 1234.7837 | 203.5656 | -114.2346 | -1008.5975 | 16560.7656 | 0.10427 | -282.157
2030-03-27 | 22 | -15.3122 | -971.6704 | -42.1028 | -365.7041 | -1696.5951 | 96.178 | -5112.9351 | -704.9677 | 57.5643 | -181.1096 | 3825.491 | 102.4393 | 1038.6862 | 445.9513 | 2196.2388 | 2352.2788 | 127.0527 | 209.9989 | -420.3888 | 519.9019 | -1887.3301 | -3698.6248 | 30.5492 | -17.4525 | 2485.8789 | -1056.5243 | 26.2048 | -295.3924 | -38.6922 | 446.0592 | 1386.7455 | -712.4996 | -324.5291 | 475.0415 | 5.9778 | 1717.2355 | 5403.5317 | -3.1917 | 1 | 449.7586 | -1413.9604 | 299.2481 | 3090.0791 | 1349.3883 | 4533.0947 | -274.5848 | -354.3239 | 3196.8303 | 519.4662 | 1129.4846 | 536.9073 | -104.9093 | -1099.7607 | 15909.3418 | 0.10427 | -196.0813
2030-03-27 | 23 | -15.3656 | -977.4087 | -40.3022 | -355.2549 | -1731.9489 | 121.1158 | -5101.3384 | -555.2489 | 769.9258 | -157.5345 | 3812.0791 | 96.5081 | 1071.147 | 445.9905 | 2113.8862 | 1030.9453 | -225.661 | 209.9989 | -416.4428 | 588.024 | -1736.9196 | -2526.1533 | 94.9001 | -33.2398 | 2562.8408 | -1017.8741 | 149.3212 | -271.3109 | -39.8392 | 559.0953 | 1347.9716 | -163.3176 | -291.6256 | 615.7322 | 6.6292 | 1865.1295 | 5533.8105 | 39.4677 | 395.7026 | 449.5707 | -1331.26 | 564.9072 | 3152.03 | 1339.407 | 4901.5742 | -285.6372 | -544.3918 | 3383.1897 | 322.7133 | 1149.5901 | 433.4097 | -177.0511 | -1266.4567 | 15403.6787 | 210.1043 | -202.1956
2030-03-27 | 24 | -14.5941 | -723.7778 | -35.5844 | -350.7091 | -1770.9603 | 6.5898 | -4529.3071 | -652.8251 | 1226.2043 | -148.5641 | 3801.616 | 18.1486 | 1412.7559 | 218.3957 | 1896.2283 | 544.7407 | -198.5507 | 209.9989 | -312.812 | 303.9312 | -1459.3245 | -1807.8423 | 17.2373 | -64.639 | 1875.7645 | -1134.9094 | 939.4092 | -321.0558 | -50.2097 | 532.0338 | 1430.5178 | 1.001 | -64.9781 | 575.4804 | 6.9408 | 2242.1299 | 5686.4868 | 382.1353 | 640.3068 | 449.9032 | -1355.6581 | 363.0071 | 3121.7456 | 1424.1333 | 4785.0225 | 141.3665 | -277.1631 | 3855.613 | 1192.0188 | 1109.3624 | 62.8249 | 0.99944 | -547.3763 | 14790.4453 | 210.1043 | -277.156
2030-03-28 | 1 | -10.109 | -303.382 | -33.1541 | -336.2038 | -2028.439 | -432.2186 | -6050.2632 | -817.3835 | 1876.2189 | -122.4759 | 3762.1899 | -31.8256 | 1056.1016 | 76.3898 | 1372.8036 | -239.6444 | -272.3618 | 209.9989 | -349.077 | 157.5852 | -1330.6959 | -1897.5485 | 25.8089 | -77.9136 | 2081.1384 | -1356.2698 | 1383.801 | -446.7939 | -57.3491 | 568.0911 | 1202.9409 | 0.99962 | 90.3409 | 387.2858 | 8.0685 | 2812.8586 | 4527.3652 | 1.0006 | 124.3303 | 449.7489 | -1205.4268 | 507.3552 | 2139.1729 | 1305.8661 | 3652.916 | -76.4417 | -277.1108 | 3928.6331 | 1592.0977 | 1053.5453 | 0.99652 | 175.8678 | -236.191 | 13497.6445 | 210.1043 | -351.0669
2030-03-28 | 2 | -5.9181 | -90.7575 | -27.5896 | -275.1522 | -1978.0559 | -367.8511 | -4811.894 | -957.8412 | 2249.6584 | -117.8568 | 3747.3184 | -112.5682 | 1071.88 | 35.4162 | 992.3943 | -649.2777 | -281.2281 | 209.9989 | -339.5844 | 112.8754 | -1178.7714 | -1861.3579 | -88.7207 | -73.8814 | 2038.931 | -1234.5912 | 1226.9799 | -411.1035 | -71.8511 | 325.466 | 989.9001 | 159.0528 | -98.6291 | 410.6204 | 7.5495 | 2194.1995 | 3241.4023 | 347.4516 | 188.6064 | 450.0772 | -1397.3313 | 36.6519 | 2087.0493 | 1413.5123 | 3640.543 | -3.4703 | -278.3335 | 3954.5103 | 1508.9519 | 1026.9977 | -81.596 | 75.2139 | -10.4037 | 10617.2432 | 210.1043 | -325.7823
2030-03-28 | 3 | -3.0987 | -163.8631 | -23.9914 | -221.7612 | -1892.1992 | -294.5056 | -5260.0391 | -730.5267 | 2345.5125 | -118.7314 | 3753.6296 | -122.5167 | 1068.4611 | 14.9259 | 943.2533 | -757.4778 | -191.832 | 209.9989 | -360.331 | 192.8892 | -1156.6832 | -1570.7946 | -97.0114 | -69.464 | 2199.8936 | -1116.8737 | 689.1376 | -380.9644 | -73.0773 | 292.3447 | 874.6608 | 364.0375 | -210.1279 | 432.7166 | 7.233 | 2153.9482 | 2484.8364 | 149.4839 | 298.2708 | 449.4349 | -1361.9836 | -3.373 | 1846.5814 | 1326.1976 | 3495.009 | -3.378 | -278.0793 | 4067.105 | 1578.2065 | 1005.6663 | -102.7177 | 0.99738 | 1.0078 | 7433.8965 | 210.1043 | -310.1284
2030-03-28 | 4 | -6.9581 | -10.0166 | -26.4099 | -237.8154 | -1829.7926 | -347.6615 | -5240.0771 | -643.1899 | 2379.679 | -134.924 | 3770.2427 | -144.9404 | 1064.2551 | 52.8801 | 1020.7859 | -709.2505 | -78.5777 | 209.9989 | -363.144 | 209.78 | -1098.9895 | -715.1926 | -120.4887 | -68.687 | 2351.9514 | -1258.816 | 203.1889 | -394.2043 | -78.8352 | 255.5447 | 1007.0959 | 774.3135 | -227.1044 | 560.6392 | 6.812 | 2285.2976 | 2601.5483 | 87.2778 | 210.3459 | 449.5269 | -1269.7418 | -74.6102 | 1849.9045 | 1210.597 | 3366.7812 | -2.9216 | -276.7234 | 4188.8364 | 1530.7861 | 914.236 | -544.7181 | 0.9916 | 40.0945 | 5700.3628 | 210.1042 | -302.0934
2030-03-28 | 5 | -9.935 | 329.8901 | -31.9516 | -267.7753 | -1775.5641 | -543.4031 | -5396.4023 | -510.2312 | 2297.6477 | -143.2891 | 3780.4736 | -146.9859 | 1077.4951 | 50.8675 | 1112.6505 | -729.6784 | 0.99978 | 209.9989 | -355.8438 | 106.4626 | -1133.4196 | -321.3885 | -154.7245 | -75.4301 | 2289.2461 | -1441.6692 | 326.2031 | -442.3968 | -90.1742 | 224.2267 | 1077.5665 | 1061.1285 | -161.8116 | 534.8298 | 7.5106 | 2479.5974 | 2280.5134 | 136.8359 | 257.8856 | 449.4595 | -1260.3297 | -130.1162 | 1884.0844 | 1231.9563 | 3412.7786 | -2.7505 | -276.7662 | 3967.8787 | 1160.5758 | 884.432 | -785.1737 | -49.1537 | 1.0034 | 4238.189 | 210.1043 | -297.6269
2030-03-28 | 6 | -5.8883 | 491.814 | -33.0857 | -270.8879 | -1836.8773 | -610.398 | -5384.6333 | -472.5891 | 1728.8152 | -120.457 | 3751.2446 | -28.6412 | 1122.337 | 56.3542 | 1386.505 | -135.0859 | 119.7457 | 209.9989 | -331.8993 | 171.4258 | -1309.0469 | -418.2142 | -165.4678 | -84.9342 | 2245.1626 | -1336.8317 | 9.3814 | -449.9792 | -97.5752 | 174.0526 | 893.8163 | 674.397 | -328.4028 | 407.3728 | 7.0525 | 2679.0439 | 1526.5459 | 0.99994 | 0.99976 | 444.6597 | -1059.6113 | -106.6209 | 1907.91 | 1208.6025 | 3277.4822 | -2.4516 | -276.1983 | 3982.094 | 1088.5051 | 767.028 | -269.1881 | -210.4082 | 195.3013 | 3328.2444 | 210.1042 | -230.8822
2030-03-28 | 7 | -6.4413 | 514.6866 | -38.2034 | -277.25 | -1947.2075 | -679.0071 | -5768.834 | -455.632 | 781.2228 | -167.6393 | 3732.321 | -32.0988 | 1163.7247 | 359.2105 | 1858.9399 | 1212.4135 | 465.6637 | 209.9989 | -486.9781 | -11.4657 | -1244.6139 | -796.7999 | -146.1688 | -89.4256 | 3414.199 | -1296.853 | -74.6397 | -463.4569 | -104.5324 | 288.7424 | 1227.3713 | 512.8428 | -423.9917 | 342.9694 | 6.6188 | 3099.7578 | 1304.33 | 1.0006 | 1.0001 | 0.99939 | -1398.1995 | -77.4455 | 2399.1501 | 1190.6472 | 3981.1765 | -172.0071 | -276.7137 | 3851.553 | 915.8618 | 647.5469 | -513.3533 | -595.637 | 436.8957 | 2335.1838 | 210.1043 | -252.5118
2030-03-28 | 8 | -1.4741 | 609.9748 | -40.1789 | -285.8443 | -1922.9598 | -826.1064 | -6797.0298 | -129.5137 | 930.2499 | -184.441 | 3680.457 | 20.3365 | 1083.1536 | 434.2552 | 2093.9016 | 1621.4806 | 486.4608 | 209.9989 | -467.4249 | 72.7961 | -1129.447 | -1338.1694 | -170.1788 | -92.2166 | 3321.927 | -1356.1531 | -21.5141 | -497.9032 | -107.1824 | 328.7042 | 1590.9227 | 31.8024 | -313.1587 | 174.6502 | 5.6548 | 2906.9968 | 472.9084 | 235.6816 | 0.99813 | 0.99949 | -1207.5834 | -222.7988 | 2166.9893 | 1120.7666 | 3497.8091 | 0.9836 | -278.5675 | 3498.7185 | 1092.8494 | 334.6844 | -1248.0183 | -32.7582 | 337.5024 | 1605.0148 | 210.1043 | -227.2968
2030-03-28 | 9 | -7.1202 | 581.0383 | -44.1408 | -325.601 | -1927.3751 | -837.548 | -7176.5122 | -2.7457 | 689.7999 | -235.1694 | 3749.2886 | -78.642 | 1370.6959 | 504.8717 | 2303.0278 | 1465.1178 | 484.679 | 209.9989 | -464.4892 | 228.7674 | -1419.3383 | -1689.7185 | -104.8046 | -87.4038 | 3204.0579 | -1578.0286 | -323.1005 | -508.1549 | -96.8782 | 373.8722 | 1762.6823 | 658.6013 | -306.746 | 325.1118 | 5.5827 | 2719.4565 | 856.8756 | 1.0014 | 1.0006 | 1.0012 | -715.6055 | 24.8891 | 2500.4507 | 1156.2334 | 3782.78 | -3.3505 | -383.7244 | 3569.6731 | 1422.713 | 575.7305 | -734.9449 | 242.1294 | -373.3409 | 1493.0018 | 210.1043 | -233.9735
2030-03-28 | 10 | -7.177 | 527.6545 | -42.5524 | -323.0491 | -1935.6086 | -756.5358 | -7374.019 | -3.1495 | 380.6635 | -268.9231 | 3758.1594 | -152.9285 | 1470.7325 | 487.1964 | 2293.9634 | 1711.0481 | 483.7549 | 209.9989 | -462.8604 | 218.7118 | -1423.4976 | -2431.5962 | -80.3727 | -79.065 | 3082.1746 | -1522.3657 | 6.0941 | -492.7461 | -93.7772 | 394.4951 | 1621.0924 | 664.5018 | -369.713 | 315.8727 | 5.5737 | 2522.5229 | 880.6207 | 1.0022 | 133.1098 | 0.99933 | -737.1732 | 128.3038 | 2683.6667 | 1150.3438 | 3905.5767 | -3.3463 | -563.8868 | 3273.7004 | 1613.0382 | 676.3002 | -316.2176 | 75.1493 | -638.6412 | 709.0456 | 210.1043 | -253.7
2030-03-28 | 11 | -5.2549 | 606.8145 | -40.3906 | -312.0478 | -1931.6868 | -677.4911 | -6602.7632 | -348.1535 | 157.9809 | -272.4592 | 3770.2896 | -154.6523 | 1514.4951 | 497.8891 | 2301.8667 | 1799.6573 | 463.2635 | 209.9989 | -435.1833 | 443.2792 | -1303.3289 | -2356.303 | -95.1411 | -64.9908 | 2837.6602 | -1423.8037 | -460.3119 | -462.1652 | -94.8089 | 269.5012 | 1276.4309 | 349.93 | -600.0586 | 295.2835 | 5.0556 | 2166.0923 | 539.9099 | 0.99917 | 0.99992 | 316.8883 | -1059.5635 | 39.2947 | 2954.4827 | 1122.3359 | 4132.0361 | -2.8062 | -287.7795 | 3234.4836 | 1641.7578 | 722.4081 | -632.7889 | 116.2367 | -953.5203 | 363.1154 | 210.1043 | -273.3733
2030-03-28 | 12 | -3.9364 | 747.4487 | -40.1687 | -316.0425 | -1927.2246 | -765.5073 | -6909.8335 | -313.3672 | -5.7601 | -293.436 | 3857.9197 | -147.9861 | 1435.2555 | 481.881 | 2282.4238 | 2038.5828 | 490.1594 | 209.9989 | -429.4837 | 500.4014 | -1256.3757 | -2065.1323 | -92.4752 | -63.9515 | 2761.9075 | -1503.9352 | -668.8652 | -486.6093 | -97.0698 | 257.2135 | 1335.0396 | 96.9322 | -562.7079 | 216.4712 | 5.1353 | 2177.8816 | 128.474 | 1.0019 | 1.0009 | 424.8078 | -1018.5927 | 75.5876 | 3073.5354 | 1128.4435 | 4395.8999 | -264.5243 | -277.2069 | 3130.0496 | 1806.3354 | 742.045 | -562.1238 | 62.6853 | -1052.1073 | 795.8657 | 210.1043 | -289.0254
2030-03-28 | 13 | -10.5453 | 936.2349 | -44.8475 | -347.5128 | -1931.7766 | -921.9946 | -7245.6079 | -236.3403 | 196.9373 | -275.5211 | 3856.5376 | -170.3423 | 1447.3059 | 441.7421 | 2258.4688 | 2082.3198 | 521.558 | 209.9989 | -449.0109 | 411.0153 | -1232.5302 | -2222.7346 | -114.186 | -89.4775 | 2859.8242 | -1733.0787 | -668.5566 | -530.2817 | -96.9823 | 254.1225 | 1619.0259 | 163.7834 | -441.955 | 190.6 | 5.4651 | 2577.7419 | -151.439 | -0.22699 | 1.0009 | 424.812 | -897.2972 | -8.8404 | 2984.6655 | 1093.2015 | 4324.6021 | -266.4659 | -277.187 | 3168.4031 | 1945.2831 | 728.6113 | -134.8766 | 197.247 | -1083.9897 | 1505.7916 | 210.1043 | -300.2728
2030-03-28 | 14 | -11.7604 | 1156.6726 | -47.101 | -374.6498 | -1931.1676 | -1044.1344 | -6700.2402 | -224.9345 | 1.0053 | -281.6673 | 3873.9365 | -178.1799 | 1477.3485 | 432.5111 | 2260.1206 | 2140.9316 | 553.1216 | 209.9989 | -524.6053 | 389.3917 | -1278.5829 | -2457.2646 | -141.6141 | -84.2493 | 3347.8145 | -1855.8278 | -812.286 | -564.9756 | -101.8105 | 196.5352 | 1719.6447 | 2.0589 | -369.8296 | 138.5793 | 5.4887 | 2683.45 | -430.5686 | 66.132 | 14.866 | 449.8369 | -769.4644 | -94.5805 | 3496.6575 | 1094.8243 | 4670.4053 | -263.1551 | -719.3803 | 3162.2434 | 1682.823 | 713.9116 | -505.7055 | 293.0599 | -1319.0238 | 2046.9678 | 210.1043 | -342.3842
2030-03-28 | 15 | -13.8541 | 1270.8872 | -48.46 | -392.0076 | -1914.5176 | -1077.4904 | -6211.9092 | -322.6812 | -2.8542 | -278.6092 | 3856.3191 | -182.1074 | 1517.5779 | 215.3808 | 2239.8386 | 2339.8926 | 571.444 | 209.9989 | -518.5967 | 354.6822 | -1349.9578 | -2267.2197 | -181.1383 | -69.3796 | 3196.657 | -1911.7971 | -616.5378 | -573.2157 | -105.8973 | 124.4077 | 1968.8801 | 1.88 | -251.5902 | 141.6541 | 5.5146 | 2614.7021 | -49.3384 | 109.8621 | 81.5849 | 450.2545 | -716.281 | -209.7455 | 3499.823 | 1079.2175 | 4742.7427 | -263.8839 | -277.4352 | 3254.0535 | 1696.8735 | 636.5224 | -818.6165 | 697.4163 | -1054.9586 | 1879.7268 | 210.1043 | -338.9185
2030-03-28 | 16 | -14.8082 | 1380.8076 | -49.3551 | -413.5334 | -1931.141 | -1134.7611 | -6489.041 | -378.1346 | -194.838 | -268.163 | 3839.5181 | -48.1997 | 1769.694 | 204.0297 | 2210.4958 | 2334.8499 | 551.1215 | 209.9989 | -494.4353 | 158.3348 | -1326.8834 | -1873.9276 | -246.4876 | -70.7662 | 3085.7432 | -2050.1707 | -255.9682 | -600.0958 | -110.1324 | 67.3546 | 2276.842 | 1.0005 | 25.9229 | 100.0869 | 5.4304 | 2796.0364 | 574.4682 | -1.9099 | 1 | 0.99968 | -433.8525 | -403.4281 | 2970.6184 | 1041.0382 | 4360.3677 | -265.0524 | -532.8111 | 3330.6362 | 1357.3265 | 215.763 | -2031.3156 | 300.9955 | -704.7711 | 1119.156 | 210.1043 | -312.4484
2030-03-28 | 17 | -13.9955 | 1333.256 | -49.6203 | -428.7299 | -1906.2795 | -1121.1652 | -6658.8154 | -290.975 | -122.5468 | -206.3599 | 3827.5332 | 46.8503 | 1551.0608 | 192.4962 | 2187.4724 | 1777.6205 | 437.2982 | 209.9989 | -504.8616 | 392.0759 | -1511.6058 | -2369.8132 | -184.7944 | -54.5953 | 2900.959 | -1950.1949 | -529.1019 | -600.3945 | -107.319 | 109.2641 | 2038.6617 | -250.3768 | -118.7448 | 74.7594 | 5.6869 | 2621.7026 | 516.5679 | -134.842 | 0.99856 | 378.3178 | -821.9659 | -216.2345 | 3184.9341 | 1129.6837 | 4536.3916 | -268.0057 | -497.1678 | 3858.9287 | 1392.5874 | 939.6194 | -713.3163 | 376.2471 | -1327.3516 | 2338.0566 | 210.1043 | -330.1519
2030-03-28 | 18 | -20.1287 | 1342.281 | -54.5034 | -488.3833 | -1614.1462 | -1083.3401 | -8018.3428 | -2.3227 | -162.2413 | -207.7331 | 3642.8315 | 129.808 | 1299.6296 | 178.6138 | 2161.0234 | 2012.7661 | 421.4146 | 209.9989 | -448.682 | 519.0995 | -1590.3279 | -2379.5466 | -169.534 | -50.5098 | 2406.592 | -2000.7776 | -506.5347 | -592.7877 | -112.6736 | 101.3636 | 2049.77 | -86.7037 | -64.0466 | 43.2385 | 6.0982 | 2597.7039 | 873.5982 | 105.7246 | 352.0822 | 449.3362 | -964.8666 | -116.4753 | 2674.8452 | 1106.9087 | 4333.6245 | -74.0342 | -276.6356 | 3325.8208 | 865.1117 | 1041.6653 | -136.6385 | -50.3359 | -762.9491 | 3385.0964 | 210.1043 | -235.5534
2030-03-28 | 19 | -20.8188 | 1369.9985 | -56.0507 | -513.8254 | -1503.2875 | -1118.4722 | -8452.7383 | 42.1311 | -95.3692 | -261.0016 | 3477.1077 | 128.702 | 1427.1945 | 408.0212 | 2206.0144 | 2104.052 | 375.5288 | 209.9989 | -377.9229 | 511.2041 | -1647.88 | -2308.2808 | -193.1973 | -45.3617 | 2058.8435 | -1973.1957 | -556.0737 | -602.2178 | -113.004 | 69.4371 | 2157.052 | -249.0511 | -34.6889 | 131.4637 | 5.4508 | 2380.4595 | 995.5605 | 1.0004 | 207.1129 | 449.3779 | -1038.8872 | -171.8497 | 2668.8062 | 1086.9604 | 4143.0234 | -89.8206 | -274.3634 | 3267.2126 | 679.7956 | 1014.2385 | -225.5694 | -240.0409 | -433.6696 | 3606.5007 | 210.1043 | -244.4888
2030-03-28 | 20 | -23.2395 | 1336.3965 | -60.6485 | -532.438 | -1550.2604 | -1150.9661 | -9151.8496 | -2.6016 | -563.4388 | -362.3953 | 3616.4866 | 126.7391 | 1438.7195 | 403.9188 | 2209.1062 | 1800.2947 | 380.3422 | 209.9989 | -374.0865 | 613.961 | -1688.5052 | -2376.4243 | -184.6221 | -38.5797 | 2051.6638 | -2007.9443 | -976.3724 | -609.6161 | -110.5003 | 43.0332 | 2205.6941 | -798.9296 | -56.6459 | 185.1901 | 6.2832 | 2418.9609 | 1079.2885 | 1.0029 | 86.5918 | 449.5408 | -1098.8712 | -280.6762 | 2538.6257 | 1068.9977 | 3939.873 | -2.5767 | -272.5032 | 3300.4607 | 395.0731 | 1226.2101 | 0.96778 | -383.9204 | -595.1012 | 4285.9614 | 210.1043 | -346.1448
2030-03-28 | 21 | -24.4819 | 1227.0402 | -63.3977 | -536.6025 | -1663.2411 | -1164.9755 | -9385.1152 | 30.2442 | -33.902 | -351.1837 | 3645.2146 | 169.9078 | 1349.2571 | 336.5224 | 2176.5525 | 1734.2671 | 351.5975 | 209.9989 | -433.9701 | 781.6159 | -1802.2559 | -2355.3667 | -122.5546 | -38.4092 | 2468.5977 | -2007.816 | -1344.9916 | -617.7202 | -104.2894 | 119.9966 | 2269.8311 | -983.031 | -194.2421 | 217.3245 | 5.6567 | 2470.7617 | 1213.891 | 0.99853 | 0.99965 | 391.1216 | -931.4786 | -19.1967 | 2569.3533 | 1088.2085 | 3891.1343 | -2.8701 | -276.3517 | 3310.4224 | 900.145 | 1107.9718 | -114.7158 | -159.2861 | -93.615 | 5294.0137 | 210.1043 | -259.76
2030-03-28 | 22 | -22.4368 | 1194.6682 | -62.5241 | -536.6384 | -1566.7212 | -1209.8491 | -9929.8262 | 170.4004 | -234.6101 | -353.126 | 3078.5933 | 183.6878 | 1598.3292 | 284.0608 | 2141.9241 | 1836.8643 | 338.2326 | 209.9989 | -384.9898 | 852.0054 | -1771.4635 | -2631.3384 | -75.1459 | -45.4764 | 2011.4498 | -1987.554 | -1414.5984 | -632.894 | -99.015 | 207.849 | 2364.335 | -1160.9928 | -199.8398 | 176.0889 | 5.4214 | 2377.1389 | 1005.8582 | 1.0008 | 371.1053 | 0.99989 | -958.6194 | 163.1825 | 2331.0376 | 1125.0345 | 3934.7881 | -2.9533 | -276.9002 | 3704.3333 | 1000.9079 | 1190.3826 | 672.5576 | -465.6752 | -707.708 | 5809.7881 | 210.1043 | -136.0258
2030-03-28 | 23 | -18.4705 | 1237.9972 | -58.7527 | -532.1286 | -1285.9908 | -1259.7706 | -10257.0908 | 680.428 | 389.9791 | -180.231 | 3575.3213 | 134.6241 | 1077.9319 | 264.1382 | 2163.3967 | 1984.9176 | 329.9261 | 209.9989 | -304.3575 | 848.9409 | -1763.025 | -3047.7751 | -45.4072 | -46.1932 | 1424.2815 | -1951.0885 | -1383.6765 | -649.5892 | -98.1923 | 263.5597 | 2265.9695 | -1582.8573 | -161.6687 | 75.8444 | 5.2707 | 2310.7859 | 1021.7493 | 1.0041 | 169.3493 | 449.5751 | -777.427 | 298.3713 | 2117.8225 | 1074.5898 | 3506.5952 | -3.1027 | -276.2097 | 4002.1543 | 891.6634 | 1281.2732 | 304.8463 | -438.048 | -670.9389 | 6109.8618 | 210.1043 | -212.7458
2030-03-28 | 24 | -15.5736 | 1212.4678 | -55.7806 | -514.9897 | -1729.856 | -1283.8397 | -10066.9678 | 249.2214 | 805.3664 | -126.3591 | 3654.2036 | 156.8841 | 1042.052 | -15.7671 | 2139.48 | 1967.734 | 285.0351 | 209.9989 | -353.4695 | 690.6199 | -1499.2419 | -3876.0066 | -99.5257 | -35.7343 | 1644.5343 | -1923.7168 | -1638.7999 | -665.7712 | -99.9465 | 199.555 | 1871.6896 | -2080.4819 | -229.2831 | 0.99914 | 4.9212 | 2115.5222 | 1010.3073 | 1.0017 | 34.2393 | 449.7088 | -1623.1915 | 45.3293 | 1555.4519 | 1035.3767 | 2940.2651 | -2.518 | -276.4551 | 3842.0833 | 890.907 | 1397.4349 | 0.98526 | -52.887 | -815.3929 | 6481.0371 | 210.1043 | -302.6467
2030-03-29 | 1 | -8.5151 | 1309.3031 | -51.9071 | -516.2635 | -1237.3257 | -1446.8595 | -10315.127 | 857.5385 | 1737.2954 | -112.805 | 3702.6609 | 108.9325 | 1282.3689 | -238.8845 | 1736.5962 | 2094.3457 | 275.7321 | 209.9989 | -317.5411 | 433.4637 | -1435.2542 | -4002.6523 | -88.5559 | -25.4333 | 1472.0323 | -1955.0756 | -1480.642 | -740.2192 | -103.7676 | 244.7629 | 1718.0378 | -2651.2261 | -113.5552 | -166.9639 | 4.3911 | 1653.156 | 567.0818 | 1.0006 | 308.5696 | 449.4272 | -1433.333 | 134.0278 | 1818.1046 | 1045.6395 | 3371.3525 | -2.52 | -272.9701 | 3821.5354 | 957.4151 | 1395.8821 | -321.891 | 0.99575 | -846.7678 | 6864.0884 | 210.1043 | -383.967
2030-03-29 | 2 | 4.6132 | 1509.3665 | -43.252 | -479.3306 | -959.9783 | -1529.8629 | -10185.1318 | 1625.1017 | 2165.2844 | -95.3521 | 3722.5896 | 123.4491 | 1448.8651 | -242.6154 | 1757.7845 | 1419.9004 | -198.4809 | 209.9989 | -282.7213 | 284.4961 | -1206.916 | -4188.8779 | -151.5843 | -11.9952 | 1213.7072 | -1741.7297 | -1236.2621 | -755.3004 | -118.2699 | 239.2545 | 1604.1122 | -3532.9456 | -135.9605 | -478.5733 | 4.0959 | 1232.3872 | -610.9313 | -174.748 | 40.6219 | 449.6825 | -1696.568 | -122.8832 | 1855.6489 | 1030.2966 | 3178.0515 | -2.7059 | -272.7502 | 3634.0347 | 884.5533 | 1186.7677 | -365.6032 | -285.5281 | -570.9473 | 6288.8271 | 210.1043 | -339.6892
2030-03-29 | 3 | 0.54689 | 1996.8564 | -47.21 | -558.9374 | -578.6672 | -1904.637 | -11783.3984 | 2607.9365 | 2309.8333 | -118.4209 | 3684.104 | -17.4172 | 1324.6736 | -321.9911 | 1592.2515 | 1497.8458 | -300.7157 | 209.9989 | -237.6478 | 278.1595 | -951.4732 | -4351.1885 | -109.7807 | -31.5327 | 1184.3984 | -2046.9552 | -1662.9402 | -958.7863 | -134.1397 | 339.4423 | 1514.717 | -3586.5708 | -257.7477 | -563.9127 | 1.4865 | 1289.6223 | -58.184 | 0.99878 | 0.99448 | 134.2698 | -1729.4718 | 14.0013 | 1979.6807 | 798.7 | 3275.0823 | -2.4503 | -272.8627 | 1212.7565 | -1697.4023 | 1084.4058 | 375.0553 | -244.9959 | 411.5116 | 6723.6519 | 210.1043 | -146.0436
2030-03-29 | 4 | -20.723 | 2047.3821 | -54.6482 | -494.6847 | -281.9068 | -2043.8223 | -12765.1133 | 3148.2549 | 2355.6816 | -314.4271 | 3522.0486 | -37.3862 | 1466.5457 | -542.7501 | 962.7917 | 1260.2583 | 23.396 | 209.9989 | -220.5493 | 269.1774 | -887.3408 | -4559.7705 | -80.5407 | -45.2917 | 1157.9503 | -2312.8718 | -1787.3383 | -986.9567 | -137.7659 | 432.8571 | 1614.9462 | -598.3589 | -193.6369 | -252.1847 | 0.57434 | 1492.5302 | -1525.9833 | 59.6559 | 260.8633 | 449.4826 | -1763.0706 | 203.495 | 1238.7542 | 666.3169 | 2810.3132 | -2.2797 | -272.9457 | 1039.6438 | -2436.2249 | 909.3499 | 0.9812 | -1269.5846 | 557.0771 | 4995.5957 | 210.1043 | -87.1898
2030-03-29 | 5 | -27.2635 | 2015.8372 | -56.2654 | -446.2263 | -53.3086 | -2054.4709 | -13225.5527 | 3541.4751 | 2306.9976 | -317.8745 | 3501.2595 | -30.4166 | 1479.4984 | -623.8961 | 778.6638 | 1436.8036 | 111.4354 | 209.9989 | -213.6431 | 124.1836 | -838.6993 | -4674.1733 | -84.2269 | -63.1801 | 1311.3868 | -2457.7949 | -1618.1288 | -980.8621 | -140.9633 | 503.3954 | 1793.9397 | 1.0062 | -60.5491 | -144.6009 | 0.47929 | 1817.78 | -742.2196 | 130.173 | 164.3109 | 449.5557 | -1738.7783 | 202.756 | 1263.3695 | 649.6365 | 2779.1826 | -50.2726 | -272.8139 | 1129.5261 | -2637.824 | 841.4181 | 77.6587 | -1753.3734 | 597.4951 | 3445.7446 | 210.1043 | -54.5012
2030-03-29 | 6 | -31.3096 | 1933.3905 | -59.6973 | -415.6896 | 212.5523 | -2069.0964 | -13726.2656 | 3811.2139 | 1721.3263 | -288.0536 | 3498.7415 | 83.1389 | 1304.2164 | -574.1261 | 922.6197 | 1229.8192 | 142.975 | 209.9989 | -210.5018 | 5.5499 | -1072.7299 | -4950.4551 | -85.1304 | -68.5602 | 1311.9531 | -2625.7083 | -1427.9836 | -978.459 | -141.1296 | 546.3852 | 1998.6119 | 1.0015 | 82.4203 | -116.8126 | 0.46131 | 1884.7601 | -697.7923 | 172.9917 | 204.3025 | 449.5618 | -1444.7521 | 318.8576 | 1048.1337 | 620.2563 | 2654.4797 | -2.1454 | -272.8126 | 1193.1769 | -2869.4041 | 756.0659 | 478.6426 | -2265.6235 | 587.4775 | 3486.8816 | 210.1043 | 4.7402
2030-03-29 | 7 | -20.6142 | 1918.3279 | -55.3334 | -485.7902 | 274.7836 | -2061.3906 | -13807.3535 | 3640.9216 | 637.5594 | -195.9988 | 3635.7712 | 115.907 | 1010.0134 | -445.2766 | 1359.2683 | 963.913 | 73.2377 | 209.9989 | -192.0747 | -126.6558 | -1196.089 | -5557.4346 | -126.7155 | -62.7919 | 1048.4692 | -2557.0823 | -1526.588 | -990.4626 | -137.082 | 524.8146 | 2218.9084 | -134.1671 | 77.6652 | -294.0931 | 0.50065 | 1630.1851 | -1493.9967 | 272.0107 | 258.7101 | 449.4607 | -1794.2279 | 45.7645 | 1767.2485 | 660.2729 | 3306.2327 | -2.2157 | -272.8677 | 2033.7877 | -2402.0522 | 837.933 | 1619.1761 | -2715.0459 | -0.63035 | 4407.5664 | 210.1043 | -61.5091
2030-03-29 | 8 | -20.0956 | 1483.6379 | -58.6725 | -624.9108 | 74.1409 | -1825.1346 | -13758.7295 | 3359.9221 | 70.2861 | -122.2724 | 3576.2825 | 70.9209 | 1134.9254 | -304.7498 | 1859.5063 | 986.5589 | 20.0559 | 209.9989 | -197.0368 | 92.2678 | -1514.6605 | -5424.5293 | -33.902 | -45.9673 | 1081.8446 | -2468.1868 | -1789.2632 | -940.6848 | -117.5725 | 612.3923 | 2260.9565 | -37.932 | -27.1842 | -192.0029 | 0.63042 | 1375.5952 | -391.9702 | 503.5174 | 194.9422 | 449.5168 | -1677.5336 | 378.4251 | 1988.3767 | 643.0536 | 3524.8926 | -2.2111 | -272.7263 | 1819.4011 | -1707.0981 | 1117.0275 | 2010.7825 | -2422.4531 | -582.6485 | 5805.123 | 210.1043 | -94.2581
2030-03-29 | 9 | -23.283 | 1249.6317 | -58.5931 | -524.2212 | -50.4931 | -1820.1146 | -14263.3359 | 3218.6345 | 0.99879 | -208.9523 | 3510.9377 | 194.9999 | 1374.1362 | -317.8563 | 1774.9008 | 831.8623 | -52.8972 | 209.9989 | -190.4559 | 136.5676 | -1653.6321 | -5720.3159 | -27.1401 | -40.2341 | 882.3207 | -2513.9802 | -1844.0122 | -926.1805 | -104.2898 | 636.2395 | 2397.8276 | 0.99986 | 11.6844 | -198.4023 | 0.54205 | 1170.1693 | -881.9129 | 666.3182 | 255.0262 | 449.5602 | -1730.7948 | 299.1689 | 2373.6919 | 730.6406 | 3957.5898 | -5.824 | -272.9297 | 1766.6881 | -1377.2228 | 1173.8165 | 1631.2269 | -2280.6951 | -1480.1409 | 6725.8872 | 210.1043 | -135.0596
2030-03-29 | 10 | -25.0508 | 1383.6271 | -54.4872 | -531.6995 | -172.5521 | -1869.7506 | -14446.2656 | 3107.7461 | -3.1126 | -359.6243 | 3758.9595 | 66.1496 | 1465.0907 | -364.4914 | 1626.9219 | 563.8724 | -30.3114 | 209.9989 | -191.0341 | 177.2671 | -1684.151 | -5881.5859 | -1.4186 | -35.7597 | 834.4725 | -2632.0811 | -1731.0242 | -941.6575 | -103.1814 | 622.4638 | 2324.406 | 1.0011 | -22.095 | -150.7013 | 0.51216 | 1046.3419 | -507.6743 | 321.508 | 680.564 | 449.3571 | -1844.9799 | 374.0026 | 2790.6086 | 817.2792 | 4559.7476 | -2.5477 | -272.7022 | 2501.6199 | -502.9794 | 1244.5933 | 2137.6316 | -2266.8838 | -1395.6653 | 6256.0601 | 210.1043 | -50.397
2030-03-29 | 11 | -23.8778 | 1441.231 | -52.4503 | -522.6798 | -263.1713 | -1894.1908 | -14553.5947 | 3006.7114 | -3.11 | -362.2675 | 3759.2373 | 56.1348 | 1516.9622 | -383.0608 | 1606.0437 | 608.1157 | 7.9415 | 209.9989 | -189.2057 | 185.7477 | -1699.3833 | -6017.6396 | -11.2856 | -43.9375 | 790.2773 | -2614.9695 | -1770.4929 | -948.7851 | -103.856 | 585.5994 | 2390.3655 | 2.5501 | -18.1191 | -150.4289 | 0.47645 | 1218.1692 | -478.3012 | 367.9219 | 680.7784 | 449.4577 | -1857.7377 | 318.6896 | 2878.1086 | 822.51 | 4665.9062 | -2.5985 | -272.6627 | 2285.9114 | -440.2599 | 1236.6449 | 1904.131 | -2114.2761 | -1531.6244 | 5685.1274 | 210.1043 | -53.9127
2030-03-29 | 12 | -23.9946 | 1425.6208 | -63.1546 | -524.6877 | -542.8639 | -1804.7908 | -14067.2617 | 2405.0139 | -372.3112 | -343.6875 | 3693.3115 | 35.1634 | 1572.7006 | -366.4776 | 1631.6527 | 468.291 | 1.0008 | 209.9989 | -198.4633 | 212.3924 | -1705.6884 | -5976.9683 | -47.8884 | -39.1865 | 821.5161 | -2471.4241 | -1739.4351 | -928.4603 | -105.3167 | 476.5694 | 2315.4775 | 2.3679 | -13.5473 | -158.8183 | 0.53142 | 1173.7792 | -371.9689 | 559.0078 | 387.6493 | 449.6011 | -1719.7367 | 198.7335 | 2497.0557 | 571.66 | 4415.6992 | -265.113 | -324.6739 | 818.2456 | -1728.9828 | 1083.2864 | 1486.4688 | -1497.6465 | -1144.5366 | 5078.7495 | 210.1043 | -49.438
2030-03-29 | 13 | -19.7956 | 1398.3527 | -48.8819 | -531.6654 | -671.5008 | -1790.2002 | -13934.7471 | 2212.3271 | -3.1437 | -339.9061 | 3726.6687 | 15.3109 | 1555.7544 | -329.8794 | 1800.473 | 1029.4873 | 1.8521 | 209.9989 | -195.775 | 258.4509 | -1731.252 | -5716.7969 | -28.2473 | -24.115 | 822.5403 | -2573.9883 | -1741.5299 | -935.6992 | -98.4712 | 491.8503 | 2269.0452 | 2.2295 | -30.351 | -157.2462 | 0.66865 | 1004.8445 | -375.9898 | 592.6545 | 450.6678 | 449.5406 | -1663.5238 | 254.7737 | 2524.4009 | 599.3036 | 4491.4893 | -238.0012 | -272.9272 | 993.1127 | -1635.0468 | 1100.072 | 1535.9742 | -1289.5748 | -1039.9578 | 7661.4038 | 210.1043 | -52.13
2030-03-29 | 14 | -22.5862 | 1192.3452 | -47.0777 | -524.2001 | -655.6379 | -1693.8677 | -13883.3262 | 2102.2163 | -143.5019 | -292.1927 | 3675.6694 | 180.8791 | 1372.6495 | -315.7845 | 1780.4143 | 1006.3041 | 31.4094 | 209.9989 | -212.018 | 239.7108 | -1657.6812 | -5538.5781 | -17.5896 | -19.6928 | 942.4252 | -2490.3198 | -1595.8848 | -906.5677 | -90.807 | 537.0938 | 2327.5483 | 235.7595 | -3.0655 | -76.0728 | 0.62581 | 1055.3894 | -64.9194 | 742.397 | 586.322 | 449.4359 | -1649.7991 | 272.6304 | 2577.9814 | 635.187 | 4514.25 | -72.0584 | -272.8754 | 1497.8207 | -1040.2125 | 1057.2556 | 2102.0938 | -1526.7797 | -942.9778 | 8172.4282 | 210.1043 | -6.5025
2030-03-29 | 15 | -14.3709 | 990.2056 | -41.0201 | -312.0414 | -610.1213 | -1743.5078 | -13180.2627 | 2181.4658 | -461.8969 | -221.0924 | 3516.7083 | 108.1867 | 1693.5959 | -225.1943 | 1948.3054 | 510.8289 | 155.9212 | 209.9989 | -254.0897 | 171.5267 | -1633.0454 | -5586.2583 | -27.9226 | -21.5454 | 1129.2001 | -2034.2273 | -1528.5408 | -872.89 | -87.4095 | 533.4051 | 2417.302 | -80.4423 | -48.7482 | -373.9505 | 0.47683 | 1284.5079 | -2105.9478 | 518.7685 | 538.6268 | 417.0388 | -1506.9188 | 216.1941 | 2401.7615 | 848.2625 | 4221.979 | 7.6673 | -575.1912 | 2746.4907 | 137.4078 | 1046.6174 | 1077.6779 | -1201.9336 | -1836.8962 | 6588.4258 | 210.1043 | -191.4823
2030-03-29 | 16 | -26.8382 | 1264.5936 | -51.8589 | -546.3132 | -727.2123 | -1674.5702 | -12511.5615 | 1804.7936 | -573.432 | -141.5503 | 3752.6082 | 186.0578 | 1098.1053 | -87.0758 | 1882.2794 | 774.5041 | 49.0912 | 209.9989 | -249.5396 | 336.9166 | -1509.141 | -5786.5732 | -65.1982 | -13.8529 | 1068.7894 | -2602.9526 | -2040.8384 | -904.788 | -90.9229 | 431.7327 | 2408.3071 | 2.3524 | -4.0117 | 13.7896 | 0.69193 | 1169.9939 | -258.5536 | 951.1753 | 660.493 | 449.1866 | -2011.3966 | 31.4349 | 2639.1704 | 779.8112 | 4696.9917 | -266.2928 | -399.8771 | 2522.4487 | -595.8078 | 1178.4797 | 695.0121 | -813.4863 | -1896.9891 | 8042.0718 | 210.1043 | -234.3811
2030-03-29 | 17 | -28.5388 | 1269.4307 | -54.8749 | -549.2994 | -636.0862 | -1727.7778 | -12957.4355 | 1993.5505 | -700.2936 | -97.7312 | 3739.6213 | 145.9493 | 1033.1383 | -33.8255 | 1878.6823 | 352.5177 | -22.3621 | 209.9989 | -237.6527 | 371.7574 | -1638.3718 | -5727.8472 | -34.2009 | -12.9197 | 1028.166 | -2637.3997 | -1999.3378 | -913.2064 | -91.9255 | 458.1754 | 2292.0168 | 3.0005 | 11.5452 | 1.0007 | 0.72025 | 1086.0706 | -300.7104 | 904.1923 | 601.7963 | 449.428 | -1792.9572 | 177.3728 | 2641.4905 | 763.9474 | 4646.9038 | -267.8081 | -451.4303 | 2485.1079 | -887.7115 | 1195.6752 | 1007.1773 | -918.7333 | -1967.7531 | 8069.8613 | 210.1043 | -218.468
2030-03-29 | 18 | -27.7937 | 1337.7799 | -54.5375 | -533.6693 | -665.3509 | -1748.907 | -13140.2627 | 1986.6055 | -379.8614 | -88.1711 | 3586.2515 | 156.293 | 1126.9417 | -9.5146 | 1809.5701 | -228.054 | -120.7528 | 209.9989 | -205.8853 | 351.5345 | -1475.2372 | -5647.5977 | -44.4101 | -17.789 | 823.1122 | -2632.9285 | -1975.7451 | -917.1439 | -97.8178 | 463.7794 | 2250.1672 | 430.4181 | 19.4826 | -0.97334 | 0.7547 | 1098.1105 | 37.399 | 639.3932 | 703.5461 | 449.3591 | -1999.4309 | 165.5194 | 2962.1118 | 1001.3049 | 4744.502 | -2.5041 | -272.762 | 2819.1091 | -875.274 | 1207.0461 | 1343.9325 | -1127.4473 | -1241.4076 | 5922.2407 | 210.1043 | -104.616
2030-03-29 | 19 | -23.1425 | 1346.6703 | -51.3393 | -517.7267 | -648.6083 | -1768.7448 | -13257.7178 | 2066.8464 | -160.1423 | -91.0482 | 3645.8594 | 143.2159 | 931.6641 | -1.1113 | 1756.3087 | -580.2991 | -259.689 | 209.9989 | -194.6889 | 322.9018 | -1724.8398 | -5576.4077 | -50.4118 | -19.2807 | 883.4465 | -2523.8723 | -1846.6399 | -922.8209 | -100.1182 | 446.1945 | 2141.7051 | 308.1002 | 39.8224 | -73.3194 | 0.75655 | 1054.1177 | -201.9721 | 733.2208 | 396.3481 | 449.5879 | -1517.8838 | 238.867 | 2953.6863 | 854.0972 | 4775.1147 | -264.3688 | -272.8654 | 1943.8179 | -1949.7782 | 1068.0293 | 1340.4633 | -1112.5505 | -849.283 | 5959.2266 | 210.1043 | -83.1732
2030-03-29 | 20 | -22.0432 | 1408.4064 | -51.6587 | -520.5588 | -452.3376 | -1812.3176 | -13453.7568 | 2200.7236 | -203.6059 | -87.4203 | 3379.0955 | 161.9648 | 1236.8936 | 14.3058 | 1837.4827 | -455.1987 | -240.82 | 209.9989 | -183.1133 | 359.808 | -1769.396 | -5639.4961 | -53.2341 | -22.0968 | 695.2597 | -2567.1467 | -1941.7831 | -934.8988 | -102.2809 | 435.7188 | 2180.9839 | 130.8752 | 22.7432 | -94.3719 | 0.76402 | 1084.3812 | -359.4324 | 620.1622 | 404.8738 | 449.5976 | -1578.9509 | 239.2585 | 3002.8386 | 958.5169 | 4539.9214 | -2.4463 | -272.8877 | 2082.582 | -1391.7952 | 1089.998 | 1674.8068 | -1610.1406 | -675.9069 | 5717.6821 | 210.1043 | -104.4427
2030-03-29 | 21 | -26.5462 | 1239.4684 | -54.9603 | -529.5208 | -588.4976 | -1717.5148 | -13372.709 | 2123.5974 | 1.0008 | -79.1483 | 3012.2051 | 189.1854 | 1691.4899 | -76.7473 | 1823.3922 | -287.6051 | -185.5194 | 209.9989 | -182.8687 | 469.8087 | -1890.0061 | -5550.7163 | -18.5812 | -22.1227 | 631.4358 | -2591.2017 | -2017.0626 | -899.4038 | -96.7771 | 450.7842 | 2206.3359 | 512.0636 | 23.9414 | -2.2282 | 0.77404 | 805.2408 | 11.1922 | 1.0013 | 511.0623 | 449.5214 | -1274.5527 | 385.2904 | 2829.9807 | 1025.6906 | 4520.7583 | -2.773 | -272.9199 | 2084.0469 | -1197.8053 | 1114.8696 | 1892.4974 | -1432.7855 | -683.4526 | 5896.2319 | 210.1043 | -80.2986
2030-03-29 | 22 | -27.2105 | 1186.6726 | -53.8734 | -525.9516 | -614.6135 | -1717.1228 | -13469.6201 | 2191.9578 | 0.99987 | -91.0153 | 3399.5315 | 148.013 | 1335.0607 | -274.2346 | 1766.5638 | -140.2882 | -123.176 | 209.9989 | -252.7469 | 418.7296 | -1618.8679 | -5489.6885 | -16.7621 | -21.1249 | 1132.5542 | -2571.6038 | -1908.0254 | -898.8569 | -94.3494 | 506.6946 | 2291.8669 | 453.0878 | 48.4641 | 18.9056 | 0.73715 | 672.0181 | 38.1084 | 1.0046 | 563.2292 | 449.3151 | -1558.7406 | 347.8788 | 2718.0217 | 978.009 | 4370.2466 | -2.9829 | -272.7793 | 2606.4138 | -1280.3076 | 1125.2607 | 2300.729 | -1411.0234 | -840.0087 | 6438.6655 | 210.1043 | -29.5191
2030-03-29 | 23 | -26.5329 | 1211.0405 | -51.0569 | -520.8463 | -387.4602 | -1773.4489 | -13986.0049 | 2819.877 | 1.007 | -88.6154 | 3269.1558 | 134.552 | 1540.8741 | -304.5673 | 1728.1592 | 238.3464 | 0.61778 | 209.9989 | -267.0558 | 396.8188 | -1371.7274 | -5465.1465 | 38.4453 | -27.6004 | 1159.9988 | -2583.3135 | -1819.9382 | -916.3017 | -94.1614 | 667.9866 | 2431.8296 | 200.907 | 79.4955 | 21.3379 | 0.73437 | 588.6414 | -47.5823 | 1.0015 | 439.0987 | 449.2482 | -1966.0126 | 499.1789 | 2326.0156 | 1012.2425 | 3967.4929 | -2.3552 | -272.8088 | 2254.1589 | -1114.4185 | 1383.1846 | 2602.8518 | -992.5621 | -1288.1158 | 6969.1421 | 210.1043 | -108.2811
2030-03-29 | 24 | -28.1132 | 1362.4945 | -47.9485 | -509.9586 | -403.1393 | -1878.1295 | -14451.1855 | 3034.699 | 867.5425 | -143.4559 | 3577.1675 | -6.2176 | 1362.7849 | -410.1473 | 1493.6366 | 366.8215 | 50.1749 | 209.9989 | -318.9082 | 406.0008 | -1224.335 | -4901.8828 | 59.5396 | 2.9401 | 1648.3101 | -2580.4905 | -1517.0232 | -941.0223 | -101.537 | 710.6602 | 2536.8005 | 2.3711 | 127.8013 | -1.9072 | 0.71173 | 240.9907 | -168.52 | 141.6738 | 504.6111 | 449.224 | -1752.4329 | 701.6992 | 1659.7938 | 881.8275 | 3484.2671 | -2.358 | -272.6793 | 1868.6449 | -1188.177 | 1212.3656 | 1845.2083 | -1116.4098 | -834.6923 | 6021.8774 | 210.1043 | -162.3855
2030-03-30 | 1 | -30.074 | 1814.7517 | -61.1433 | -390.6544 | -5.8637 | -2130.21 | -15371.042 | 3695.5527 | 1575.5851 | -138.8374 | 3777.6423 | -110.6098 | 890.4648 | -510.7823 | 1183.5168 | 121.7503 | 81.7642 | 209.9989 | -322.8953 | 68.8142 | -729.8174 | -5057.0405 | -51.4277 | -29.14 | 1696.3762 | -2573.1255 | -1214.6252 | -985.6125 | -127.7965 | 666.4371 | 2663.7739 | 2.7114 | 198.3966 | -62.79 | 0.50341 | 607.9551 | -1366.8279 | 523.0758 | 137.3826 | 449.5562 | -1969.6595 | 160.3526 | 1529.6595 | 1117.9324 | 3205.6165 | -310.3152 | -827.9563 | 5664.7808 | 2127.7954 | 1066.9061 | 1553.7762 | -1349.1798 | -300.1946 | 1185.1504 | 210.1043 | -145.0859
2030-03-30 | 2 | -28.8653 | 2105.4805 | -58.4139 | -384.0806 | 329.0097 | -2099.0017 | -15024.4531 | 4189.7671 | 2036.8706 | -122.236 | 3407.7791 | -194.9878 | 1740.8439 | -644.8009 | 632.6218 | 454.1964 | 128.0655 | 209.9989 | -286.7211 | -32.1108 | -536.8171 | -4487.9922 | -80.5834 | -43.2838 | 1668.0281 | -2509.1367 | -823.3176 | -974.6509 | -152.0598 | 636.7348 | 2146.7517 | 3.2297 | 299.2552 | -2.0455 | 0.72612 | 691.9104 | -1010.5469 | 1.0046 | 405.8498 | 449.3786 | -1972.5197 | 83.0113 | 1654.379 | 983.5973 | 3366.4507 | -2.5377 | -272.9752 | 2048.491 | -566.6869 | 927.755 | 960.0666 | -1780.8491 | 1.0204 | -1483.4253 | 210.1043 | -112.8489
2030-03-30 | 3 | -27.2083 | 2165.9233 | -55.3796 | -364.1699 | 275.8131 | -2088.2493 | -14687.0039 | 3934.8005 | 2290.0679 | -102.3098 | 2840.3936 | -195.0018 | 2116.1687 | -716.2159 | 385.0675 | 647.7911 | 136.1242 | 209.9989 | -242.9131 | -79.8592 | -385.0653 | -3867.6016 | -116.9604 | -62.3422 | 1499.6161 | -2493.3254 | -714.6369 | -967.3286 | -154.5751 | 568.4335 | 1874.9871 | 3.8716 | 253.884 | 1.0014 | 0.72745 | 858.8676 | -1271.9327 | 1.0002 | 86.4282 | 449.6554 | -1825.9312 | 0.99859 | 1758.3352 | 895.3971 | 3169.8076 | -2.5155 | -272.8721 | 882.545 | -1676.8984 | 718.2097 | 1060.5297 | -2199.7434 | 732.6183 | -1749.3818 | 210.1043 | 14.6757
2030-03-30 | 4 | -32.9278 | 2079.7319 | -56.7524 | -375.8232 | 296.5667 | -1919.2212 | -14119.2969 | 3817.0286 | 2348.3152 | -95.6487 | 2836.5942 | -194.8636 | 2122.3359 | -749.2704 | 290.5065 | 768.6486 | 72.7833 | 209.9989 | -241.3483 | -108.1144 | -241.0423 | -3676.6094 | -127.7607 | -65.7678 | 1642.1337 | -2453.7573 | -779.3005 | -915.1494 | -153.9704 | 550.3456 | 1606.5862 | 3.6293 | 134.4099 | 136.3599 | 0.63791 | 879.1271 | -782.4657 | 175.3276 | 1.0051 | 411.7015 | -2046.7877 | -22.2808 | 1788.7528 | 922.376 | 3120.6731 | -2.3614 | -276.7509 | 433.0924 | -2403.822 | 671.9528 | 879.4105 | -2425.0911 | 888.1027 | -3325.0361 | 210.1043 | 19.6881
2030-03-30 | 5 | -27.8606 | 1790.3422 | -55.5509 | -385.3394 | 116.3721 | -1835.709 | -12691.542 | 3202.6143 | 2359.6558 | -87.6009 | 3438.5471 | -195.0854 | 1402.0769 | -754.7582 | 207.0721 | 483.9417 | 47.3537 | 209.9989 | -82.9127 | -71.9665 | -196.5336 | -3098.2131 | -103.6009 | -73.7099 | 1292.3873 | -2335.6069 | -819.0551 | -871.5383 | -137.3632 | 575.3909 | 1523.0864 | 4.4248 | -12.3671 | 109.5398 | 0.68598 | 744.5595 | -298.3077 | 357.2577 | 243.4142 | 1.0008 | -2065.8093 | 25.3182 | 1347.244 | 880.5444 | 2946.8289 | -2.8528 | -511.092 | 45.0561 | -2815.9102 | 645.1512 | 655.7687 | -2509.5811 | 771.5508 | 1251.5046 | 210.1043 | 31.6428
2030-03-30 | 6 | -22.8774 | 1621.4207 | -56.1347 | -431.6275 | 108.631 | -1657.8438 | -12453.5508 | 3112.6577 | 2260.3665 | -111.3828 | 2733.9155 | -195.0087 | 2127.4238 | -731.7969 | 307.8651 | 12.0183 | 23.6545 | 209.9989 | -144.1783 | -47.0025 | -205.8275 | -2777.7871 | -73.4975 | -49.7683 | 1305.569 | -2243.7505 | -779.3879 | -830.2617 | -130.0892 | 620.085 | 1633.9474 | 5.3002 | -99.6429 | 159.5561 | 0.62888 | 439.9183 | 132.516 | 143.5644 | 1.0036 | 249.6008 | -2175.2876 | 77.4816 | 1842.2157 | 848.6691 | 3303.4236 | -142.4672 | -273.8151 | 217.9525 | -2881.4995 | 776.8459 | 721.9553 | -2557.3936 | 313.7378 | 1849.0902 | 210.1043 | 5.3954
2030-03-30 | 7 | -14.6989 | 1262.8463 | -35.1388 | -399.068 | 129.2561 | -1448.7344 | -12230.1719 | 2959.5547 | 2029.2168 | -132.4156 | 2921.301 | -194.7824 | 1355.7148 | -660.3149 | 558.7232 | -360.3275 | 45.3064 | 209.9989 | -254.7507 | 30.2027 | -285.3959 | -3155.085 | -33.1632 | -27.766 | 1800.7612 | -2016.818 | -888.905 | -763.3452 | -100.846 | 648.4331 | 1647.813 | 3.1561 | -268.9532 | 203.2757 | 0.63126 | 157.8448 | 176.7405 | 140.0441 | 603.8 | 1.0019 | -2443.0068 | 143.2873 | 2179.3923 | 944.1174 | 3979.9155 | 1.0121 | -278.8616 | 1565.2078 | -2102.9297 | 1088.7736 | 1826.9844 | -2854.0039 | -10.7373 | 1870.4004 | 210.1043 | 5.4168
2030-03-30 | 8 | -38.5002 | 1291.1548 | -63.3243 | -358.5175 | 579.4941 | -1645.7196 | -13961.9092 | 3751.8923 | 1392.2506 | -127.0741 | 3331.8601 | -191.5134 | 1461.688 | -619.9241 | 693.3338 | -304.9514 | 74.7839 | 209.9989 | -302.0533 | 39.9738 | -274.7145 | -2961.0413 | 6.3704 | -35.0183 | 2238.5432 | -2181.2231 | -991.6478 | -776.3305 | -125.9275 | 763.8249 | 1552.7115 | 810.6738 | -312.477 | 372.9673 | 0.66213 | 288.0313 | 114.4523 | -6.7769 | 268.3987 | 0.9991 | -2555.1287 | 286.4667 | 2664.3887 | 905.9545 | 4125.9727 | -3.5883 | -272.3517 | 1674.254 | -1327.6947 | 1171.8677 | 2915.26 | -3706.166 | -91.8236 | -2589.9429 | 210.1043 | 74.0449
2030-03-30 | 9 | -32.6097 | 1373.4775 | -64.3119 | -349.7437 | 792.7852 | -1871.7731 | -14618.0039 | 3983.8005 | -203.1585 | -122.657 | 3292.5725 | -134.7712 | 1713.3813 | -580.6767 | 840.3193 | -207.5975 | -74.325 | 209.9989 | -279.5554 | -113.1014 | -283.1872 | -2938.791 | -8.9656 | -53.1444 | 2165.177 | -2193.1814 | -827.473 | -848.6348 | -123.5033 | 833.2318 | 1523.548 | 18.1297 | -231.9845 | 61.1159 | 0.72009 | 212.0085 | -883.0276 | 0.99823 | 0.99859 | 243.2951 | -2572.2351 | 158.6615 | 3248.9294 | 1260.0186 | 4333.522 | -3.4802 | -272.7138 | 1915.0142 | -876.6826 | 1081.2238 | 2899.0298 | -4748.2217 | -860.144 | -821.4388 | 210.1043 | 0.061883
2030-03-30 | 10 | -34.558 | 1414.7593 | -66.146 | -385.7686 | 579.5972 | -1976.1755 | -15226.6982 | 4146.9106 | -3.1589 | -154.7951 | 3176.7476 | -140.2071 | 1897.7314 | -507.462 | 1130.3534 | -145.2459 | -59.2006 | 209.9989 | -276.5269 | -373.1445 | -200.5923 | -3002.3398 | -41.4785 | -59.7317 | 2299.3408 | -2354.5435 | -229.5943 | -896.8577 | -125.9658 | 888.1419 | 1853.215 | 423.0447 | 23.8465 | 43.0401 | 0.74413 | 257.7557 | -530.6269 | 1.0026 | 0.99982 | 446.7595 | -2529.1968 | 0.99701 | 3480.4917 | 1232.5496 | 4511.4907 | -3.0429 | -273.0225 | 865.6984 | -2036.7062 | 909.8782 | 2492.4551 | -3532.3784 | 0.59374 | 1079.9633 | 210.1043 | -5.6399
2030-03-30 | 11 | -29.0351 | 1244.1105 | -63.8475 | -385.1291 | 426.7962 | -1960.7086 | -15277.7812 | 3845.4634 | -24.1807 | -167.5858 | 3034.7278 | -135.3224 | 2078.811 | -427.9898 | 1374.1416 | -160.1167 | -69.7539 | 209.9989 | -286.0276 | -278.7229 | -461.3091 | -3335.811 | 1.6908 | -50.4767 | 2363.1045 | -2274.7393 | -205.5344 | -886.5863 | -112.9334 | 907.2181 | 1968.4636 | 149.135 | -75.835 | 26.974 | 0.84008 | 90.1535 | -849.4479 | 185.9974 | 61.136 | 449.719 | -2174.1294 | 266.1399 | 3664.2412 | 1175.7668 | 4707.5298 | -2.7899 | -273.2354 | 60.2083 | -2810.6855 | 982.6963 | 2366.3027 | -2941.5859 | -358.2321 | 4070.6921 | 210.1043 | -57.8894
2030-03-30 | 12 | -39.2076 | 813.2451 | -64.9551 | -396.5876 | 144.5234 | -1718.8993 | -14748.8906 | 3413.3384 | -327.9066 | -171.3688 | 3071.6716 | -131.6096 | 2064.0586 | -408.7975 | 1433.6738 | -114.6547 | 36.605 | 209.9989 | -267.7851 | -157.4471 | -493.2087 | -3216.6577 | 63.2274 | -40.6601 | 2177.5144 | -2257.6692 | -372.0044 | -805.6745 | -93.4665 | 982.4451 | 1956.2684 | 1175.1478 | -182.472 | 282.6536 | 0.84276 | -49.9822 | 287.2395 | 420.4258 | 29.554 | 449.7274 | -2313.2507 | 365.097 | 3814.4941 | 1122.2279 | 4807.3164 | -2.7307 | -273.1972 | -375.7595 | -2870.1404 | 1071.1046 | 2570.801 | -2719.4597 | -808.8803 | 6016.9395 | 210.1043 | -37.715
2030-03-30 | 13 | -36.0753 | 715.61 | -63.3998 | -394.7639 | 0.15126 | -1774.4241 | -14689.085 | 3201.6934 | -193.1723 | -174.4118 | 3097.8765 | -144.1402 | 2060.7632 | -410.7525 | 1490.3907 | 459.7301 | 65.4415 | 209.9989 | -228.1567 | -63.2486 | -455.1726 | -2936.4194 | 103.77 | -33.3287 | 1804.8575 | -2228.4893 | -416.581 | -825.0569 | -83.5813 | 1026.8304 | 2020.262 | 311.985 | -198.8792 | 167.7737 | 0.84274 | -132.2853 | -554.2847 | 362.7898 | 49.5812 | 449.7552 | -2295.2944 | 454.3301 | 3703.2896 | 1017.106 | 4716.4551 | -2.6002 | -273.2975 | -457.0769 | -3021.5715 | 1127.7186 | 2724.614 | -2665.7134 | -917.2117 | 10980.5469 | 210.1043 | -30.2597
2030-03-30 | 14 | -36.7383 | 817.9316 | -63.6114 | -400.6155 | -54.1537 | -1844.0488 | -14748.752 | 3006.1501 | -436.3099 | -286.1453 | 3183.802 | -20.2331 | 1978.7014 | -529.9432 | 1092.2379 | 957.7705 | 76.198 | 209.9989 | -226.1273 | -125.105 | -493.3233 | -3123.8833 | 77.7649 | -26.1984 | 1788.6621 | -2280.1199 | -198.9386 | -856.0369 | -86.7283 | 996.5955 | 2081.4775 | 207.1402 | -83.4703 | 117.8629 | 0.71029 | -99.0923 | -579.1316 | 344.5266 | 136.3835 | 449.6932 | -2192.4951 | 389.0368 | 3469.7747 | 943.5779 | 4570.4941 | -2.6539 | -273.3145 | -218.0379 | -2671.6287 | 1086.5795 | 2536.5618 | -2651.4646 | -989.2558 | 10382.415 | 210.1043 | -36.7453
2030-03-30 | 15 | -35.3886 | 871.0605 | -63.9606 | -400.8222 | -6.0374 | -1881.4668 | -14613.1367 | 2902.0259 | -631.6573 | -215.1944 | 3119.2412 | -98.5372 | 2073.6106 | -539.1415 | 1072.9178 | 1127.3212 | 69.2113 | 209.9989 | -199.2965 | -122.5771 | -514.6741 | -3581.5381 | 67.9864 | -36.9332 | 1447.6938 | -2324.7805 | -132.1855 | -872.8135 | -86.927 | 958.6781 | 2006.6313 | 75.6759 | -5.1915 | 83.6158 | 0.77618 | 97.7701 | -733.1386 | 148.6556 | 317.0758 | 449.5464 | -2151.7063 | 348.6879 | 3244.2917 | 918.7745 | 4544.1626 | -2.7086 | -273.2894 | 1.6501 | -2361.8831 | 1081.9403 | 2502.7725 | -2455.6187 | -914.1763 | 9893.3613 | 210.1043 | -40.7017
2030-03-30 | 16 | -34.3227 | 912.3833 | -64.2641 | -400.9552 | -5.9987 | -1891.6968 | -14340.9893 | 3057.9587 | -886.5374 | -153.1541 | 3106.2983 | -130.6962 | 1994.5802 | -545.4687 | 1032.7419 | 1222.0122 | 65.4339 | 209.9989 | -196.4722 | -154.0961 | -573.8066 | -4003.3564 | 58.4791 | -41.1498 | 1375.6501 | -2344.3848 | -71.5114 | -878.2432 | -90.1483 | 955.0098 | 1972.2668 | 16.1807 | 39.7619 | 73.2322 | 0.80917 | 209.1507 | -795.2047 | 1.0032 | 435.15 | 449.3874 | -2144.176 | 315.7587 | 3009.6611 | 879.4391 | 4454.8618 | -2.6835 | -273.1968 | 396.7809 | -2388.6184 | 1154.3733 | 2032.537 | -2627.95 | -1293.9974 | 9948.2656 | 210.1043 | -65.6708
2030-03-30 | 17 | -38.821 | 671.6393 | -65.8817 | -405.439 | -83.3969 | -1768.5273 | -14163.2969 | 2971.4622 | -965.6856 | -137.4022 | 3046.5132 | -156.5682 | 1980.5513 | -518.4296 | 1014.7011 | 747.6132 | 77.3609 | 209.9989 | -490.5342 | -192.762 | -529.505 | -4097.2246 | 78.4336 | -20.2979 | 3088.2354 | -2310.6877 | 25.379 | -830.8906 | -80.5565 | 1015.4064 | 1922.0365 | 347.7751 | -3.4792 | 182.3147 | 0.76144 | 266.6156 | -455.488 | 32.5678 | 394.9786 | 449.8184 | -2135.0359 | 342.837 | 3021.3525 | 816.3158 | 4437.2485 | -10.6416 | -264.1852 | 176.321 | -3134.5784 | 1147.8651 | 2243.6262 | -2654.7263 | -1041.5092 | 11047.3008 | 210.1043 | -48.981
2030-03-30 | 18 | -40.6962 | 577.8572 | -66.7723 | -395.4408 | -137.9272 | -1731.5444 | -14040.873 | 2896.0735 | -752.1564 | -117.4534 | 3016.2422 | 1.0021 | 1891.8473 | -514.0355 | 1059.0077 | 1139.8015 | 85.8394 | 209.9989 | -531.8325 | -204.5099 | -428.5345 | -3846.6799 | 77.2499 | -9.0335 | 3452.4846 | -2277.1099 | 205.0046 | -813.0927 | -77.5664 | 1027.994 | 1903.6442 | 735.5367 | -14.157 | 209.2804 | 0.72646 | 108.7085 | -279.0462 | 143.0399 | 391.6716 | 449.47 | -2327.5798 | 299.0743 | 3127.6848 | 813.5302 | 4534.1152 | -2.5944 | -273.1982 | 105.0941 | -3566.001 | 1215.8306 | 2348.4065 | -2652.4397 | -1043.4264 | 11542.1641 | 210.1043 | -44.1344
2030-03-30 | 19 | -40.8549 | 544.9508 | -67.5096 | -525.2647 | -75.3887 | -1658.8416 | -13922.5264 | 2800.2129 | -559.3047 | -132.7241 | 2909.9543 | 78.4907 | 1932.1956 | -430.9896 | 1278.1843 | 1011.5634 | 88.2953 | 209.9989 | -514.708 | -220.7372 | -599.377 | -4013.894 | 67.6679 | 1.795 | 3356.4915 | -2331.7153 | 194.921 | -823.9786 | -73.2495 | 1028.0432 | 2164.342 | 1080.9995 | 65.9668 | 246.2917 | 0.73808 | -26.0291 | 622.7627 | 378.1864 | 442.72 | 449.4224 | -2143.6987 | 263.2064 | 3381.7908 | 818.5718 | 4766.5352 | -2.543 | -273.2433 | -464.706 | -4514.4375 | 1271.0399 | 2266.4121 | -2493.8628 | -1289.1348 | 12650.5986 | 0.10427 | -68.4567
2030-03-30 | 20 | -30.8175 | 758.3671 | -48.8971 | -523.2997 | -91.2992 | -1715.079 | -13840.3701 | 2624.7949 | -623.6094 | -122.0624 | 2889.4543 | 102.0821 | 2034.4854 | -403.6797 | 1448.2731 | 1389.9022 | 64.6183 | 209.9989 | -482.2209 | -227.5362 | -700.8176 | -4194.8789 | 5.8442 | 0.13181 | 3041.5 | -2328.1624 | 23.314 | -859.9282 | -81.1979 | 899.5071 | 2376.6282 | 588.0068 | 54.1732 | 110.0934 | 0.69158 | -153.235 | 197.1877 | 466.1189 | 511.3087 | 449.3377 | -2256.8088 | 40.9855 | 3475.3989 | 857.2809 | 4883.5493 | -2.6851 | -273.2219 | -233.6039 | -4542.1309 | 1186.972 | 1691.5699 | -2360.5188 | -1477.78 | 12236.6504 | 0.10427 | -189.7021
2030-03-30 | 21 | -38.0855 | 624.2028 | -70.0608 | -415.3416 | -132.8557 | -1766.8131 | -14022.3506 | 2733.0391 | -34.2295 | -227.062 | 2987.761 | 168.8111 | 1917.2274 | -497.0948 | 1125.9508 | 1644.4288 | 95.2707 | 209.9989 | -488.1424 | -142.8056 | -700.8364 | -3844.4883 | 49.2137 | 0.44897 | 3135.3225 | -2193.1814 | 179.1792 | -823.3537 | -80.2274 | 935.4407 | 2012.9419 | 421.6809 | -122.3364 | 88.9524 | 0.66508 | -295.3563 | -586.5455 | 272.3338 | 515.2725 | 449.3829 | -2182.6909 | 215.388 | 3254.3555 | 840.6625 | 4697.6245 | -2.7283 | -273.349 | 153.4217 | -3917.541 | 1131.4523 | 2277.8003 | -2265.8872 | -461.261 | 11205.6572 | 210.1043 | -13.7943
2030-03-30 | 22 | -35.5351 | 685.8148 | -68.35 | -448.1517 | -429.6328 | -1737.0969 | -14151.4561 | 2492.5168 | -76.8107 | -249.8223 | 3055.4043 | 151.4387 | 1874.0559 | -574.0706 | 890.2708 | 1801.1935 | 45.3669 | 209.9989 | -251.5055 | -144.3646 | -660.4022 | -3566.4805 | 45.9028 | -32.595 | 1873.1201 | -2155.9233 | 254.6682 | -821.8481 | -83.1014 | 929.1062 | 1799.7412 | 2.8838 | -156.9601 | 65.7639 | 0.64164 | -127.7619 | -583.5999 | 1.0015 | 189.3942 | 449.5477 | -2125.1521 | 243.6049 | 3095.584 | 803.3821 | 4453.3574 | -174.2202 | -273.3335 | 397.0298 | -3544.5662 | 968.2354 | 2187.3452 | -1983.8152 | -459.4226 | 10918.2197 | 210.1043 | 12.7253
2030-03-30 | 23 | -32.1837 | 666.1459 | -65.3558 | -360.6392 | -17.8727 | -1774.0995 | -14647.79 | 3095.6011 | -3.2027 | -157.6992 | 3035.6609 | -59.6438 | 1932.7776 | -612.7203 | 814.1673 | 1601.0087 | 151.8654 | 209.9989 | -230.5186 | -273.6686 | -371.2034 | -3682.3589 | 80.5896 | -49.2583 | 1876.7284 | -2065.0784 | 496.5724 | -805.2963 | -84.0787 | 1049.8591 | 1514.9479 | 1.0088 | -229.4487 | 20.8317 | 0.62773 | 65.9652 | -1449.9058 | 31.2798 | 357.4042 | 449.4512 | -2418.9041 | 350.7742 | 3104.5002 | 994.0462 | 4530.9307 | -3.1022 | -273.1295 | 1574.0596 | -2141.6111 | 1150.1172 | 2651.2034 | -2525.6104 | -437.2295 | 10320.0146 | 210.1043 | -39.2741
2030-03-30 | 24 | -32.0096 | 592.8517 | -61.0031 | -342.1766 | -29.631 | -1630.2372 | -14836.6143 | 3400.9524 | 577.0782 | -71.0089 | 3454.9905 | -55.2233 | 1271.8967 | -650.6039 | 521.0389 | 1541.9729 | 52.6542 | 209.9989 | -122.7933 | -10.8651 | -363.8115 | -2804.05 | 193.1529 | -65.2902 | 1669.1328 | -1876.36 | -161.8786 | -752.2835 | -78.8813 | 1150.9294 | 976.3435 | 36.9834 | -628.6494 | 94.1161 | 0.6488 | 72.099 | -794.9205 | 397.1117 | 7.8596 | 475.7281 | -2440.4893 | 711.001 | 2498.9236 | 746.4409 | 3693.7356 | 0.689 | -280.5835 | 422.7606 | -3220.7097 | 1473.6531 | 2752.9253 | -2654.0476 | -846.3229 | 6878.4072 | 210.1043 | -151.9876
2030-03-31 | 1 | -19.8212 | 577.0361 | -35.6364 | -442.9149 | -123.187 | -1380.2257 | -12867.25 | 2654.9778 | 1480.736 | -73.4174 | 3715.4512 | -136.8774 | 939.3265 | -711.9138 | 292.0747 | 937.0308 | 41.3632 | 209.9989 | -29.7145 | -94.6526 | -218.7816 | -1335.7444 | 136.1231 | -97.6653 | 1342.556 | -2094.5967 | 754.1049 | -737.58 | -53.6438 | 1030.5499 | 1086.3807 | 4.6722 | -137.033 | 240.5276 | 3.4652 | 451.4864 | 139.402 | 574.0569 | 188 | 449.3249 | -2483.9578 | 485.5941 | 2513.179 | 829.1713 | 3989.6497 | -2.4247 | -276.8392 | 1213.2511 | -2147.217 | 1437.6907 | 1776.1399 | -2782.8127 | -1226.9156 | 10628.4629 | 210.1043 | -210.3766
2030-03-31 | 2 | -24.4201 | 22.2894 | -31.871 | -390.4626 | -616.9666 | -823.7269 | -9511.1396 | 1451.4683 | 1809.6307 | -45.4414 | 3814.6084 | -154.0067 | 808.5588 | -736.3311 | -7.7853 | -45.3101 | 47.8237 | 209.9989 | -49.8892 | -33.8308 | -173.6951 | -438.1168 | 129.9026 | -103.8028 | 1562.4312 | -1885.5378 | 479.6177 | -526.9495 | -38.3906 | 910.0496 | 758.2242 | 1128.7018 | -466.0638 | 804.556 | 3.2502 | 505 | 1420.5178 | 468.2506 | 357.6157 | 449.2694 | -2414.4343 | 411.7354 | 2235.8271 | 886.4559 | 3879.2068 | -2.4246 | -273.2233 | 2801.5015 | -276.8029 | 1332.5459 | 1592.4265 | -2059.1675 | -772.8867 | 10331.2803 | 210.1043 | -148.3275
2030-03-31 | 3 | -20.7468 | 31.4375 | -27.5295 | -368.4933 | -848.6409 | -735.1895 | -8792.2373 | 989.3309 | 2064.9863 | -29.5576 | 2546.4707 | -127.8683 | 945.915 | -740.9327 | -55.6062 | 1.6464 | 46.2069 | 209.9989 | -55.6487 | 192.9271 | -64.6331 | -31.1225 | 152.9469 | -100.3058 | 1406.8464 | -1662.3878 | 9.4293 | -480.3584 | -37.7644 | 825.1771 | 440.0412 | 851.8967 | -865.8581 | 825.9295 | 2.9689 | 311.7904 | 1188.8112 | 217.8557 | 429.4873 | 449.2723 | -2390.3987 | 491.8449 | 2010.5824 | 865.6285 | 3777.3171 | -2.5843 | -273.207 | 3455.155 | 478.5312 | 1130.5681 | 895.3608 | -1644.302 | -492.0302 | 9325.1191 | 210.1043 | -142.3281
2030-03-31 | 4 | -19.8359 | 112.3589 | -27.6074 | -366.8149 | -670.7358 | -770.2709 | -9111.7295 | 1368.2395 | 2229.5894 | -32.2168 | 1299.1577 | -143.8446 | 1446.2915 | -752.7228 | -84.6226 | 475.8426 | 59.2213 | 209.9989 | -7.1132 | 162.7556 | 1.0028 | 138.879 | 158.5055 | -114.3402 | 1207.8934 | -1625.9095 | -66.0804 | -488.9402 | -43.3535 | 865.7797 | 378.8424 | 802.3354 | -946.2644 | 782.9997 | 3.0378 | 299.3701 | 1179.1786 | 5.2645 | 294.5797 | 449.3833 | -2394.0952 | 530.3688 | 2023.7959 | 864.7313 | 3676.7773 | -2.5504 | -273.2305 | 2307.271 | -937.4918 | 1107.1841 | 884.9485 | -2208.9321 | -403.4016 | 7825.6851 | 210.1043 | -108.1716
2030-03-31 | 5 | -27.6766 | -317.2343 | -26.7898 | -323.0364 | -811.9493 | -322.1558 | -7378.375 | 0.99203 | 1796.8807 | -35.5624 | 1267.4866 | -174.5488 | 1182.5883 | -763.0068 | -165.9523 | -411.4586 | 100.2917 | 209.9989 | 42.7268 | 227.7704 | -3.6149 | 9.7327 | 72.1851 | -117.7798 | 1012.4644 | -1422.8156 | -192.7809 | -325.3577 | -31.6913 | 602.4584 | 49.7344 | 1760.7015 | -1141.4509 | 1161.0957 | 3.6279 | 331.6591 | 2313.4785 | 183.0907 | 117.0301 | 449.4996 | -2361.8516 | 297.9493 | 2078.0854 | 624.2605 | 3574.5193 | -2.4297 | -273.1492 | 1996.2792 | -1346.4928 | 822.1313 | 1338.1962 | -3166.9961 | 1.0083 | 4416.2891 | 210.1042 | 53.7014
2030-03-31 | 6 | -18.4467 | 51.0661 | -27.9804 | -355.4828 | -502.6087 | -738.3107 | -9246.5762 | 1819.8167 | 2279.2134 | -35.234 | 1.0147 | -155.1375 | 1321.9818 | -750.9028 | -110.2216 | 80.5746 | 50.6614 | 209.9989 | -69.6862 | 216.7487 | -6.3848 | -16.221 | 218.6259 | -111.0802 | 1299.2294 | -1600.0839 | -258.5158 | -468.1937 | -42.5646 | 987.9051 | 106.4741 | 480.4938 | -1120.3746 | 796.3517 | 3.4527 | 438.2191 | 911.7501 | 1.0007 | 0.99624 | 372.6722 | -2516.6118 | 688.1866 | 2278.51 | 826.5982 | 3631.0046 | -2.4442 | -273.2382 | 2080.3611 | -1139.9565 | 1322.6311 | 1899.1171 | -2417.9272 | -30.4927 | 6430.4287 | 210.1043 | -73.4123
2030-03-31 | 7 | -24.5656 | 1.0024 | -32.825 | -362.0978 | -594.4814 | -626.4404 | -8774.7646 | 1197.951 | 2161.415 | -19.3636 | 0.9835 | -100.8559 | 1288.8386 | -718.2197 | -75.479 | -96.371 | 61.2588 | 209.9989 | 24.3632 | 240.985 | -155.9804 | -34.6403 | 161.763 | -117.0227 | 344.9763 | -1681.715 | -362.1781 | -424.4798 | -41.8216 | 809.8523 | 157.6305 | 826.6505 | -1100.5065 | 960.3821 | 4.3555 | 293.5631 | 1236.5619 | 144.1277 | 40.9941 | 449.5526 | -2571.4104 | 506.5202 | 2209.4956 | 1045.8926 | 3578.8953 | -14.2391 | -278.0961 | 4519.7495 | 1381.3025 | 1460.6921 | 2946.3115 | -2825.1382 | -184.3418 | 5572.1128 | 210.1043 | -24.492
2030-03-31 | 8 | -26.8841 | 85.8277 | -36.5466 | -411.3606 | -434.0105 | -793.9416 | -9151.2295 | 1477.1442 | 1890.5238 | -41.2415 | 1.024 | -120.6224 | 1275.7035 | -716.6984 | 39.3606 | 327.5688 | 92.7036 | 209.9989 | -52.5102 | 303.6468 | -219.9239 | -168.2081 | 202.7582 | -102.6537 | 867.0763 | -1701.8431 | -224.4055 | -493.1154 | -59.4578 | 909.7236 | 362.8199 | 1103.532 | -698.6699 | 825.4631 | 4.3377 | 315.0575 | 1467.913 | -6.6812 | 477.0304 | 0.99849 | -2731.3398 | 604.3234 | 2467.7502 | 952.0301 | 4216.8838 | 1.0027 | -277.5528 | 3155.832 | 206.5285 | 1636.55 | 3164.4097 | -3299.5417 | -704.4479 | 7298.0596 | 210.1043 | -43.8457
2030-03-31 | 9 | -36.1906 | -16.7266 | -44.0266 | -496.1008 | -162.116 | -897.7618 | -9992.0576 | 2069.2859 | 1275.4513 | -53.6225 | 1.0274 | -99.277 | 1345.5511 | -726.9421 | 184.6964 | 343.5386 | 39.6293 | 209.9989 | -148.992 | 241.2155 | -137.9772 | -215.0816 | 253.9869 | -93.2324 | 1592.6129 | -1736.2471 | -130.898 | -557.8012 | -50.903 | 1115.7039 | 541.0208 | 1471.9731 | 405.4256 | 788.1381 | 4.6571 | 334.0258 | 3550.4177 | 1.0056 | 352.6518 | 1.0002 | -2803.4844 | 763.9124 | 2901.8665 | 1388.4124 | 4438.3965 | -2.9685 | -276.8249 | 3270.4983 | 796.1523 | 1633.8623 | 3379.5974 | -3760.8186 | -987.1348 | 8034.3286 | 210.1043 | -68.6191
2030-03-31 | 10 | -45.0159 | 172.7412 | -48.2389 | -535.4721 | 406.9006 | -898.459 | -10875.0996 | 2832.2439 | -110.6451 | -68.7244 | 0.98486 | -96.3254 | 1360.3984 | -712.8608 | 267.214 | 261.2325 | 26.1337 | 209.9989 | -157.7451 | 265.9389 | -158.3723 | -402.5645 | 299.4193 | -89.4789 | 1739.1864 | -1823.9131 | -136.937 | -565.6967 | -54.9564 | 1240.165 | 731.5912 | 2493.8682 | 538.3535 | 887.8822 | 3.365 | 300.7795 | 4605.0923 | 0.99934 | 380.8018 | 1.0017 | -2812.575 | 993.8284 | 3325.4749 | 1377.2024 | 4807.0166 | -3.2044 | -276.8891 | 2969.366 | 1123.8156 | 1560.1454 | 3995.3433 | -4797.5928 | -1487.5123 | 7885.7095 | 210.1043 | -43.3669
2030-03-31 | 11 | -54.0805 | -47.2006 | -53.6948 | -584.006 | 265.0717 | -871.7957 | -11171.4395 | 2843.7134 | -103.021 | -78.5461 | 233.5312 | -107.2274 | 1364.7085 | -708.7507 | 331.483 | 257.756 | 19.0691 | 209.9989 | -139.688 | 303.9216 | -135.6498 | -581.9002 | 354.5689 | -88.9757 | 1646.0171 | -1912.7423 | -434.8516 | -580.2565 | -43.788 | 1350.9518 | 899.1764 | 3382.51 | 368.3691 | 1033.8224 | 1.7606 | 163.7184 | 6294.4634 | 1.0035 | 319.1561 | 226.188 | -2822.72 | 1170.4313 | 3572.3938 | 1366.741 | 4927.5713 | -3.3821 | -276.9458 | 2937.1855 | 1363.7345 | 1609.8658 | 4182.7646 | -4435.8506 | -1380.3964 | 9376.2676 | 210.1043 | -47.959
2030-03-31 | 12 | -60.8371 | -385.5746 | -57.1071 | -628.2696 | 0.99887 | -668.4614 | -10052.2852 | 2246.9978 | -304.6345 | -97.9225 | 1102.0996 | -105.0919 | 1704.0219 | -684.1752 | 481.8735 | 111.4425 | 46.0894 | 209.9989 | -241.724 | 372.8038 | -232.895 | -972.575 | 391.9855 | -68.3807 | 2442.3311 | -1851.7612 | -750.3335 | -526.962 | -27.6804 | 1357.5299 | 936.6211 | 3677.0764 | 274.3328 | 1222.1943 | 1.6965 | 0.99258 | 9501.4121 | -5.5563 | 160.7501 | 332.7982 | -2731.6316 | 1299.828 | 3830.3223 | 1356.559 | 4993.3833 | -3.3593 | -275.5776 | 2807.1458 | 1320.9271 | 1638.297 | 4119.125 | -3954.6768 | -1290.1388 | 11025.8457 | 210.1043 | -68.1543
2030-03-31 | 13 | -61.6115 | -449.6858 | -58.1314 | -702.5793 | -378.2614 | -656.8041 | -9084.625 | 1785.7847 | -381.0728 | -124.2126 | 1542.0824 | -127.2799 | 2023.8849 | -651.2976 | 665.3753 | 345.4012 | 162.6501 | 209.9989 | -311.95 | 483.047 | -159.4007 | -998.2335 | 415.2903 | -51.7407 | 2967.6594 | -1917.4615 | -1011.1959 | -540.467 | -22.2069 | 1374.8829 | 1133.0581 | 3878.6804 | 304.5282 | 1187.2789 | 1.719 | -34.5661 | 10173.999 | -47.0233 | 198.9517 | 132.0336 | -2718.5146 | 1323.6311 | 3849.4062 | 1226.9763 | 5004.2085 | 0.99942 | -272.8437 | 2626.0957 | 948.9548 | 1625.1519 | 4246.6221 | -3559.2754 | -1267.4326 | 13811.0049 | 210.1043 | -56.2713
2030-03-31 | 14 | -59.9488 | -468.9486 | -57.3684 | -761.9751 | -613.9334 | -565.2259 | -9051.1123 | 1420.5111 | -1111.9608 | -125.0467 | 2211.8391 | -123.6177 | 2056.0034 | -648.262 | 693.0901 | 434.9021 | 148.3775 | 209.9989 | -396.7116 | 580.368 | -192.2859 | -861.5435 | 426.6408 | -38.5236 | 3576.231 | -1919.9187 | -1265.7676 | -530.9172 | -20.0994 | 1363.8423 | 1135.1266 | 4140.2559 | 259.1094 | 1215.7421 | 1.7762 | -97.1125 | 10302.3389 | -120.596 | 140.1422 | 169.5104 | -2708.915 | 1355.5189 | 3813.1394 | 1256.4403 | 4999.4424 | 1.1115 | -272.5747 | 2356.3672 | 448.6 | 1636.5323 | 3993.9397 | -3155.4951 | -973.4632 | 14122.5342 | 210.1042 | -95.5221
2030-03-31 | 15 | -64.1091 | -575.5421 | -57.1447 | -747.1977 | -1025.1383 | -466.6879 | -7841.8687 | 687.6052 | -1135.3856 | -94.1279 | 2463.9167 | -92.9486 | 2092.3579 | -683.3985 | 493.1518 | 25.121 | 87.1084 | 209.9989 | -421.4396 | 648.8465 | -301.7376 | -898.2308 | 415.4255 | -42.4705 | 3654.8198 | -1939.1094 | -1401.4714 | -522.163 | -11.5259 | 1281.2451 | 967.01 | 4883.0732 | 242.1982 | 1343.3032 | 1.7019 | -31.0926 | 10953.6992 | -102.084 | 201.9528 | 137.9171 | -2716.6953 | 1275.1846 | 3744.2664 | 1357.3514 | 5004.4663 | 0.99272 | -272.7483 | 2867.2695 | 952.221 | 1652.6387 | 4048.9302 | -2552.1467 | -546.1097 | 14053.0391 | 210.1042 | -101.7539
2030-03-31 | 16 | -65.8425 | -616.2647 | -57.0727 | -747.4166 | -696.6863 | -443.8099 | -6832.041 | 575.7192 | -1346.2389 | -92.6182 | 2016.9301 | -105.6411 | 2107.7234 | -695.9006 | 444.84 | -6.4502 | 103.6657 | 209.9989 | -400.8063 | 568.9785 | -188.6524 | -1020.7168 | 396.0458 | -51.4413 | 3602.7651 | -1970.6281 | -1486.5891 | -495.1754 | -10.0311 | 1302.0383 | 940.5813 | 4966.3389 | 197.9279 | 1381.3087 | 0.91617 | 1.028 | 11307.5176 | -57.7293 | 219.0815 | 125.8528 | -2647.2798 | 1305.3611 | 3718.5027 | 1344.0571 | 5005.0596 | -3.1381 | -272.7269 | 2890.7966 | 613.9167 | 1409.0261 | 3997.9509 | -3334.186 | -565.4108 | 14430.6152 | 210.1042 | -19.9429
2030-03-31 | 17 | -71.1365 | -676.2235 | -58.1252 | -729.4324 | -611.6691 | -391.6378 | -6602.856 | 523.075 | -1462.7822 | -98.3064 | 1946.5245 | -116.3259 | 2134.3582 | -699.691 | 439.8874 | 314.5789 | 128.388 | 209.9989 | -378.9614 | 531.8867 | -204.5412 | -1227.3685 | 396.3436 | -54.814 | 3519.1187 | -1903.9617 | -1620.3063 | -471.8006 | -10.4442 | 1320.0159 | 884.7505 | 5171.4492 | 99.6782 | 1443.618 | 0.5158 | -117.6922 | 11531.4814 | -3.9628 | 87.304 | 232.9646 | -2648.9033 | 1301.2698 | 3759.2683 | 1322.8993 | 4916.936 | -3.1334 | -272.5429 | 2535.3845 | -189.0701 | 1410.1572 | 3983.9897 | -3469.9041 | -731.5511 | 14342.083 | 210.1043 | -8.9341
2030-03-31 | 18 | -70.5715 | -793.0075 | -58.5445 | -727.3968 | -705.7124 | -356.8108 | -6466.646 | 387.789 | -1649.6929 | -90.8249 | 1573.6035 | -88.3023 | 2105.1665 | -687.7542 | 468.6049 | -213.8731 | 45.3709 | 209.9989 | -362.5742 | 481.4428 | -276.5938 | -920.6763 | 381.5935 | -54.2818 | 3492.3779 | -1854.344 | -1315.3326 | -456.0456 | -4.5969 | 1300.0923 | 833.9767 | 5262.7266 | 140.8738 | 1466.6666 | 1.0651 | -155.9913 | 11323.8633 | -1.7662 | 0.9982 | 384.6519 | -2640.5588 | 1231.2759 | 3733.6309 | 1301.5394 | 4793.8926 | -2.9749 | -272.6316 | 2249.7849 | -754.4018 | 1394.8397 | 3813.7283 | -3220.2427 | -610.7734 | 15069.7754 | 210.1043 | -2.214
2030-03-31 | 19 | -75.7109 | -876.9312 | -58.0511 | -713.371 | -463.1082 | -252.1885 | -5983.0835 | 0.99595 | -1367.8868 | -89.0578 | 1517.4093 | -51.8137 | 2135.2625 | -629.9147 | 632.9394 | -815.0815 | 72.443 | 209.9989 | -324.8513 | 436.6176 | -274.7781 | -772.8191 | 364.1944 | -54.9273 | 3346.9685 | -1802.502 | -1312.28 | -413.4298 | -5.0276 | 1301.834 | 859.6674 | 5873.2368 | 50.8266 | 1553.2949 | 0.50466 | -346.9828 | 11343.8623 | -1.4719 | 0.99817 | 414.4631 | -2585.5593 | 1192.609 | 3861.7053 | 1320.0714 | 4896.1763 | -3.1378 | -272.3416 | 1743.9496 | -1395.9568 | 1291.8799 | 3478.4507 | -3369.6414 | -765.0576 | 14342.9932 | 0.10427 | 42.0466
2030-03-31 | 20 | -77.4557 | -715.4763 | -61.5317 | -711.6396 | -816.2107 | -255.081 | -4796.6655 | 1.0035 | -933.9004 | -62.2168 | 1553.5767 | 1.1568 | 1900.2749 | -582.3519 | 769.5027 | -1460.5621 | 60.243 | 209.9989 | -310.4875 | 279.808 | -327.6759 | -999.3804 | 265.9401 | -62.1247 | 3281.3828 | -2075.1165 | -1645.024 | -417.4325 | -17.9471 | 1154.5985 | 1057.1991 | 6242.0093 | -376.8153 | 1635.453 | 0.48365 | -302.5164 | 11290.7305 | -191.3351 | -2.2282 | 406.9732 | -2484.0911 | 883.9619 | 4060.054 | 1331.1189 | 5012.7437 | -2.9551 | -446.2671 | 1256.7668 | -2097.0999 | 1021.6696 | 2245.3235 | -2655.7029 | -467.6443 | 13398.5547 | 0.10427 | -15.1383
2030-03-31 | 21 | -84.8441 | -1182.4722 | -65.3387 | -691.3607 | -749.5386 | -25.3268 | -4306.8872 | 0.99173 | -1258.2727 | -99.6111 | 651.5215 | -27.7915 | 1628.9606 | -539.8068 | 954.2179 | -1442.4795 | 44.5051 | 209.9989 | -507.5539 | 443.9691 | -157.7775 | -350.2703 | 375.9524 | -25.1267 | 4088.2217 | -1732.4423 | -1287.6528 | -314.448 | 2.9315 | 1259.4592 | 812.78 | 6645.7188 | -48.091 | 1722.1516 | 0.56851 | -670.9537 | 11460.0068 | -140.6184 | -2.5365 | 281.8808 | -2579.7556 | 1116.8446 | 4130.3955 | 1337.6649 | 5024.4341 | -2.5984 | -757.6033 | 814.9335 | -2959.22 | 1264.8508 | 3362.459 | -3204.8433 | -1047.8683 | 12888.9795 | 210.1043 | -13.3549
2030-03-31 | 22 | -86.5873 | -1058.8488 | -64.6718 | -694.8579 | -1008.5761 | -21.0506 | -4350.3882 | -0.65036 | -572.2993 | -142.7934 | 852.6442 | -135.2526 | 1654.9955 | -539.2028 | 890.1292 | -1893.0732 | -26.8542 | 209.9989 | -430.8549 | 424.8473 | 32.0935 | 14.4873 | 331.8292 | -39.1743 | 3753.718 | -1796.7229 | -1149.0845 | -322.0612 | -3.5669 | 1208.4382 | 791.7779 | 6859.8926 | -12.2668 | 1740.2733 | 0.60783 | -530.3975 | 11345.2754 | -13.7825 | 1.0008 | 449.4464 | -2591.5149 | 1095.0144 | 4049.0764 | 1372.9473 | 5014.5322 | -2.8309 | -470.6103 | 2235.6157 | -1235.6945 | 894.678 | 2086.7495 | -2181.8162 | -396.5463 | 11435.5869 | 210.1043 | -25.3773
2030-03-31 | 23 | -86.3027 | -1120.6328 | -58.0643 | -700.7031 | -1029.859 | 56.1171 | -3683.1655 | -2.55 | 1.006 | -76.8744 | 2118.8323 | -34.1673 | 2121.47 | -573.131 | 672.7186 | -2207.1626 | -19.1507 | 209.9989 | -163.1846 | 435.3931 | 52.0992 | 13.7904 | 361.9903 | -71.1056 | 2706.9497 | -1802.5331 | -1049.3876 | -313.2218 | 3.0417 | 1266.2933 | 760.3253 | 7492.2998 | -9.9102 | 1744.8844 | 0.48569 | -375.7136 | 11254.2959 | 1.006 | 112.0911 | 449.6528 | -2499.5149 | 1162.6613 | 3670.6045 | 1375.0381 | 4848.4648 | -3.5857 | -276.8956 | 2855.217 | -123.6247 | 1037.1145 | 1993.1945 | -1974.5546 | -200.1064 | 12356.7646 | 210.1043 | -24.3244
2030-03-31 | 24 | -88.1328 | -904.1373 | -54.1868 | -685.3241 | -1043.91 | 85.2604 | -3785.8999 | 0.99675 | 1208.7338 | -85.5945 | 2486.9563 | -156.0627 | 2144.3135 | -644.1078 | 333.7576 | -2672.9294 | -33.8608 | 209.9989 | -176.4974 | 340.5461 | 89.4624 | 39.2501 | 347.3919 | -76.3411 | 2885.2434 | -1766.3347 | -605.4138 | -296.3993 | -10.9394 | 1220.0088 | 598.0873 | 8358.3271 | 92.2773 | 1810.8381 | 1.015 | -133.636 | 10805.3428 | 31.9104 | 1.002 | 222.1748 | -2448.3743 | 1176.9503 | 2441.5281 | 963.4475 | 3987.7288 | -302.9563 | -272.8188 | 1225.9795 | -1309.3396 | 1030.9098 | 1302.1113 | -1545.7197 | 167.6744 | 10473.3574 | 210.1043 | -9.4703
2030-04-01 | 1 | -71.5249 | -726.9924 | -45.8597 | -682.3361 | -979.6257 | -210.5751 | -4697.6343 | 971.2783 | 1308.9915 | -122.4361 | 1.001 | -106.5198 | 0.99872 | -457.7864 | 1062.3245 | -2502.6399 | 427.7373 | 209.9989 | -192.7391 | 632.1602 | -119.504 | 779.8287 | 400.3759 | -70.8762 | 1905.6759 | -1835.8295 | -899.3801 | -344.3911 | 2.9383 | 1236.0718 | 1413.7292 | 8128.4546 | 216.3632 | 1501.4911 | 3.4628 | 5.8971 | 8903.3535 | 1 | 249.7055 | 449.4207 | -2566.5356 | 1269.7468 | 2033.4221 | 290.5887 | 3617.7102 | -2.2633 | -275.4217 | 4916.772 | 158.0245 | 1561.6542 | 1274.2987 | -1224.3672 | -1428.5084 | 9225.4053 | 210.1043 | -309.9288
2030-04-01 | 2 | -39.015 | -754.2078 | -29.7005 | -257.1208 | -1249.9799 | 1.0019 | -3426.2007 | 1.0014 | 1965.2648 | -122.6399 | 0.99747 | -92.824 | 0.97984 | -452.4655 | 1054.6604 | -1619.7333 | 490.1838 | 209.9989 | 84.947 | 264.2404 | -198.389 | 22.0783 | 116.0112 | -96.4651 | 6.3299 | -1133.9427 | -411.7243 | -171.9314 | -10.0763 | 678.4763 | 852.9004 | 3481.9631 | -985.2686 | 1273.6046 | 4.9269 | 1.0184 | 3498.9419 | 1.0011 | 149.9927 | 449.4899 | -2024.8186 | 400.9112 | 1802.5269 | 0.99084 | 3339.5002 | -2.3287 | -272.4764 | 5179.7095 | 450.5303 | 1018.5439 | -80.2952 | -660.295 | -619.5245 | 4509.417 | 210.1042 | -277.4948
2030-04-01 | 3 | -20.3723 | -12.5781 | -25.6696 | -279.2329 | -1278.3024 | -358.9455 | -3668.5581 | 0.98872 | 2304.5198 | -121.3681 | 1.0026 | -115.6206 | 0.99661 | -495.5801 | 917.2209 | -762.7856 | 450.6204 | 209.9989 | 80.3769 | 116.7366 | -293.0861 | 27.7852 | -19.4279 | -96.3238 | 6.3376 | -1286.6641 | -130.6597 | -255.7151 | -34.0063 | 435.2865 | 742.6891 | 2308.8364 | -1095.9305 | 933.4564 | 4.2511 | 1.0051 | 2338.1335 | 1.0024 | 63.2144 | 449.6506 | -1691.8878 | -3.0373 | 1734.5947 | 1.0009 | 3184.1111 | -2.1592 | -272.5385 | 5206.4502 | 358.8034 | 818.5838 | -79.952 | -262.3741 | -8.3235 | 1096.2689 | 210.1043 | -258.3512
2030-04-01 | 4 | -22.7896 | -12.8869 | -27.4655 | -277.8477 | -1196.7389 | -333.2229 | -3326.8174 | 0.96648 | 1860.5214 | -122.0616 | 1.0114 | -105.1512 | 0.99967 | -493.0608 | 953.0543 | -198.7348 | 545.6565 | 209.9989 | 91.9365 | 84.0037 | -313.3151 | 27.5101 | -35.0808 | -97.7672 | 6.3356 | -1247.2603 | -302.2807 | -237.2797 | -36.276 | 412.1688 | 753.1531 | 2501.9192 | -1105.7158 | 998.4946 | 4.2852 | -11.5202 | 2478.3464 | 0.99902 | 104.6429 | 449.6399 | -1747.1074 | -52.4013 | 1563.4524 | 0.99472 | 3054.3762 | -2.2872 | -272.6364 | 5570.5527 | 562.6042 | 779.3909 | -79.5403 | -422.2883 | -3.1496 | 260.2011 | 210.1043 | -244.3443
2030-04-01 | 5 | -35.4362 | -161.7547 | -37.4827 | -337.4314 | -1.542 | -647.4541 | -6834.3765 | 3121.6338 | 1.0076 | -124.977 | 0.99908 | -99.4327 | 1.205 | -490.6636 | 1032.0444 | 98.8685 | 548.1597 | 209.9989 | -172.3655 | 185.5923 | -33.4797 | -83.2369 | 318.4174 | -74.822 | 2048.6589 | -1462.6655 | -1087.8586 | -363.0175 | -24.4958 | 1282.1509 | 653.8301 | 2755.8008 | -1161.1135 | 972.5873 | 4.035 | -29.7469 | 2781.3184 | 163.6678 | 0.99894 | 449.5403 | -2635.3704 | 1244.7612 | 1729.9229 | 0.99948 | 3080.3213 | -2.2852 | -274.2317 | 5924.9902 | 366.8448 | 1598.2483 | 3447.8608 | -1515.4154 | -2.5059 | 6929.7729 | 210.1042 | -52.1832
2030-04-01 | 6 | -25.7511 | -13.6967 | -40.8803 | -287.3638 | -205.6745 | -611.8283 | -5850.769 | 1848.3621 | 1087.4431 | -153.1907 | 0.99988 | -129.6206 | 0.99495 | -456.8989 | 1206.1781 | 100.9441 | 486.0795 | 209.9989 | -78.4584 | -229.1539 | -337.6478 | -592.9163 | -22.5837 | -86.4427 | 1261.7979 | -1233.1051 | -473.7991 | -382.9115 | -60.9596 | 659.7886 | 991.5615 | 2330.5735 | -809.326 | 735.96 | 5.174 | 1.9909 | 2479.9236 | 1.0002 | 69.8377 | 449.6312 | -2350.7354 | -2.5971 | 2095.2407 | 80.9685 | 3442.302 | -2.5082 | -272.3073 | 5242.6738 | -227.2954 | 914.2792 | 1077.7284 | -2393.1221 | 12.2213 | -448.1664 | 210.1042 | -179.2228
2030-04-01 | 7 | -30.1823 | 928.4363 | -59.3339 | -428.976 | 829.6586 | -1336.3821 | -11331.7266 | 3992.3125 | 533.6163 | -118.5093 | 2629.6536 | 0.99988 | 1675.4723 | -332.7743 | 1543.5978 | 1103.3494 | 148.2265 | 209.9989 | -262.3434 | -65.403 | -469.0324 | -1761.9349 | 71.3561 | -44.9967 | 2898.7117 | -2023.1454 | -1206.4629 | -619.5841 | -103.9294 | 947.8195 | 1070.1962 | 1246.9603 | -795.8214 | 407.6857 | 3.1205 | -499.2609 | 684.8784 | -0.92537 | 1.0013 | 1.0002 | -2583.5791 | 384.7791 | 3474.0142 | 1072.2751 | 4618.3804 | -2.2493 | -271.7554 | 2309.2024 | -3099.4587 | 1117.062 | 2043.2585 | -4021.4907 | 1.0016 | 2388.3772 | 210.1043 | -90.7342
2030-04-01 | 8 | -4.4332 | 583.4302 | -52.4644 | -444.7617 | 561.509 | -1069.9266 | -11157.9443 | 3555.0002 | -2.8195 | -116.8489 | 3294.553 | 91.9098 | 2029.7449 | 25.4653 | 1800.8062 | 1651.3944 | -240.4618 | 209.9989 | -300.8718 | 244.3297 | -723.9325 | -1790.7207 | 103.3243 | -12.9052 | 2967.6719 | -1393.9194 | -1888.5795 | -550.1132 | -93.6326 | 875.3965 | 741.5056 | -370.4132 | -1283.2354 | 0.99981 | 2.0652 | -1438.4799 | -692.3954 | -3.7556 | 29.7589 | 69.2519 | -2587.9404 | 485.4447 | 3879.0063 | 1457.9484 | 5022.8823 | 1.0212 | -277.6718 | 2999.6782 | -1576.0818 | 1261.4675 | 2346.6753 | -3115.4365 | -439.0491 | 3002.0461 | 210.1043 | -86.8411
2030-04-01 | 9 | 6.0573 | 720.5365 | -49.3109 | -442.3875 | 211.2272 | -1270.4741 | -11208.7549 | 2966.3196 | -3.0735 | -222.2291 | 3624.7937 | 195.0006 | 2099.0715 | 17.8281 | 2116.6348 | 1826.9884 | -310.0067 | 209.9989 | -378.3821 | 361.192 | -863.9854 | -2033.0034 | 36.9644 | 0.88962 | 3299.3665 | -1293.1294 | -1946.9813 | -616.9583 | -95.0291 | 680.6476 | 978.9044 | -1823.8459 | -1174.1351 | -304.7505 | 3.7159 | -902.7695 | -1021.2076 | -404.3667 | -37.4719 | 444.113 | -2688.2559 | 305.4221 | 4019.7427 | 1420.491 | 5046.5879 | 0.99052 | -272.3607 | 2728.0422 | -1611.4812 | 1206.1365 | 2287.1895 | -2614.9854 | -391.4948 | 3832.375 | 210.1042 | -61.2435
2030-04-01 | 10 | 14.2628 | 925.3632 | -48.3383 | -432.8669 | 181.3984 | -1489.6841 | -11419.5039 | 2956.093 | -3.0288 | -326.3575 | 3265.8848 | 195.0011 | 2109.6321 | 1.0007 | 2130.9373 | 2824.127 | -57.5309 | 209.9989 | -435.4544 | 377.6288 | -928.7996 | -2812.1235 | 13.5178 | -32.4132 | 3586.6797 | -1217.0272 | -2226.3689 | -674.6627 | -98.7772 | 600.896 | 789.9276 | -3460.3994 | -1284.7675 | -571.5128 | 3.3035 | -91.1896 | -1892.4109 | -550.1295 | -71.2938 | 449.5881 | -2692.5557 | 204.0831 | 4099.0859 | 1451.7267 | 5060.4434 | -3.4525 | -1002.816 | 2182.4368 | -1902.4108 | 1172.5902 | 2186.6501 | -2504.4172 | -479.5503 | 4839.0864 | 210.1042 | -34.2228
2030-04-01 | 11 | 15.9944 | 1030.761 | -48.8199 | -444.7572 | 73.6139 | -1616.9247 | -11677.248 | 2989.7637 | -303.8358 | -350.6544 | 3518.9507 | 184.5638 | 2112.4082 | 122.1243 | 2136.4048 | 2889.6404 | -73.7357 | 209.9989 | -482.9902 | 468.9431 | -1042.3141 | -2911.0239 | 40.4351 | -26.4473 | 3805.1487 | -1269.0389 | -2394.1152 | -714.7574 | -97.4381 | 608.5596 | 798.4892 | -4065.5969 | -1276.1499 | -643.9815 | 3.3645 | 190.103 | -1877.5021 | -585.657 | -44.7254 | 449.544 | -2497.2578 | 311.2072 | 4102.8057 | 1458.1252 | 5066.4233 | -3.3602 | -1271.551 | 2438.9485 | -1312.2236 | 1227.3228 | 2297.1982 | -2411.074 | -482.3566 | 5597.543 | 210.1043 | -36.0178
2030-04-01 | 12 | 18.1733 | 980.5392 | -46.7583 | -435.6535 | 0.99849 | -1602.9387 | -11693.4883 | 2794.5366 | -35.903 | -379.6037 | 3743.9004 | 51.0572 | 2105.5701 | 226.1844 | 2163.3772 | 2839.707 | -62.6828 | 209.9989 | -481.3778 | 642.4758 | -1096.7334 | -2773.3809 | 57.3531 | -24.8298 | 3776.9226 | -1217.5795 | -2433.6438 | -710.6699 | -96.0032 | 628.2252 | 822.6115 | -4593.9624 | -1256.1547 | -685.019 | 3.5138 | 400.139 | -1784.3423 | -613.5048 | -116.6029 | 449.5143 | -2438.3066 | 336.5418 | 4193.4067 | 1472.0745 | 5063.4028 | -3.1358 | -1478.1782 | 1726.0719 | -1575.9215 | 1248.8572 | 2017.5771 | -2245.2249 | -439.3924 | 6886.2358 | 210.1042 | -48.0936
2030-04-01 | 13 | 12.6904 | 996.1091 | -47.3796 | -478.5667 | -4.7653 | -1592.8311 | -11277.6582 | 2316.2231 | -649.1222 | -345.6513 | 4045.4219 | 195.002 | 1962.5491 | 262.788 | 2137.1875 | 2670.2048 | -55.1155 | 209.9989 | -490.4125 | 675.3306 | -1392.4163 | -2630.657 | 65.9173 | -19.2948 | 3736.6057 | -1325.412 | -2202.0999 | -719.1087 | -89.8432 | 580.9579 | 1115.8783 | -4168.1421 | -1051.1875 | -592.9404 | 4.5925 | 453.4155 | -1053.9517 | -599.9316 | -32.6085 | 449.4647 | -2062.4382 | 445.4168 | 4144.2407 | 1469.8906 | 5067.2158 | -3.1168 | -1456.1095 | 2160.2776 | -1692.0751 | 1299.9203 | 1581.8967 | -2392.0305 | -676.6031 | 8351.8682 | 210.1043 | -136.4785
2030-04-01 | 14 | 5.5055 | 1063.9059 | -48.1107 | -507.7541 | -234.6219 | -1529.8947 | -10859.1094 | 1766.2009 | -1225.5251 | -345.2577 | 4106.3066 | 180.5426 | 1608.2189 | 298.9626 | 2147.7629 | 2615.2441 | 17.8177 | 209.9989 | -484.0904 | 638.9361 | -1378.4784 | -2565.0776 | 28.4175 | -12.4945 | 3406.6179 | -1476.4084 | -2233.0718 | -697.5275 | -87.3816 | 519.9266 | 1509.1718 | -3530.8853 | -878.6243 | -395.9573 | 5.0044 | 593.4191 | -171.2129 | -697.2818 | -334.79 | 449.9902 | -2036.9502 | 243.6924 | 4466.1421 | 1462.4254 | 5055.3159 | -3.2475 | -1808.7961 | 2969.2554 | -747.6336 | 1423.0408 | 1506.5592 | -1828.5347 | -1093.1722 | 8886.418 | 210.1043 | -201.7538
2030-04-01 | 15 | -17.7007 | 981.0801 | -53.6322 | -560.1628 | -512.2703 | -1216.6787 | -8506.416 | 508.9963 | -1351.4719 | -354.5749 | 4099.7388 | 70.52 | 1076.3247 | 320.9784 | 2192.9705 | 2234.1912 | 309.1931 | 209.9989 | -656.735 | 447.8155 | -1554.7583 | -2466.9617 | -66.5124 | 2.2851 | 4096.6411 | -1864.4275 | -2017.1124 | -621.2313 | -81.2234 | 332.1659 | 2145.3804 | -1114.1892 | -444.5098 | 238.9095 | 6.247 | 940.7253 | 2775.3411 | -255.3454 | -243.2111 | 450.0931 | -1653.6222 | -95.2928 | 4751.731 | 1577.8843 | 5069.4976 | 348.4878 | -1351.4493 | 4525.9668 | 1454.0638 | 1284.4796 | 1267.7311 | -1728.5958 | -1081.1925 | 10528.1611 | 210.1043 | -257.0798
2030-04-01 | 16 | -27.756 | 744.8883 | -58.7138 | -585.3385 | -796.1443 | -1129.6311 | -6702.4678 | -2.1157 | -1771.9069 | -374.2641 | 4071.4336 | -7.5707 | 1120.6875 | 359.9963 | 2229.9614 | 2063.8899 | 392.7753 | 209.9989 | -716.6524 | 256.4269 | -1510.8287 | -3476.4553 | -80.7568 | -14.0276 | 4337.8457 | -2100.1958 | -2292.0156 | -618.7908 | -70.706 | 329.6119 | 2220.292 | -237.4791 | -198.8209 | 404.124 | 6.2874 | 1787.0164 | 4298.3853 | -312.3394 | -334.0855 | 450.1611 | -1621.8201 | -86.1053 | 4793.9961 | 1510.751 | 5069.915 | 300.888 | -1351.2123 | 4592.3667 | 1329.5068 | 1159.0162 | 1439.3209 | -1871.0991 | -1072.7041 | 14022.0371 | 210.1042 | -245.3732
2030-04-01 | 17 | -31.0758 | 630.3715 | -60.8601 | -592.9893 | -901.2444 | -1120.8551 | -6642.2637 | -288.5448 | -2155.9302 | -368.865 | 4084.8223 | 24.4565 | 923.0806 | 298.2871 | 2202.905 | 1920.9951 | 368.6717 | 209.9989 | -739.0927 | 482.5676 | -1498.1396 | -3096.3667 | -48.1578 | -30.5091 | 4558.5386 | -2213.1528 | -2364.5122 | -622.1158 | -62.2673 | 364.1774 | 2253.4407 | -0.2907 | -184.2655 | 449.4416 | 6.2002 | 2232.6609 | 4680.7437 | -330.7817 | -435.8644 | 450.2158 | -1385.177 | -3.5633 | 4694.665 | 1523.9086 | 5073.1758 | 121.036 | -1354.6265 | 4797.5225 | 1409.062 | 1094.6073 | 1779.0198 | -2230.0862 | -1312.2286 | 14600.4512 | 210.1043 | -225.194
2030-04-01 | 18 | -31.7113 | 588.1942 | -61.8197 | -600.78 | -959.7933 | -1137.8669 | -6788.54 | -466.055 | -2351.3113 | -373.6109 | 4079.3865 | -11.8363 | 845.9067 | 436.8167 | 2251.2917 | 1766.9038 | 349.6548 | 209.9989 | -738.8892 | 533.826 | -1658.3217 | -3741.1128 | -51.5974 | -26.4066 | 4503.8394 | -2237.3601 | -2509.582 | -628.4714 | -56.6888 | 330.6633 | 2030.8021 | 0.91482 | -173.3554 | 460.8118 | 5.7569 | 2140.7239 | 4733.1479 | -385.2355 | -472.4506 | 450.2162 | -1390.7754 | -21.044 | 4684.9058 | 1519.6088 | 5073.7021 | 74.359 | -1350.6024 | 4741.4185 | 1304.8279 | 1132.2535 | 2015.5557 | -2224.834 | -1354.328 | 14320.2129 | 210.1043 | -221.2253
2030-04-01 | 19 | -31.6802 | 684.4004 | -62.5839 | -610.8988 | -874.0747 | -1169.7339 | -7577.5259 | -234.2269 | -2180.1409 | -376.3898 | 4042.6008 | -22.9299 | 828.7946 | 429.5964 | 2247.9207 | 1504.6471 | 320.3683 | 209.9989 | -655.8638 | 512.1253 | -1693.49 | -4337.2358 | -101.9421 | -19.3092 | 3871.1462 | -2209.9268 | -2549.4143 | -633.344 | -62.7372 | 258.7395 | 2187.0491 | 0.38618 | -133.3791 | 498.6809 | 5.5242 | 1840.8693 | 4629.9741 | -311.1497 | -462.3574 | 450.2165 | -1657.1849 | -152.3344 | 4791.0381 | 1585.5215 | 5068.7456 | 133.6257 | -1350.3186 | 4857.4526 | 1175.425 | 1174.5328 | 1645.2937 | -1972.5398 | -1315.5204 | 10885.8428 | 0.10427 | -255.9781
2030-04-01 | 20 | -14.5902 | 987.0323 | -58.6451 | -580.1817 | -450.544 | -1347.0577 | -8747.4414 | 462.3801 | -1943.2075 | -377.1569 | 4046.6516 | 17.7386 | 1221.082 | 412.974 | 2229.9861 | 1599.9977 | 153.5586 | 209.9989 | -508.2682 | 574.3556 | -1741.6975 | -5241.3193 | -131.4686 | -14.5282 | 2762.4214 | -1899.6952 | -2819.4856 | -664.1523 | -81.2599 | 233.0444 | 2056.7781 | -1572.7319 | -282.3289 | 155.3298 | 4.125 | 1650.8175 | 2856.4912 | -443.9144 | -648.1913 | 450.3831 | -1885.4957 | -202.5797 | 4990.0288 | 1624.1747 | 5068.3809 | 138.4895 | -1350.2622 | 4656.8931 | 716.3667 | 1125.4265 | 1728.6746 | -2345.4216 | -1122.7067 | 7532.3345 | 210.1043 | -210.3996
2030-04-01 | 21 | 6.7465 | 1061.3667 | -55.5108 | -531.0563 | -21.8474 | -1641.6558 | -11141.5244 | 1596.7567 | -2011.8119 | -338.6217 | 4067.1934 | 195 | 1334.0416 | 246.9327 | 2086.125 | 1753.5594 | -108.3333 | 209.9989 | -508.0984 | 831.3908 | -1762.7062 | -5609.4087 | -50.9221 | 21.5881 | 2451.1021 | -1507.0813 | -3157.1399 | -747.1198 | -84.8166 | 331.8419 | 1785.5237 | -3598.2527 | -592.5096 | -532.2341 | 3.1163 | 645.2751 | 250.2633 | -414.306 | -656.4789 | 450.3548 | -2104.1221 | -2.9297 | 5010.8896 | 1626.6147 | 5061.6035 | 177.76 | -1350.1709 | 4474.9932 | 628.7113 | 1271.6753 | 2507.6616 | -2935.9014 | -1108.2388 | 5942.3237 | 210.1043 | -147.9119
2030-04-01 | 22 | 9.9047 | 1276.0498 | -55.3169 | -572.6995 | -173.0302 | -1932.099 | -12777.5107 | 1914.6819 | -1085.3087 | -337.759 | 4078.0947 | 195.0015 | 1834.5895 | 239.2884 | 2082.7053 | 1413.0955 | -301.7503 | 209.9989 | -322.4891 | 953.1733 | -1677.8856 | -5334.0645 | -39.5061 | 2.6816 | 1639.3478 | -1712.104 | -2969.0972 | -902.9667 | -90.8306 | 363.3764 | 1650.8135 | -3908.3076 | -595.628 | -720.7726 | 2.0207 | 752.6502 | -492.015 | -448.0971 | -390.3329 | 449.9539 | -1977.0057 | 108.0782 | 4475.8135 | 1599.5635 | 5051.0225 | -3.5757 | -1079.8187 | 4596.6646 | 815.9019 | 1336.9752 | 2330.4041 | -1805.5532 | -1058.9657 | 6473.2065 | 210.1043 | -134.3854
2030-04-01 | 23 | 21.8528 | 1445.7996 | -45.4256 | -546.5123 | -59.4429 | -2060.9844 | -13894.8613 | 2658.9072 | -66.1223 | -348.5754 | 4011.6377 | 195.0005 | 2006.2511 | 254.2199 | 2096.1736 | 1426.8729 | -538.2795 | 209.9989 | -271.0016 | 661.1298 | -1577.6158 | -5445.8467 | -18.3246 | 14.6919 | 1227.7712 | -1560.4586 | -2854.9431 | -954.8751 | -100.4374 | 490.0182 | 1447.3696 | -4625.3179 | -669.8372 | -1036.5786 | 0.6633 | 1.0043 | -2285.8933 | -347.4184 | -86.3521 | 449.9335 | -2039.3417 | 265.5212 | 4115.3921 | 1617.42 | 5034.5142 | 116.119 | -631.0936 | 4678.2544 | 743.9209 | 1353.4852 | 2044.2668 | -2220.9668 | -1067.6616 | 6579.0483 | 210.1043 | -119.22
2030-04-01 | 24 | 14.2685 | 1935.9061 | -41.4775 | -544.9967 | 315.2269 | -2293.8003 | -14665.4834 | 3500.7451 | -338.6424 | -341.4807 | 3988.927 | 194.9991 | 2025.4526 | 303.8985 | 2109.509 | 1156.4132 | -301.9935 | 209.9989 | -261.8452 | 436.4305 | -1241.0468 | -5296.75 | -78.3056 | 2.1177 | 1281.1643 | -1995.0386 | -2362.6675 | -1016.1738 | -119.5492 | 499.0371 | 1601.8726 | -2726.5552 | -390.613 | -939.9824 | 0.64675 | 324.0253 | -3071.542 | -153.8459 | 1.0016 | 217.0488 | -2170.4702 | 0.99635 | 3732.4883 | 1608.5007 | 4999.5586 | -3.0423 | -271.9257 | 4034.5193 | 427.9785 | 1279.2698 | 1066.3831 | -2287.8037 | -916.9935 | 3406.0693 | 210.1043 | -211.4236
2030-04-02 | 1 | 11.0744 | 2128.9849 | -38.8792 | -558.2327 | 278.7679 | -2186.781 | -13785.9834 | 3630.6335 | 1053.1083 | -339.1738 | 3946.8308 | 195.0022 | 2035.0228 | 376.1577 | 2140.9167 | 1257.2847 | -261.8165 | 209.9989 | -242.6568 | 398.8674 | -1142.1776 | -5057.3965 | -97.0971 | -14.8257 | 1184.1605 | -2128.2646 | -2302.3833 | -1023.2657 | -137.1849 | 419.6991 | 1485.4363 | -2300.2859 | -354.6942 | -866.7401 | 0.64407 | 473.8845 | -2898.2864 | -1.0147 | 10.3383 | 449.4771 | -1949.1705 | 55.3924 | 2862.9189 | 1511.2255 | 4243.8027 | -2.8207 | -272.0246 | 4166.73 | 943.1934 | 1023.5345 | 397.2646 | -1788.2179 | 350.1089 | 2753.6218 | 210.1043 | -119.8256
2030-04-02 | 2 | 7.1048 | 2175.863 | -37.1657 | -567.9936 | 410.1992 | -2075.7356 | -12146.7148 | 3720.8037 | 1732.5264 | -334.6826 | 3836.7183 | 182.453 | 1989.0874 | 406.4376 | 2188.2183 | 147.5282 | -601.948 | 209.9989 | -222.1208 | 181.3482 | -1007.0675 | -4912.5581 | -131.3012 | -24.6312 | 1113.8986 | -2266.2476 | -2247.5781 | -998.5934 | -144.2681 | 389.864 | 1418.0142 | -1363.6282 | -313.8683 | -687.5494 | 0.63152 | 742.4007 | -2216.1621 | 1.0029 | 1.0035 | 280.6771 | -2158.1836 | -119.8155 | 2487.8042 | 1456.6714 | 3918.8877 | -2.5997 | -273.1911 | 3655.061 | 50.7498 | 921.0605 | 101.155 | -2107.248 | 605.0168 | 1541.5265 | 210.1043 | -104.6638
2030-04-02 | 3 | -32.9984 | 1959.291 | -63.9425 | -505.529 | 205.8372 | -2015.8513 | -11534.083 | 3331.7336 | 1901.0309 | -270.0511 | 3777.8682 | 54.8043 | 1979.2775 | 285.6007 | 2129.6707 | 81.8561 | -97.945 | 209.9989 | -216.2207 | 96.6702 | -938.3922 | -5038.4756 | -147.5875 | -50.3575 | 1150.4077 | -2588.3669 | -2133.4338 | -962.2749 | -139.1622 | 377.7523 | 1943.3599 | 636.1934 | -32.8381 | -33.3679 | 0.65393 | 1398.1786 | 487.5247 | -1.4278 | 246.7134 | 1.0012 | -2111.0886 | -189.3963 | 2343.8958 | 1350.0386 | 4050.6028 | -2.9581 | -276.3093 | 3298.5022 | -444.8651 | 793.6838 | -87.7728 | -1920.0481 | 1057.8162 | -301.2709 | 210.1043 | -76.9742
2030-04-02 | 4 | -32.1665 | 2219.9536 | -63.2514 | -400.0463 | 333.6697 | -2204.3936 | -12029.7383 | 3787.1377 | 2092.4724 | -373.6651 | 3728.3831 | 15.6401 | 1981.3856 | 11.7533 | 2106.0625 | 101.0646 | 53.3917 | 209.9989 | -193.8962 | -45.4892 | -954.2556 | -5308.1733 | -189.5189 | -67.0605 | 1066.6226 | -2551.0269 | -1873.1078 | -998.1413 | -154.3293 | 348.8876 | 2173.2974 | 3.2863 | 81.1664 | -41.2535 | 0.59649 | 1735.6216 | -645.9713 | -1.9584 | 244.1114 | 1.0001 | -2067.9634 | -310.3767 | 2204.7397 | 1179.2388 | 3922.6646 | -2.8063 | -275.4498 | 3043.0532 | -960.9655 | 698.4648 | -504.6554 | -1817.1384 | 1267.7195 | -152.4156 | 210.1043 | -82.2874
2030-04-02 | 5 | -33.9435 | 2177.8638 | -66.8705 | -409.0812 | 552.2562 | -2227.9634 | -12579.0059 | 4234.3364 | 2058.4128 | -375.3979 | 3765.1982 | 4.2393 | 1974.0188 | 1.6492 | 2084.6877 | 101.0449 | 109.8012 | 209.9989 | -174.5374 | -116.2548 | -1166.9642 | -5563.2227 | -156.8364 | -73.7237 | 1062.693 | -2592.9456 | -1682.0938 | -1002.4452 | -154.8747 | 435.1833 | 2271.4319 | 3.078 | 121.6164 | -3.4426 | 0.57914 | 1835.551 | -695.3093 | -2.0102 | 108.3489 | 0.99938 | -1911.8269 | -167.798 | 1892.4828 | 1103.267 | 3452.8467 | -2.6535 | -275.7732 | 3712.9644 | -650.6902 | 761.533 | -87.6762 | -2291.0874 | 1182.0881 | 239.3972 | 210.1043 | -54.0495
2030-04-02 | 6 | -31.6383 | 2065.3301 | -71.0206 | -394.6534 | 747.5649 | -2311.697 | -12913.3311 | 4535.2827 | 1736.5665 | -364.9412 | 3927.0269 | 56.0725 | 2038.777 | 41.3846 | 1922.786 | 126.6371 | 161.902 | 209.9989 | -176.936 | -226.5368 | -1222.6904 | -6135.7871 | -149.5534 | -72.6992 | 1058.8079 | -2647.6714 | -1660.9722 | -1013.943 | -152.0443 | 524.4152 | 2347.2117 | 2.3726 | 213.0292 | -125.6435 | 0.5773 | 1768.175 | -1199.1913 | -4.813 | 67.2236 | 1.0015 | -2334.3071 | -250.786 | 1581.7684 | 1253.7933 | 3180.9321 | 1.0041 | -278.6488 | 3929.0183 | -672.475 | 915.7578 | 70.4886 | -2749.2285 | 714.8339 | 2463.0103 | 210.1042 | -101.8968
2030-04-02 | 7 | -18.0995 | 1858.6572 | -54.1276 | -386.5818 | 884.8409 | -2170.2583 | -12960.2188 | 4371.7021 | -3.1082 | -357.7968 | 4025.7114 | 116.1859 | 1579.2612 | 114.6816 | 2057.5085 | 100.9283 | 31.4026 | 209.9989 | -167.3394 | 163.2434 | -1580.2224 | -5840.8882 | -121.3064 | -55.7821 | 929.9769 | -2551.7959 | -1733.62 | -994.6207 | -145.0752 | 455.6545 | 2311.9456 | 2.5756 | 150.934 | -195.4232 | 0.60511 | 1447.9156 | -983.8691 | -751.9768 | 1.004 | 0.99907 | -1850.5039 | -105.8466 | 2431.0981 | 1289.9777 | 3769.0063 | -2.9112 | -271.814 | 4858.8594 | 424.573 | 758.1406 | 664.5656 | -2789.5581 | 237.2882 | 2220.7285 | 210.1043 | 1.0006
2030-04-02 | 8 | -11.7743 | 1363.4441 | -47.5997 | -344.6605 | 865.836 | -1930.2611 | -13322.8047 | 4637.7632 | 1.0082 | -341.6034 | 4035.8184 | 194.2529 | 1669.3964 | 161.5703 | 2065.728 | -128.1895 | -178.8562 | 209.9989 | -169.1277 | 164.5723 | -1664.3827 | -5492.7861 | -68.0778 | -33.4137 | 986.7964 | -2067.7292 | -1357.8805 | -926.829 | -127.5856 | 617.8027 | 2431.2446 | 2.9 | 132.3038 | -320.4099 | 0.58872 | 916.467 | -1467.9624 | -325.8267 | 0.99694 | 399.7102 | -1603.6479 | -91.217 | 3407.6328 | 1304.9025 | 4555.3159 | -146.8212 | -271.8749 | 3595.4888 | -1098.1448 | 905.6772 | 1438.1488 | -2607.189 | -473.0669 | 2761.8123 | 210.1043 | -8.4429
2030-04-02 | 9 | -18.3967 | 1300.3514 | -64.6814 | -474.7045 | 706.1405 | -1896.8434 | -13830.5088 | 4460.6235 | -3.0989 | -340.7419 | 4044.0581 | 194.9998 | 1954.6117 | 230.6281 | 2095.5938 | 284.5339 | -330.9463 | 209.9989 | -156.8467 | 204.7561 | -1550.9574 | -4950.3374 | -43.0899 | -21.5399 | 1049.2845 | -2032.0765 | -1109.7808 | -917.54 | -118.4309 | 652.9307 | 2287.7903 | 3.4737 | 93.2249 | -403.5661 | 0.61936 | 638.4932 | -1249.7864 | -277.7821 | 0.9929 | 446.0125 | -1443.116 | 0.99758 | 3423.8823 | 1261.7184 | 4642.1733 | -268.9583 | -271.9588 | 3016.1663 | -1562.3083 | 863.9307 | 1659.1249 | -2738.1624 | -497.8899 | 2910.9277 | 210.1043 | -1.3435
2030-04-02 | 10 | -10.6019 | 1440.1523 | -66.512 | -551.4378 | 693.5856 | -1813.9402 | -13902.5508 | 4465.0791 | -3.0891 | -341.8918 | 4048.0664 | 195.0002 | 2103.4248 | 323.3152 | 2130.9631 | 1153.1943 | -454.097 | 209.9989 | -167.764 | 90.8401 | -1374.9545 | -4552.9512 | -44.1885 | -21.7093 | 1201.5929 | -2629.2908 | -715.0841 | -923.3636 | -120.3368 | 682.86 | 1948.8564 | 0.99671 | 78.359 | -527.6106 | 0.6816 | 408.5322 | -1596.485 | -1.9935 | 0.99846 | 449.7639 | -1517.5737 | -3.0204 | 3768.8328 | 1289.8007 | 4778.7485 | -93.8538 | -272.0674 | 2158.2344 | -1867.8536 | 826.4257 | 1715.8895 | -2564.9927 | -323.581 | 2853.4319 | 210.1043 | -21.5879
2030-04-02 | 11 | 18.8884 | 1586.8335 | -37.6315 | -514.8424 | 824.8444 | -1828.9376 | -14168.2637 | 4547.4116 | -249.3812 | -339.2905 | 4044.1921 | 194.9969 | 2098.8762 | 336.2641 | 2131.6829 | 1726.2988 | -640.6445 | 209.9989 | -152.8215 | 24.8141 | -1165.6166 | -3636.6829 | -75.8781 | -22.6608 | 1175.2745 | -2148.5312 | -355.6307 | -929.4395 | -129.9972 | 668.0645 | 1687.3787 | -1899.0315 | -101.4619 | -951.3036 | 0.68031 | 99.1779 | -2882.3657 | 1.0011 | 59.5283 | 449.5203 | -1527.2184 | -70.0678 | 3756.3264 | 1231.7294 | 4859.5078 | -2.9576 | -272.1878 | 1438.7393 | -2663.1077 | 699.8582 | 1785.8019 | -2770.8792 | -44.6442 | 3065.9526 | 210.1043 | 7.2042
2030-04-02 | 12 | 26.7474 | 1532.8698 | -33.2311 | -476.79 | 757.3442 | -1766.1506 | -14068.0947 | 4437.1079 | -539.0461 | -341.9889 | 4080.1863 | 195.0001 | 2100.4365 | 372.8819 | 2148.0847 | 2060.5591 | -751.0035 | 209.9989 | -212.6855 | 339.4963 | -1162.3176 | -3103.5195 | -64.7505 | -18.0163 | 1595.4667 | -1845.4492 | -857.8912 | -900.1251 | -129.1732 | 603.1257 | 1272.8358 | -2708.501 | -381.1951 | -1050.3105 | 0.67805 | -39.3653 | -3154.8967 | 1.0022 | 61.3682 | 449.4942 | -1558.525 | 19.8816 | 3696.0127 | 1147.7206 | 4809.9355 | -3.0081 | -272.2065 | 1437.1334 | -2893.6614 | 771.6159 | 1879.9255 | -2611.6096 | -288.6694 | 2336.9934 | 210.1042 | -20.1633
2030-04-02 | 13 | 35.8282 | 1832.4318 | -27.3289 | -499.1269 | 725.0724 | -1984.6189 | -14180.7188 | 4395.7412 | -824.3773 | -342.8879 | 4090.5083 | 195.0009 | 2099.7283 | 400.2283 | 2162.8071 | 2342.4431 | -917.7484 | 209.9989 | -256.0313 | 212.8227 | -1087.5042 | -3110.2046 | -57.8329 | -20.2101 | 1823.9182 | -1841.6395 | -1060.2141 | -969.0371 | -127.8992 | 606.7727 | 1039.6586 | -4095.1814 | -502.8137 | -1261.0737 | 0.66924 | 0.99809 | -3348.7441 | 1.0005 | 37.659 | 449.6891 | -1774.4911 | 33.2982 | 3603.8928 | 1099.7821 | 4759.7134 | -3.0175 | -272.1836 | 1568.0896 | -2749.6936 | 825.7278 | 2267.0623 | -2816.6453 | -386.2436 | 4971.7793 | 210.1043 | -11.5107
2030-04-02 | 14 | 38.0491 | 1911.7051 | -26.919 | -505.7262 | 723.047 | -2096.0303 | -14184.6729 | 4423.4375 | -759.9146 | -338.8859 | 4108.5557 | 195.0005 | 2096.6135 | 337.5985 | 2137.1619 | 3453.3049 | -726.4943 | 209.9989 | -253.7003 | 30.6079 | -1098.3439 | -3298.1755 | -37.9544 | -30.9642 | 1786.3636 | -1872.0472 | -875.8201 | -1004.8852 | -126.4252 | 653.2828 | 1018.4909 | -5413.5864 | -498.4233 | -1390.2445 | 0.65985 | -12.7434 | -3120.8711 | 66.6505 | 0.99937 | 153.3878 | -1893.2206 | 69.6322 | 3501.646 | 996.3168 | 4906.8452 | -225.9431 | -272.1446 | 1625.873 | -2546.3992 | 908.7455 | 2338.998 | -2959.7939 | -568.0345 | 8169.6299 | 210.1043 | -19.6929
2030-04-02 | 15 | 37.0059 | 1116.151 | -22.7776 | -400.0285 | 467.1298 | -1635.8762 | -13200.6699 | 3746.7822 | -1068.6136 | -336.8577 | 4074.0967 | 195 | 2091.9907 | 340.5106 | 2136.9922 | 3818.5789 | -555.0247 | 209.9989 | -214.2944 | 81.889 | -1061.8923 | -2891.1934 | 12.947 | -47.8539 | 1555.3993 | -1367.8627 | -731.5691 | -852.1462 | -104.1478 | 724.2803 | 940.883 | -5413.7686 | -633.3423 | -1163.4794 | 0.88874 | 84.1602 | -2814.1826 | 1.0032 | 0.99998 | 228.5716 | -1982.9899 | 249.1894 | 3376.22 | 951.1307 | 4803.7173 | -217.7604 | -272.0488 | 1987.6143 | -2534.5073 | 1003.7227 | 2572.2156 | -2867.7744 | -736.1536 | 10501.8398 | 210.1043 | -20.8887
2030-04-02 | 16 | 43.0712 | 779.8757 | -16.5477 | -321.8986 | 309.4356 | -1414.8673 | -12871.8223 | 3384.8816 | -1173.1749 | -339.8538 | 4075.96 | 195.0015 | 2097.8 | 351.476 | 2143.5352 | 3865.4856 | -605.1227 | 209.9989 | -234.3506 | 7.825 | -1058.2854 | -3266.4731 | 7.0384 | -52.3975 | 1731.948 | -883.5803 | -344.9323 | -777.5771 | -102.0962 | 730.5703 | 872.1038 | -6268.1436 | -702.9941 | -1202.9509 | 1.0976 | -25.6009 | -3077.0405 | 77.2569 | 106.73 | 449.5833 | -1759.373 | 243.7418 | 3723.7778 | 1035.8954 | 4908.7803 | -36.9504 | -272.1686 | 2323.2407 | -2602.4736 | 940.1259 | 2491.9714 | -2769.8694 | -946.6414 | 11520.8193 | 210.1043 | -59.6648
2030-04-02 | 17 | 40.7357 | 171.1152 | -15.509 | -262.8795 | 6.6986 | -1091.601 | -11870.9561 | 2694.7888 | -1495.1437 | -334.1651 | 4051.3237 | 195.0003 | 2099.5469 | 303.6462 | 2124.8887 | 3827.4553 | -534.4418 | 209.9989 | -218.6146 | 18.3474 | -1075.338 | -2468.429 | 26.9166 | -49.6576 | 1722.2051 | -594.704 | -367.1426 | -662.5352 | -81.5407 | 764.7103 | 911.8542 | -6064.7969 | -703.3998 | -1035.8652 | 1.4984 | -241.4985 | -2693.1353 | 0.99991 | 22.0668 | 449.7504 | -1690.8574 | 315.1103 | 3606.3914 | 1019.7679 | 4837.5781 | -3.0709 | -272.266 | 2515.512 | -2868.4573 | 1010.5025 | 2607.8599 | -2527.541 | -1240.2897 | 13344.0928 | 210.1043 | -94.3804
2030-04-02 | 18 | 34.1101 | 0.99415 | -21.2266 | -294.4191 | -6.4763 | -1097.174 | -11849.9492 | 2589.0225 | -1551.2101 | -337.5475 | 3977.803 | 195.0007 | 2117.3657 | 270.674 | 2108.0713 | 3242.5242 | -558.7374 | 209.9989 | -219.1404 | 128.6922 | -999.4364 | -934.4353 | 87.6561 | -48.5342 | 1845.049 | -755.7399 | -265.1613 | -656.0208 | -68.3523 | 864.3607 | 1177.5847 | -5635.2437 | -567.4478 | -891.3787 | 2.6337 | -213.1065 | -1704.5699 | 1.0003 | 0.99825 | 440.7927 | -1703.6901 | 489.6746 | 3646.3875 | 976.2084 | 4837.2798 | -3.0453 | -272.3861 | 2520.8562 | -3246.5547 | 1090.5807 | 2889.2712 | -2768.8257 | -1404.3287 | 15255.3105 | 210.1043 | -90.6837
2030-04-02 | 19 | 26.7677 | 0.99321 | -27.5869 | -338.963 | -64.8776 | -1144.4664 | -11597.9873 | 2353.2798 | -1348.985 | -321.2542 | 3721.9749 | 194.9999 | 2119.8601 | 207.4775 | 2096.9456 | 3013.6633 | -547.1583 | 209.9989 | -193.0256 | 120.3593 | -1130.2028 | -1179.5137 | 84.9567 | -50.7814 | 1695.9742 | -949.0519 | -352.4876 | -669.0814 | -63.7571 | 856.3487 | 1474.6066 | -5292.2554 | -473.0834 | -760.2876 | 3.195 | -75.4227 | -468.0484 | 1.0015 | 1.0016 | 321.4254 | -1899.0649 | 461.6057 | 3593.7385 | 953.8997 | 4762.6055 | -2.927 | -272.2942 | 2489.8474 | -3535.7014 | 1266.3492 | 3233.2026 | -2824.0762 | -1645.009 | 16529.2363 | 210.1043 | -117.6872
2030-04-02 | 20 | 20.8722 | 1.0012 | -32.558 | -367.2155 | -318.5232 | -1144.6293 | -10976.8066 | 1948.3711 | -903.6887 | -339.2745 | 3523.218 | 195.0008 | 2094.1133 | 119.9533 | 2124.2722 | 2589.2524 | -558.988 | 209.9989 | -199.0674 | 201.2028 | -1327.1515 | -1081.9874 | 59.0093 | -57.1014 | 1655.0664 | -1136.2419 | -1115.3882 | -676.1833 | -62.1738 | 766.7341 | 1682.837 | -4644.4551 | -454.8374 | -616.4892 | 3.1838 | 1.0097 | -100.8454 | 1.0008 | 1.0022 | 10.9752 | -1781.504 | 342.6809 | 4100.0981 | 1001.4039 | 5057.6436 | -3.1211 | -272.1935 | 2593.6313 | -3487.2976 | 1280.7584 | 2529.9883 | -2193.1804 | -1907.2441 | 17142.3574 | 210.1043 | -243.0891
2030-04-02 | 21 | 17.2603 | 75.4001 | -39.4546 | -428.5248 | -129.8802 | -1283.4232 | -11253.7432 | 2149.498 | -917.2701 | -345.2727 | 3706.0615 | 183.9625 | 2125.3005 | 189.27 | 2109.6509 | 2350.9822 | -539.6448 | 209.9989 | -348.4874 | 322.8177 | -1432.6254 | -1542.67 | 90.1577 | -40.0255 | 2639.3748 | -1265.7729 | -1479.8551 | -714.6548 | -61.5816 | 813.7972 | 1743.9609 | -4543.7402 | -618.3538 | -599.7281 | 2.4848 | -229.4631 | 319.435 | 1.0008 | 0.99882 | 4.7478 | -1893.4874 | 476.534 | 4036.4382 | 908.8012 | 5046.7324 | -3.324 | -271.9769 | 2721.7214 | -3748.4893 | 1311.0204 | 3398.3181 | -2633.2834 | -1675.0741 | 17933.8457 | 210.1043 | -130.4076
2030-04-02 | 22 | 13.7371 | 400.402 | -37.152 | -520.945 | -398.0945 | -1417.7668 | -11089.2109 | 1957.3566 | -180.018 | -337.2745 | 3788.8401 | 195.0011 | 2139.3872 | 137.2929 | 2077.1028 | 2224.0352 | -525.9413 | 209.9989 | -466.0694 | 388.5752 | -1466.2739 | -2458.9172 | 53.8104 | -5.9243 | 3315.5461 | -1500.0695 | -1478.9624 | -783.7646 | -64.8258 | 681.9254 | 1865.1885 | -4020.4697 | -537.7712 | -593.3398 | 2.0519 | -1127.7832 | 823.7239 | 454.8257 | 97.2596 | 0.9998 | -1686.835 | 428.3591 | 3472.2405 | 1095.4813 | 4644.7891 | 0.99114 | -277.2828 | 2636.2708 | -3226.8391 | 1076.1385 | 2123.7385 | -1913.4375 | -754.3209 | 17967.2637 | 210.1042 | -61.1904
2030-04-02 | 23 | -7.1392 | 518.9153 | -39.2123 | -697.4781 | -6.1522 | -1563.3474 | -12251.8623 | 2785.2334 | -759.8792 | -330.4208 | 3371.1389 | 183.6009 | 2119.553 | 104.4854 | 2041.9039 | 1662.324 | -347.9654 | 209.9989 | -440.1402 | 219.3064 | -937.5215 | -2147.5879 | 159.1394 | 8.5153 | 3435.4014 | -1913.8864 | -1123.1627 | -850.1367 | -55.4778 | 1005.0576 | 2215.9172 | -1392.1666 | -497.4249 | -193.8317 | 0.90421 | -1010.0363 | 1585.587 | 1.0018 | 0.99947 | 361.3376 | -2053.3809 | 651.6489 | 3440.603 | 902.8147 | 4416.2031 | -3.1329 | -272.1856 | 2777.4043 | -3180.27 | 1281.0554 | 2365.5498 | -2718.8398 | -1290.345 | 19016.3164 | 210.1042 | -115.9245
2030-04-02 | 24 | -38.2932 | 414.383 | -62.6209 | -516.7969 | -33.5563 | -1605.7316 | -11388.0098 | 2678.0371 | -3.2043 | -341.0668 | 2848.2317 | 128.6631 | 2136.8704 | 76.5291 | 1999.0627 | 1095.7423 | -52.4911 | 209.9989 | -370.9771 | 149.3732 | -601.0234 | -1997.5758 | 135.818 | -15.5072 | 3150.178 | -2133.0913 | -1059.3744 | -795.9753 | -63.2795 | 972.9918 | 2326.9241 | 2.7598 | -510.0996 | 240.3768 | 0.57222 | -472.2834 | 1327.7147 | 1.0028 | 0.99625 | 215.7309 | -2226.3076 | 651.9195 | 2041.02 | 658.1794 | 3328.6619 | -2.0901 | -272.5128 | 1520.8464 | -4325.7485 | 952.2126 | 1312.5123 | -2579.6453 | 198.4015 | 18779.0117 | 210.1042 | -12.8344
2030-04-03 | 1 | -42.1024 | 438.7778 | -61.9049 | -483.573 | -327.5672 | -1524.9075 | -9889.7861 | 2578.5762 | 1665.5471 | -347.2762 | 2381.7383 | 96.6987 | 2131.9827 | 1.0029 | 1908.3353 | 1150.0281 | 148.9246 | 209.9989 | -377.4588 | -30.3781 | -340.8034 | -2313.2061 | 87.3663 | -27.5561 | 3220.252 | -2078.7549 | -759.1493 | -758.6746 | -72.5786 | 954.1117 | 2236.0674 | 2.2903 | -512.347 | 409.2661 | 0.58215 | -39.5331 | 1638.8337 | -1.1917 | 63.1859 | 287.4005 | -2121.2839 | 430.8924 | 2224.8318 | 787.5255 | 3480.0884 | -2.2202 | -271.9645 | 1175.0129 | -4563.4375 | 876.822 | 332.6013 | -1820.576 | 1011.4534 | 19199.7637 | 210.1042 | -128.4917
2030-04-03 | 2 | -27.7169 | 822.9092 | -56.5826 | -344.6057 | 152.8729 | -1711.9803 | -10189.7969 | 3762.7058 | 2231.9927 | -352.6091 | 2982.0791 | 56.2149 | 2131.7339 | -26.5682 | 1781.1698 | 246.6648 | 266.9095 | 209.9989 | -116.9037 | -189.5314 | -71.3015 | -1782.5846 | 57.2535 | -72.7828 | 2238.5376 | -1957.8237 | -771.9019 | -770.9388 | -99.0554 | 991.8062 | 1924.0607 | 1.0093 | -585.8217 | 204.3783 | 0.59496 | 246.0545 | -1626.3224 | 100.6916 | 186.5198 | 1.0013 | -2332.2678 | 280.0929 | 1997.8613 | 964.1207 | 3425.2517 | 1.0124 | -278.2573 | 1047.4108 | -4365.2798 | 843.592 | 227.2262 | -1512.7217 | 1314.359 | 16332.8428 | 210.1043 | -105.0616
2030-04-03 | 3 | -28.2133 | 892.4422 | -54.561 | -297.014 | 50.0009 | -1622.3311 | -9935.2881 | 3497.7007 | 2496.5127 | -310.2414 | 2968.73 | -6.6988 | 2122.7705 | -131.6503 | 1665.1866 | 101.0088 | 384.9456 | 209.9989 | -79.4104 | -12.8404 | -69.469 | -708.9403 | 49.5908 | -30.1501 | 2066.8525 | -1781.0226 | -948.6865 | -723.0938 | -102.3539 | 880.4896 | 1843.9058 | 1.0049 | -844.757 | 234.0764 | 1.3173 | -401.1987 | -932.0844 | -5.9511 | 130.5213 | 1.0015 | -2354.283 | 267.5523 | 1920.0111 | 819.1092 | 3306.2688 | 0.97546 | -278.4026 | 695.9048 | -4797.5835 | 776.29 | -160.6245 | -1258.3605 | 1456.5211 | 11991.6719 | 210.1043 | -57.6653
2030-04-03 | 4 | -19.3774 | 909.8708 | -48.2119 | -267.5203 | 144.0822 | -1536.3409 | -9969.6289 | 3659.1248 | 2512.7844 | -182.5263 | 2752.1763 | -89.9215 | 2125.8208 | -23.1535 | 1886.0314 | 101.0482 | 402.3152 | 209.9989 | -32.8921 | -16.1682 | -49.3622 | -77.5944 | 53.7388 | -29.3419 | 1975.7289 | -1708.1626 | -806.81 | -706.6622 | -104.3274 | 899.4116 | 1921.4738 | 1.0103 | -828.9641 | 223.0999 | 2.1273 | -354.7393 | -970.3223 | -41.5471 | 87.2804 | 0.99879 | -2361.0356 | 290.0231 | 1873.9475 | 742.6925 | 3234.3723 | 1.0033 | -278.284 | 518.1308 | -4864.5137 | 775.3074 | 75.5267 | -1472.7065 | 1549.245 | 10434.877 | 210.1042 | -44.1836
2030-04-03 | 5 | -21.056 | 955.4199 | -54.3645 | -230.281 | 587.2955 | -1686.7544 | -11506.2744 | 4588.8594 | 2442.1289 | -280.7715 | 2119.3884 | 0.99989 | 2102.3491 | -119.6642 | 1623.5636 | 125.5128 | 376.0839 | 209.9989 | -27.5563 | -129.8619 | 1.0035 | -422.9663 | 89.234 | -22.9148 | 2121.5273 | -1540.8807 | -1000.2726 | -704.2399 | -113.161 | 1043.476 | 1588.7303 | 0.99199 | -1129.5641 | 101.1042 | 0.72582 | -687.0867 | -2192.887 | -89.7584 | 100.3127 | 1.0014 | -2451.4333 | 382.2398 | 1898.4163 | 687.7538 | 3263.054 | 0.98347 | -278.4789 | 150.5233 | -5263.8013 | 804.3418 | 800.3422 | -2301.2891 | 1654.046 | 6010.1313 | 210.1042 | -40.7013
2030-04-03 | 6 | -18.7792 | 1090.332 | -58.6877 | -257.1894 | 928.8982 | -1869.644 | -12552.793 | 5124.853 | 1866.7242 | -338.9499 | 2708.1633 | 76.8173 | 2142.186 | -194.4722 | 1494.807 | 100.9854 | 248.8526 | 209.9989 | -49.5345 | -328.9282 | -322.3842 | -873.3705 | 46.4836 | -31.95 | 2082.1672 | -1668.9906 | -717.2621 | -770.3161 | -121.9454 | 1055.326 | 1722.3293 | 1.0072 | -957.3663 | 0.99806 | 0.57199 | -399.9555 | -2436.9746 | 1.001 | 473.5488 | 0.9981 | -2260.416 | 313.9232 | 2025.0166 | 1268.2549 | 3391.7085 | 455.4206 | -280.2805 | 1017.1187 | -4174.6367 | 718.8629 | 1011.2831 | -2883.2166 | 1154.9319 | 5841.647 | 210.1043 | 42.8657
2030-04-03 | 7 | -24.3345 | 857.7323 | -69.852 | -341.7996 | 1025.8263 | -1868.8923 | -12395.0762 | 4876.1514 | 1.0043 | -342.5505 | 2880.0017 | 81.7176 | 2152.886 | -105.3883 | 1577.0944 | -82.5004 | 2.0961 | 209.9989 | -115.8623 | -340.4216 | -676.9762 | -779.9554 | 30.9627 | -23.252 | 2098.1807 | -1822.4962 | -692.0533 | -784.4774 | -108.3053 | 1041.1403 | 1915.2391 | 0.9765 | -832.8146 | 36.6038 | 0.59358 | -542.4605 | -1203.8594 | -240.8848 | 399.9388 | 0.99841 | -1578.3561 | 303.9111 | 2394.6494 | 1335.0118 | 3882.0063 | 108.4806 | -277.7589 | 295.6832 | -5339.8955 | 405.722 | 330.9895 | -3802.8032 | 667.5637 | 7997.4346 | 210.1043 | 133.8439
2030-04-03 | 8 | -37.1439 | 539.1511 | -71.9288 | -380.2032 | 631.1578 | -1662.3992 | -11780.0215 | 4185.7065 | -3.1325 | -144.4167 | 3325.5244 | -0.97226 | 2121.1497 | 91.8703 | 1958.3662 | -764.2277 | -81.4917 | 209.9989 | -139.4691 | -135.8736 | -657.0482 | -774.4257 | 67.0132 | -36.9555 | 2182.8328 | -1854.7427 | -988.446 | -738.1908 | -88.5476 | 1034.9386 | 1821.639 | 4.2252 | -854.1497 | 248.3643 | 0.81217 | -748.3194 | -874.6769 | 1.0015 | 87.7651 | 449.6262 | -1773.1707 | 313.9293 | 4257.1118 | 1570.2797 | 5028.7573 | 235.2756 | -278.9968 | -23.7839 | -5425.625 | 633.889 | 1091.5764 | -2831.7114 | 298.1773 | 10068.1357 | 210.1043 | 158.4632
2030-04-03 | 9 | -35.3691 | 526.1526 | -67.1592 | -400.4496 | 442.3402 | -1628.4319 | -12283.248 | 3942.8152 | 1.0079 | -133.3284 | 3380.2893 | 8.5736 | 2134.6938 | 25.461 | 1884.5746 | -1262.6742 | -276.9862 | 209.9989 | -120.401 | -159.2328 | -404.5888 | -596.9674 | 68.4996 | -52.0575 | 2075.2883 | -1847.4406 | -820.7924 | -746.5556 | -82.0046 | 1041.2715 | 1713.8129 | 334.9494 | -827.1077 | 213.4768 | 0.8035 | -759.4778 | -933.1487 | -368.6437 | -174.4937 | 449.6381 | -1962.2788 | 213.4375 | 4246.4658 | 1532.6227 | 5050.7393 | 1.0366 | -704.7044 | 702.2117 | -4573.7056 | 669.7032 | 1095.9122 | -2879.957 | 0.74449 | 10014.5088 | 210.1043 | 94.6693
2030-04-03 | 10 | -35.1433 | 529.4018 | -64.4717 | -394.2699 | 392.9301 | -1589.1859 | -12238.624 | 3851.3647 | -3.1068 | -123.0347 | 3326.1841 | -0.94153 | 2131.1531 | -3.7094 | 1678.9371 | -1506.782 | -389.6498 | 209.9989 | -114.7605 | -185.8299 | -397.2478 | -582.9045 | 77.5628 | -68.6436 | 2071.0791 | -1913.7515 | -718.4532 | -737.5003 | -80.9376 | 1047.0707 | 1555.7667 | 414.8906 | -763.2089 | 246.8263 | 0.80077 | -668.7989 | -1058.0779 | -540.9832 | -203.5038 | 449.6434 | -1942.8438 | 275.6374 | 4252.0571 | 1531.92 | 5063.3267 | 0.99881 | -937.5781 | 512.1985 | -4446.5586 | 702.8315 | 1115.775 | -2873.3801 | 0.91204 | 10242.0225 | 0.10427 | 38.0632
2030-04-03 | 11 | -41.0109 | 283.6619 | -65.4614 | -524.0995 | 276.0553 | -1344.4551 | -11611.4355 | 3602.0054 | -2.9469 | -122.0111 | 3323.2417 | -3.5427 | 2137.6689 | 17.094 | 1638.224 | -1788.3029 | -368.3821 | 209.9989 | -127.5008 | -106.4483 | -272.1202 | -532.4816 | 132.6986 | -67.2546 | 2156.4653 | -1965.2382 | -839.1294 | -690.0181 | -67.5821 | 1108.8615 | 1530.3889 | 1441.1936 | -780.6896 | 499.6204 | 0.80276 | -663.0953 | 651.3226 | -386.5302 | -136.2396 | 449.6899 | -2002.8221 | 422.7386 | 4401.9434 | 1660.7229 | 5071.0059 | 200.0046 | -955.4227 | 262.9685 | -4513.6157 | 793.2814 | 1176.351 | -2727.5122 | -114.9561 | 10421.373 | 0.10427 | 1.0002
2030-04-03 | 12 | -38.9087 | 486.4703 | -37.6285 | -519.9709 | 414.2566 | -1147.0186 | -11104.6387 | 3797.2266 | -2.9082 | -116.4345 | 3159.0911 | 18.6738 | 2132.0005 | 33.6004 | 1630.009 | -2059.6064 | -404.8671 | 209.9989 | -119.1847 | -153.0526 | -129.9101 | -495.1588 | 128.97 | -73.2026 | 2158.7351 | -1958.4324 | -777.2128 | -646.1428 | -73.2855 | 1140.3208 | 1486.7776 | 2319.0557 | -770.714 | 652.9487 | 0.80972 | -645.6044 | 2078.0562 | -468.7885 | -330.4833 | 449.9268 | -2073.7476 | 326.1393 | 4543.1372 | 1632.4922 | 5080.7046 | 128.0807 | -1042.0498 | -444.2269 | -5135.4312 | 762.5091 | 1182.5599 | -2817.7234 | -68.5176 | 8771.7666 | 0.10427 | 9.8024
2030-04-03 | 13 | -65.159 | 132.6284 | -67.7854 | -574.9129 | 165.8749 | -1074.566 | -10185.5996 | 3327.2981 | -10.1805 | -116.5169 | 2687.3616 | 1 | 2143.1736 | 29.1524 | 1559.7067 | -2284.8313 | -379.8821 | 209.9989 | -222.222 | -264.0315 | -2.3423 | -497.4875 | 171.3361 | -70.8369 | 2941.0195 | -2198.6826 | -503.7082 | -602.1503 | -52.1062 | 1271.4744 | 1544.9365 | 4703.5356 | -582.5339 | 1068.3221 | 0.81413 | -522.0972 | 4594.686 | -441.4418 | -638.5649 | 449.9227 | -2215.0928 | 379.9688 | 4757.2637 | 1521.7117 | 5082.7354 | 0.98577 | -1348.6254 | -983.1603 | -5576.2158 | 773.0485 | 1445.4336 | -2895.573 | -111.199 | 10345.4141 | 210.1042 | 11.1324
2030-04-03 | 14 | -65.0234 | -207.9765 | -50.5978 | -752.38 | -31.4838 | -663.2277 | -8755.2676 | 2393.5398 | -696.5505 | -122.4293 | 2423.3091 | 22.1441 | 2147.7405 | -8.8707 | 1587.1014 | -2369.5449 | -422.3764 | 209.9989 | -252.5448 | -10.9785 | -82.9818 | -457.7509 | 222.2781 | -55.4703 | 3006.7708 | -2148.6292 | -854.6308 | -527.248 | -32.5458 | 1241.4318 | 1286.2755 | 6214.2832 | -754.3956 | 1324.6282 | 1.0551 | -687.0834 | 7165.2578 | -890.3109 | -344.2464 | 449.7126 | -2390.9758 | 555.7331 | 4509.4214 | 1345.8032 | 5082.5469 | 1.0094 | -1333.8832 | -357.4834 | -4945.9087 | 973.68 | 2094.0605 | -2959.9387 | -593.9031 | 11932.9785 | 210.1042 | 9.0107
2030-04-03 | 15 | -70.3558 | -678.8629 | -57.5082 | -681.5842 | -803.5846 | -44.7494 | -5271.311 | 559.2272 | -23.4856 | -108.6837 | 2610.7859 | 41.8245 | 2141.1138 | 72.0547 | 1502.271 | -2649.8682 | -216.7597 | 209.9989 | -332.0745 | 154.4483 | -244.5789 | -168.347 | 164.3059 | -36.3848 | 3381.3647 | -2485.979 | -663.4034 | -327.464 | -28.6896 | 996.2958 | 1233.9813 | 7201.7051 | -671.2839 | 1624.8622 | 3.5309 | -686.9797 | 7818.5859 | -586.3743 | -418.4923 | 449.7573 | -2438.4521 | 367.8219 | 4577.2188 | 1483.9241 | 5077.4092 | 1.0015 | -1193.3932 | 462.5719 | -3834.8325 | 982.3884 | 1767.8323 | -1798.3438 | -182.9498 | 11589.4814 | 210.1043 | -38.4131
2030-04-03 | 16 | -52.3381 | -943.3357 | -51.4372 | -573.7186 | -1144.3488 | 147.0458 | -3290.0166 | -2.4147 | -168.9955 | -103.9691 | 2450.71 | 88.0684 | 2111.6782 | 81.8779 | 1455.2737 | -2585.6196 | -226.9499 | 209.9989 | -369.1835 | 141.2829 | -232.6853 | 1.0096 | 144.5641 | -25.7153 | 3485.1091 | -1972.1334 | -395.3828 | -251.4239 | -26.4575 | 885.9681 | 1011.0046 | 6351.4902 | -656.1248 | 1244.8048 | 4.5925 | -467.6861 | 6346.8389 | -852.4236 | -440.2986 | 449.7235 | -2368.5808 | 344.8221 | 4555.0181 | 1520.8756 | 5069.5576 | -3.0964 | -1528.6134 | 2066.5977 | -2438.9014 | 885.0556 | 1385.9961 | -1706.1533 | -611.7237 | 10553.8271 | 210.1042 | -97.9613
2030-04-03 | 17 | -48.5861 | -797.9826 | -52.8623 | -524.9697 | -1101.6924 | 144.6136 | -1563.8224 | 0.9967 | -558.9091 | -121.1366 | 2702.3284 | 91.4928 | 1825.1281 | 118.9792 | 1502.4563 | -2578.1658 | -137.487 | 209.9989 | -446.7895 | -94.1464 | -389.3325 | 429.8556 | 19.3086 | -22.3145 | 3900.688 | -1933.413 | 251.7004 | -251.1767 | -40.974 | 730.076 | 1320.2321 | 6329.5732 | -242.3352 | 1130.5724 | 8.0097 | -157.3791 | 6208.4199 | -564.3429 | -630.6305 | 450.3214 | -2162.5723 | 1.0024 | 5025.3022 | 1598.814 | 5075.2681 | 253.2753 | -1351.0015 | 3954.6592 | -669.8772 | 806.2404 | 1112.7423 | -1201.4172 | -932.6883 | 7668.2856 | 210.1043 | -152.9509
2030-04-03 | 18 | -51.796 | -1097.5565 | -56.1057 | -518.8771 | -1398.3667 | 245.5664 | -1470.2505 | -345.5783 | -839.9163 | -121.7178 | 2998.8999 | 91.4935 | 1833.1719 | 91.8271 | 1505.9048 | -2363.9067 | -70.1925 | 209.9989 | -433.8334 | -52.0401 | -447.9567 | 374.0197 | 36.038 | -27.6656 | 3880.7583 | -1838.5323 | 80.9275 | -213.4537 | -26.132 | 730.3268 | 1210.6132 | 6654.8975 | -380.4423 | 1234.3757 | 7.7855 | -137.507 | 6601.3491 | -594.7191 | -701.662 | 450.3855 | -2240.9099 | 28.9815 | 4991.4771 | 1552.8522 | 5073.7842 | 157.3808 | -1350.578 | 4186.7046 | -825.0789 | 722.9191 | 989.7805 | -1536.6345 | -892.6801 | 7840.7583 | 0.10427 | -137.2846
2030-04-03 | 19 | -56.8319 | -1252.3838 | -58.9478 | -516.464 | -1313.5302 | 364.0987 | -721.9599 | -324.634 | -915.3348 | -118.3356 | 2435.5264 | 86.4771 | 1417.9563 | 62.6434 | 1457.4587 | -2479.0442 | -33.108 | 209.9989 | -399.6549 | -54.7228 | -483.5903 | 224.2456 | 61.2035 | -30.1152 | 3771.0212 | -1795.7167 | 9.3801 | -174.1635 | -27.8258 | 807.7401 | 1148.0209 | 7070.0996 | -444.2455 | 1342.4445 | 7.33 | -261.5484 | 6883.0195 | -504.075 | -670.4739 | 450.2629 | -2184.7551 | 191.5421 | 4905.4238 | 1529.6665 | 5065.8721 | 131.2387 | -1350.3057 | 4286.3271 | -985.6226 | 803.2977 | 811.3141 | -924.2603 | -1063.1241 | 8245.0615 | 0.10427 | -166.6608
2030-04-03 | 20 | -57.9986 | -1188.3177 | -62.3055 | -508.9451 | -1401.1128 | 351.398 | -411.9538 | -623.3315 | -460.805 | -140.6923 | 1643.9105 | 56.2789 | 1310.4159 | 76.0793 | 1521.0436 | -2366.3884 | 1.0007 | 209.9989 | -592.6951 | -104.3541 | -599.8463 | 55.921 | 15.9193 | -13.2978 | 4561.8267 | -1794.3256 | -160.8944 | -169.6833 | -32.0239 | 706.3342 | 972.1056 | 7228.1392 | -535.0354 | 1367.5756 | 7.5549 | 29.7613 | 6903.7183 | -541.7326 | -734.7765 | 450.2647 | -2106.041 | 60.5976 | 5010.147 | 1486.2196 | 5066.3872 | 123.5235 | -1350.4664 | 3713.8264 | -1651.0276 | 616.7731 | 673.7374 | -1709.7034 | -590.2012 | 7465.231 | 0.10427 | -109.6917
2030-04-03 | 21 | -57.4396 | -1099.1069 | -66.2251 | -489.2301 | -1640.8911 | 286.1074 | 0.9906 | -552.8424 | -344.3154 | -164.8604 | 1415.6631 | 60.0579 | 1162.7247 | 181.6422 | 1672.9476 | -2247.3276 | 49.6777 | 209.9989 | -600.3771 | -35.0099 | -804.7925 | 329.7542 | 17.9162 | -15.7456 | 4578.0908 | -1871.4498 | -412.2907 | -175.3891 | -35.8833 | 662.5988 | 1073.7317 | 6929.3555 | -618.3173 | 1437.6787 | 6.9099 | 47.256 | 6540.2935 | -479.3846 | -665.2527 | 450.1874 | -1689.7385 | 100.1411 | 4997.9053 | 1497.6288 | 5066.0513 | 129.6552 | -1350.3882 | 4265.6509 | -1102.2557 | 441.4059 | 832.963 | -1672.0415 | -372.7463 | 6455.5498 | 0.10427 | -34.5613
2030-04-03 | 22 | -46.1021 | -708.3683 | -61.954 | -465.9413 | -1759.2018 | 5.9575 | -154.9893 | -498.2747 | 1.0046 | -172.9288 | 1081.252 | 46.5806 | 1083.1155 | 215.5714 | 1723.7871 | -2166.248 | 6.8549 | 209.9989 | -621.9016 | -122.6835 | -750.6387 | 897.816 | -43.121 | -13.9939 | 4608.5332 | -1916.8302 | -160.3131 | -263.6826 | -46.0387 | 561.9109 | 1254.0496 | 5882.6519 | -507.6035 | 1127.3823 | 7.3317 | -8.4067 | 5325.0225 | -179.1465 | -281.4237 | 449.9017 | -1283.25 | -7.6112 | 4721.0308 | 1617.4276 | 5054.7217 | 335.4117 | -1315.3894 | 4848.2593 | 118.8291 | 269.4494 | 5.2615 | -1032.2393 | -350.8907 | 6159.4331 | 210.1043 | -82.5041
2030-04-03 | 23 | -49.5087 | -682.1827 | -58.7591 | -480.6737 | -1906.254 | 52.0906 | 0.98875 | -721.0059 | 1.0053 | -102.7667 | 2449.6035 | 154.2267 | 1590.8405 | 129.428 | 1559.1415 | -2105.8894 | 54.7711 | 209.9989 | -583.6911 | 57.5083 | -811.2453 | 1106.8761 | -0.90376 | -12.9044 | 4359.7266 | -1813.1436 | -47.9047 | -240.3887 | -38.1146 | 551.5556 | 949.3293 | 6822.9741 | -658.299 | 1194.6737 | 9.4971 | -9.5632 | 6395.1353 | -52.6694 | 24.6488 | 449.8065 | -1850.4889 | 83.5833 | 4488.4126 | 1783.1046 | 5034.4951 | 553.5291 | -608.6926 | 5277.3281 | 1139.002 | 1082.9894 | 267.3824 | -175.4827 | -1454.6725 | 6056.4434 | 210.1043 | -305.1433
2030-04-03 | 24 | -43.3353 | -262.8824 | -53.1389 | -444.3367 | -1741.6506 | -148.0099 | -773.9445 | -354.3719 | 181.6272 | -135.3537 | 2073.9009 | 64.6224 | 2057.8982 | 224.9471 | 1597.5935 | -1557.8417 | 93.4782 | 209.9989 | -543.6649 | -60.7348 | -388.4973 | 1427.7692 | -24.5462 | -31.1632 | 4192.6504 | -1857.8302 | -16.5256 | -294.9326 | -54.1911 | 564.5214 | 761.0298 | 5596.3027 | -640.7421 | 1062.3007 | 9.3748 | 208.5294 | 5385.1577 | -1.1103 | 1.002 | 312.0728 | -1997.9287 | 89.3727 | 3700.1951 | 1500.7838 | 4931.042 | -3.0184 | -273.009 | 4828.8086 | 720.1409 | 735.48 | -42.5236 | -320.9908 | -14.8777 | 5392.646 | 210.1043 | -127.4962
2030-04-04 | 1 | -37.2177 | -783.5713 | -47.8763 | -371.6236 | -2053.229 | 1.676 | -2504.4026 | -850.9211 | 2070.5693 | -84.0415 | 2146.1113 | 195.0002 | 1814.6327 | 210.2679 | 1556.8003 | -958.2747 | 134.9297 | 209.9989 | -530.0632 | 264.0169 | -333.3127 | 612.0066 | 124.8088 | -29.6064 | 4141.2441 | -1499.0826 | -1293.8705 | -189.3707 | -21.2461 | 718.9911 | 624.0555 | 4097.2939 | -1265.3413 | 1140.3241 | 7.7101 | 186.7183 | 4486.4009 | -13.6783 | 594.8671 | 0.99801 | -2354.4199 | 435.9924 | 3129.092 | 1676.666 | 4877.0825 | 77.6174 | -278.3875 | 5120.6997 | 1479.9856 | 1133.7889 | -83.8637 | 0.99888 | -307.6174 | 6190.3765 | 210.1043 | -293.524
2030-04-04 | 2 | -31.3058 | -384.5914 | -46.9898 | -397.6783 | -1511.4969 | -381.0881 | -4171.7969 | -2.2901 | 2418.3552 | -94.9435 | 2186.1868 | 152.3512 | 1205.8647 | 200.9138 | 1533.8381 | -191.1961 | 172.9281 | 209.9989 | -510.5318 | 6.5587 | -163.8838 | 612.143 | 59.2097 | -19.4446 | 3950.2732 | -1626.5568 | -806.1697 | -317.7166 | -35.4924 | 705.805 | 781.2421 | 3047.8779 | -904.4552 | 909.077 | 8.5806 | 67.9192 | 3955.2354 | 161.6626 | 762.3328 | 0.99874 | -2458.1455 | 71.5211 | 2820.5806 | 1657.4752 | 4693.3486 | 140.8216 | -278.6149 | 5385.7744 | 1767.4839 | 1286.0519 | 0.99268 | -180.3842 | -453.3037 | 8339.125 | 210.1043 | -303.8826
2030-04-04 | 3 | -16.582 | 879.319 | -44.2645 | -416.9595 | -428.3854 | -1164.698 | -8475.0176 | 2320.8367 | 2696.5317 | -125.2193 | 2052.334 | -8.7058 | 2018.7164 | 18.3882 | 1418.9736 | 1067.1848 | 32.0409 | 209.9989 | -444.2265 | -305.9734 | -60.4214 | -513.3924 | -31.2983 | -31.0057 | 3766.0063 | -1860.4227 | -517.4841 | -573.6009 | -94.2736 | 739.0808 | 1040.8809 | 503.7434 | -513.3687 | 368.0509 | 6.8761 | 374.644 | 1773.1484 | -228.9532 | 637.178 | 1.0009 | -2278.918 | -5.1601 | 2379.0332 | 1246.5498 | 4319.7622 | 0.99155 | -274.9137 | 4466.6714 | 730.3226 | 715.5441 | 260.1275 | -1699.7384 | 1644.8481 | 6312.0479 | 210.1043 | -0.99595
2030-04-04 | 4 | 1.9908 | 1380.3462 | -38.0354 | -419.4467 | -2.4406 | -1467.4473 | -9609.458 | 3159.6394 | 2757.031 | -109.2771 | 2689.3621 | 6.5313 | 1999.5695 | -43.282 | 1396.7775 | 1961.423 | -192.576 | 209.9989 | -400.321 | -248.4284 | -231.8507 | -2864.5889 | -65.6884 | -26.4528 | 3359.272 | -1560.3696 | -910.6506 | -649.2745 | -116.8379 | 713.7709 | 779.9205 | -1934.1639 | -571.1234 | -222.9028 | 5.6191 | 581.3936 | 199.1465 | -251.9614 | 586.009 | 0.99525 | -2488.3374 | -45.5644 | 2248.7969 | 1185.3975 | 4200.2661 | 1.0034 | -276.7841 | 3187.0591 | -1012.9025 | 747.2808 | 337.8595 | -2534.9209 | 1622.8376 | 4513.9229 | 210.1042 | 23.3987
2030-04-04 | 5 | -2.082 | 1185.4067 | -43.9756 | -450.4217 | 59.9241 | -1505.7191 | -9136.4492 | 3061.7852 | 2679.5142 | -51.1411 | 3855.9465 | 152.2672 | 1629.8046 | -101.5419 | 1313.0332 | 2319.9661 | -136.0973 | 209.9989 | -416.8559 | -245.8514 | -412.1499 | -4232.0503 | -77.74 | -56.0272 | 3249.4346 | -1737.656 | -1257.7842 | -685.0097 | -114.9416 | 659.2535 | 456.0471 | -1921.6603 | -661.568 | -161.3661 | 5.0776 | 1036.3845 | -142.3462 | -22.9447 | 805.0546 | 0.99992 | -2661.6301 | -149.1286 | 2583.9832 | 1582.7761 | 4245.584 | 441.0143 | -279.9015 | 4954.1895 | 1304.2202 | 847.0795 | 492.8668 | -2307.5498 | 1406.1792 | 5206.7329 | 210.1043 | -38.9254
2030-04-04 | 6 | 0.99998 | 997.5598 | -47.4131 | -454.7273 | 388.1826 | -1557.75 | -9989.6338 | 3709.8049 | 1989.6344 | -86.7006 | 3351.97 | 76.0063 | 2013.6888 | -135.2951 | 1377.3195 | 2469.2031 | -197.2752 | 209.9989 | -353.5156 | -308.7037 | -564.6783 | -4188.8394 | -14.7669 | -54.6516 | 2826.4812 | -1702.4515 | -1227.8324 | -698.2684 | -105.9684 | 877.5928 | 533.4488 | -2476.364 | -620.8312 | -275.0165 | 4.1648 | 1036.8381 | -24.9462 | 0.34281 | 531.5848 | 1.0002 | -2806.9883 | -82.2673 | 2955.8835 | 1361.6195 | 4551.146 | 89.0678 | -278.0961 | 4778.438 | 451.5113 | 1210.473 | 1460.922 | -2855.4209 | 676.9402 | 6257.6235 | 210.1043 | -172.9838
2030-04-04 | 7 | -3.9664 | 1017.1575 | -57.6235 | -511.7934 | 375.1708 | -1636.2537 | -9948.5986 | 3290.8994 | 1.0037 | -89.7896 | 3560.3057 | 123.1023 | 2118.4062 | -140.2223 | 1758.0632 | 2724.9285 | 40.9726 | 209.9989 | -386.1498 | -147.3706 | -835.2697 | -4281.5981 | -48.3159 | -46.1485 | 2966.0251 | -1808.3214 | -1237.4288 | -733.8694 | -103.1943 | 723.9734 | 844.2717 | -2556.4282 | -575.411 | -261.6556 | 3.9411 | 789.8458 | 1178.2236 | -1.9154 | 1.0024 | 372.7144 | -2634.063 | -78.8046 | 3774.4402 | 1345.4749 | 4773.1953 | -3.5968 | -271.9287 | 3708.8931 | -1079.8922 | 980.4558 | 1354.3051 | -2862.8367 | 0.90946 | 6275.8633 | 210.1043 | -48.1473
2030-04-04 | 8 | 2.5136 | 1113.9551 | -52.4131 | -528.9181 | 91.0268 | -1498.2971 | -9999.0596 | 2953.3965 | -3.1589 | -171.8159 | 3757.0845 | 156.6025 | 2027.6838 | 46.9164 | 2157.9304 | 3037.3657 | 71.7657 | 209.9989 | -396.0078 | 117.8323 | -1061.9956 | -4182.563 | -45.0902 | -42.2679 | 3033.2493 | -1568.0725 | -1501.6016 | -687.4076 | -104.5667 | 677.9124 | 792.754 | -3159.8711 | -711.0612 | -330.2455 | 3.8405 | 1149.2155 | 1292.9119 | -367.36 | 0.99925 | 435.8592 | -2044.5103 | -2.1638 | 3711.0874 | 1344.9921 | 4938.6284 | -284.6979 | -271.858 | 2948.6982 | -1787.8004 | 847.4372 | 1046.7476 | -2387.3752 | 0.99777 | 5659.8066 | 210.1043 | -13.3054
2030-04-04 | 9 | 2.0494 | 1065.0686 | -50.2392 | -539.2203 | -4.7561 | -1527.7777 | -10559.4395 | 2675.7996 | 216.3314 | -250.6817 | 3687.9478 | 194.9998 | 2104.0566 | 133.1318 | 2125.1196 | 2793.2361 | 0.86764 | 209.9989 | -453.1617 | 201.4427 | -1174.47 | -4533.2354 | -26.8936 | -28.5862 | 3187.7712 | -1639.6078 | -1708.1149 | -707.5751 | -97.0294 | 647.614 | 921.5261 | -3110.322 | -672.6585 | -356.8423 | 4.2052 | 1035.786 | 1264.067 | -319.9508 | 15.695 | 449.8246 | -2143.127 | 25.6678 | 4101.894 | 1459.9679 | 5053.3335 | -4.3176 | -534.1022 | 3981.96 | -230.5495 | 1063.1871 | 1120.8865 | -2324.98 | -425.2367 | 6255.3247 | 210.1043 | -64.8436
2030-04-04 | 10 | 5.772 | 1049.826 | -48.8744 | -518.2634 | -5.1643 | -1592.162 | -10830.5068 | 2785.2021 | -3.1048 | -258.1466 | 3640.2991 | 195.0001 | 2083.6235 | 274.148 | 2111.5371 | 2894.874 | -58.2061 | 209.9989 | -491.2643 | 294.7091 | -1166.5131 | -4584.9854 | -13.484 | -17.7798 | 3471.6899 | -1625.1475 | -1889.476 | -735.4475 | -96.0248 | 628.8503 | 860.3224 | -3622.8469 | -738.7477 | -487.9798 | 4.0085 | 857.5426 | 498.0486 | -390.4334 | -44.6275 | 449.8434 | -2212.7959 | 0.99177 | 4181.4292 | 1461.079 | 5064.4492 | 1.009 | -578.7865 | 3152.2366 | -769.5097 | 1124.4684 | 1094.3839 | -2262.0325 | -670.1339 | 6626.2495 | 210.1043 | -84.8782
2030-04-04 | 11 | 14.0686 | 1363.3199 | -47.3666 | -511.5739 | 113.0253 | -1847.1672 | -11840.543 | 3341.6045 | -3.0845 | -290.1794 | 3811.3394 | 195.0009 | 1995.9136 | 281.0964 | 2112.1702 | 2933.8604 | -186.5878 | 209.9989 | -502.1613 | 290.1313 | -1117.0752 | -4367.5747 | -16.8897 | -11.695 | 3652.9158 | -1606.6467 | -1922.0599 | -823.3304 | -105.0756 | 642.6174 | 1004.4927 | -4769.3213 | -763.3713 | -743.8738 | 3.6204 | 727.9374 | -489.6832 | -412.9633 | -53.5233 | 449.8351 | -2152.4287 | 1.0105 | 4193.5654 | 1457.245 | 5070.7349 | -4.047 | -691.3777 | 2911.498 | -738.4831 | 1065.4855 | 959.5369 | -2208.4648 | -561.4032 | 6652.6675 | 210.1043 | -81.3924
2030-04-04 | 12 | 19.0929 | 1549.4674 | -46.6738 | -505.3502 | 210.1719 | -2031.4114 | -12699.6113 | 3550.4915 | -3.0987 | -305.6599 | 3832.2061 | 195.0003 | 1524.3414 | 316.6597 | 2107.1045 | 2939.8965 | -281.3717 | 209.9989 | -490.8065 | 279.8054 | -1031.4781 | -4064.6567 | -17.0026 | -11.2344 | 3610.4897 | -1591.8641 | -2026.1962 | -882.4276 | -109.5156 | 657.9233 | 1130.6241 | -5551.5757 | -776.899 | -889.5734 | 3.307 | 710.147 | -1186.3334 | -445.4581 | -2.7176 | 263.2742 | -2091.0159 | 0.98571 | 3830.2681 | 1393.7617 | 5047.7563 | -276.6174 | -923.0128 | 1573.9435 | -1988.4519 | 1003.584 | 923.4401 | -2340.7134 | -688.1835 | 6671.4336 | 210.1043 | -85.063
2030-04-04 | 13 | 7.3226 | 1109.2524 | -49.1296 | -546.5271 | -422.252 | -1478.3569 | -10553.1709 | 1910.9467 | -3.1118 | -226.1279 | 3936.0801 | 162.0006 | 1544.2765 | 339.0341 | 2124.0605 | 2752.4121 | -130.8814 | 209.9989 | -390.1012 | 621.9828 | -1220.4885 | -3453.7319 | -25.4399 | -31.8995 | 2753.2976 | -1572.1589 | -2638.655 | -749.8839 | -94.4096 | 455.4802 | 836.3632 | -4696.6255 | -898.0399 | -555.3699 | 3.8657 | 1165.5916 | 73.7279 | -457.0001 | 0.9988 | 218.5764 | -2136.4138 | 22.9768 | 3723.2046 | 1412.7887 | 4985.0371 | -277.5104 | -875.1227 | 2121.3149 | -1137.0107 | 1067.0228 | 1105.9103 | -1548.1713 | -395.9897 | 8604.7227 | 210.1043 | -120.1878
2030-04-04 | 14 | -0.79639 | 1185.4329 | -48.4007 | -527.5648 | -207.3825 | -1360.3584 | -10129.0869 | 2186.8088 | -3.1046 | -198.3149 | 3987.4355 | 141.3587 | 516.0015 | 384.0644 | 2151.3455 | 2281.1985 | -78.4487 | 209.9989 | -357.7592 | 657.7656 | -1302.8844 | -3673.2119 | -7.8733 | -41.6629 | 2139.9441 | -1639.7501 | -2722.1411 | -688.0463 | -92.1988 | 466.8966 | 895.1327 | -3770.5144 | -879.3763 | -334.7889 | 3.9939 | 896.951 | 567.3848 | -0.96722 | -10.7239 | -2.2303 | -2174.98 | 0.99249 | 3619.8821 | 1440.9928 | 4912.6953 | -279.0544 | -1049.2141 | 5423.7778 | 2203.0286 | 1439.7133 | 1374.0121 | -1499.4546 | -1501.0206 | 8350.46 | 210.1043 | -242.0405
2030-04-04 | 15 | -8.0817 | 1124.4557 | -50.3673 | -550.1917 | -282.7779 | -1229.5798 | -9485.5342 | 1920.5581 | -262.8688 | -219.2319 | 3981.0198 | 98.6783 | 1561.322 | 438.4849 | 2189.8259 | 1931.9961 | -16.1885 | 209.9989 | -481.5268 | 476.345 | -1310.8184 | -3645.4155 | -43.4851 | -31.9783 | 3177.4351 | -1773.9213 | -2337.4062 | -657.0516 | -91.0406 | 452.8121 | 1281.213 | -2891.7268 | -570.52 | -63.0956 | 4.3475 | 1555.5464 | 1575.8584 | -464.8022 | -458.0959 | 449.7682 | -2000.1565 | -82.9971 | 4452.2402 | 1499.7972 | 5041.8877 | -3.5569 | -1066.2719 | 4295.5029 | 638.78 | 1372.0654 | 1343.6848 | -1582.1707 | -1788.1304 | 7690.1113 | 210.1043 | -291.3529
2030-04-04 | 16 | -6.7353 | 1117.1627 | -49.9946 | -575.6571 | -184.7246 | -1257.5809 | -10215.8516 | 2090.5474 | -839.9747 | -220.4787 | 3255.991 | 117.3722 | 1809.3621 | 416.7182 | 2178.907 | 1902.072 | -33.9021 | 209.9989 | -546.4924 | 542.0561 | -1223.2235 | -2625.8872 | -11.2613 | -11.2308 | 3805.2805 | -1715.1635 | -2243.2781 | -672.5931 | -87.7837 | 528.7582 | 1215.5225 | -2969.4583 | -581.0264 | -190.8371 | 5.6711 | 1160.8734 | 1620.4835 | -337.4281 | -142.3408 | 449.5061 | -2026.3628 | 24.7066 | 4154.7119 | 1487.267 | 5044.5703 | -2.933 | -1115.1613 | 2429.5967 | -1561.2059 | 1376.2961 | 1592.2944 | -1901.5951 | -1970.9058 | 7989.853 | 210.1043 | -255.1757
2030-04-04 | 17 | -8.4268 | 1044.2725 | -53.1502 | -559.8027 | -175.5877 | -1235.0773 | -10313.9424 | 2046.6655 | -1251.3331 | -214.2286 | 2898.6304 | 128.5737 | 1610.6864 | 447.4623 | 2210.7791 | 1590.1248 | -78.3004 | 209.9989 | -520.7948 | 618.015 | -975.5201 | -1836.4965 | 13.2675 | -12.6723 | 3840.926 | -1659.2461 | -2485.1274 | -657.1802 | -86.0374 | 556.1135 | 1017.2113 | -2895.5676 | -778.9574 | -144.0157 | 6.3441 | 948.8417 | 1558.0814 | -318.8763 | -117.7494 | 449.4707 | -2474.96 | 66.3035 | 4142.7402 | 1486.3086 | 5045.7632 | -2.9249 | -1147.3643 | 2604.0784 | -1656.3201 | 1424.2216 | 1693.3815 | -2115.9338 | -1768.7919 | 8039.9136 | 210.1043 | -196.502
2030-04-04 | 18 | -11.7165 | 885.0724 | -56.4111 | -561.4313 | -114.9216 | -1205.27 | -10623.458 | 2143.0415 | -1248.8481 | -210.0479 | 3079.3967 | 163.9249 | 2039.396 | 481.1213 | 2240.3176 | 1129.6016 | -140.6497 | 209.9989 | -506.8602 | 582.1896 | -923.8658 | -1780.4619 | 40.6774 | -8.5945 | 3902.3523 | -1701.9832 | -2593.408 | -647.4177 | -80.169 | 642.9858 | 1111.6469 | -2640.0173 | -848.9495 | -20.6614 | 6.0846 | 932.0058 | 1721.376 | -195.7522 | -63.1936 | 449.8624 | -2524.3186 | 171.1951 | 4434.854 | 1605.444 | 5066.4409 | 305.5071 | -1044.1244 | 4327.9429 | 142.9681 | 1330.7125 | 1760.573 | -2363.1897 | -1431.5194 | 8614.8906 | 210.1043 | -159.0582
2030-04-04 | 19 | -10.1741 | 873.2797 | -57.5063 | -557.3376 | -94.4888 | -1213.8732 | -10869.9814 | 2265.2236 | -1027.7474 | -169.1039 | 2959.8064 | 68.1298 | 2086.0801 | 500.6778 | 2280.7107 | 1003.0599 | -222.0247 | 209.9989 | -444.4679 | 478.5574 | -929.5497 | -1911.239 | 51.0588 | -20.6239 | 3646.4658 | -1657.5764 | -2844.9771 | -648.4911 | -81.5635 | 667.3 | 862.577 | -2928.083 | -1052.9197 | -0.59565 | 4.799 | 859.1129 | 1286.798 | -410.9204 | -35.9378 | 449.7945 | -2577.3076 | 222.0023 | 4109.1948 | 1561.8657 | 5056.415 | 0.99884 | -820.6525 | 4186.6348 | -311.8217 | 1295.3456 | 1931.0542 | -2493.3206 | -1200.9423 | 8035.9102 | 0.10427 | -99.5166
2030-04-04 | 20 | -0.94292 | 962.9276 | -56.4679 | -513.8461 | -5.0203 | -1324.1239 | -11439.7959 | 2520.3357 | -594.5054 | -163.1808 | 2983.7778 | 81.8389 | 2102.9883 | 494.2535 | 2275.946 | 1066.3962 | -282.4873 | 209.9989 | -409.2417 | 416.6229 | -901.5421 | -1807.882 | 33.9116 | -27.7454 | 3449.6943 | -1511.8136 | -2680.3657 | -660.5541 | -88.3103 | 670.4808 | 639.824 | -3471.5381 | -1176.4178 | -184.9821 | 4.8445 | 785.0522 | 97.5221 | -479.9428 | -67.9407 | 449.5021 | -2590.1052 | 180.4657 | 4177.981 | 1576.0549 | 5057.4053 | -3.872 | -561.8353 | 3649.0278 | -987.2769 | 1152.1947 | 2076.3196 | -2566.187 | -349.3184 | 6924.4712 | 0.10427 | -19.836
2030-04-04 | 21 | -3.0522 | 891.4373 | -59.8354 | -533.5143 | 0.9953 | -1314.4843 | -11433.4131 | 2542.2964 | -1063.9344 | -166.8161 | 2895.5857 | 74.2197 | 2100.4922 | 449.9742 | 2242.6738 | 1149.7964 | -212.0471 | 209.9989 | -441.5339 | 464.5602 | -907.2259 | -1296.1864 | 48.5214 | -26.5147 | 3596.6069 | -1524.0935 | -2498.4548 | -658.005 | -84.7606 | 683.5604 | 628.6536 | -3182.9202 | -1195.7667 | -154.194 | 5.2722 | 737.6241 | 300.04 | -463.9175 | -149.6224 | 449.5258 | -2389.2834 | 220.5896 | 4315.8335 | 1586.1814 | 5059.0459 | -3.6465 | -540.6343 | 3018.4539 | -1982.1477 | 1069.1901 | 2020.3169 | -2430.7979 | -469.8454 | 7261.603 | 0.10427 | -29.3092
2030-04-04 | 22 | -7.8537 | 938.6761 | -58.379 | -548.5917 | -15.4235 | -1340.834 | -11428.7549 | 2601.7322 | -187.7588 | -149.683 | 2879.9211 | 117.1758 | 2113.3591 | 429.1497 | 2210.313 | 1193.5074 | -134.516 | 209.9989 | -482.066 | 465.3289 | -749.3921 | -773.4952 | 73.9942 | -26.9533 | 3833.573 | -1624.8013 | -2267.4312 | -676.1404 | -80.634 | 731.8983 | 803.0119 | -2503.2612 | -1063.1093 | -67.8547 | 6.2271 | 801.3491 | 816.4277 | -376.5246 | -64.0565 | 449.4781 | -2409.4424 | 256.408 | 4136.8496 | 1577.418 | 5045.8882 | -3.9509 | -319.2861 | 3742.7256 | -1222.7142 | 1134.0126 | 2214.1194 | -2326.7217 | -459.8323 | 7898.3047 | 210.1043 | 12.3262
2030-04-04 | 23 | -6.7578 | 837.3698 | -53.3594 | -504.9803 | -6.2046 | -1375.6552 | -12429.7812 | 2726.8179 | -27.2738 | -163.6419 | 3256.9109 | 79.3551 | 2004.8481 | 416.3732 | 2144.4407 | 175.8893 | -479.8646 | 209.9989 | -488.1738 | 357.3315 | -578.6381 | -413.7444 | 106.5899 | -28.0087 | 3810.2632 | -1638.8455 | -1979.7075 | -674.3164 | -71.9175 | 845.7851 | 897.5463 | -1949.8429 | -952.8952 | -49.8735 | 6.7951 | 715.2688 | 252.8502 | -44.0477 | 320.658 | 201.7193 | -2447.1758 | 367.5887 | 3976.3481 | 1637.2091 | 4999.6509 | 377.8084 | -273.1815 | 4432.8354 | -307.3373 | 1362.1071 | 2053.9146 | -2186.7651 | -809.1718 | 7896.4922 | 210.1043 | -122.7857
2030-04-04 | 24 | -15.2092 | 717.5779 | -53.7886 | -519.2495 | 27.8005 | -1366.0393 | -12855.5293 | 3031.5049 | -232.9071 | -139.7432 | 3395.0823 | 72.6978 | 2074.0986 | 269.2042 | 1804.512 | -4.0369 | -320.9424 | 209.9989 | -503.2573 | 265.9217 | -431.1963 | -253.7943 | 174.2972 | -25.6243 | 3953.3508 | -1849.6714 | -1712.3612 | -701.1022 | -66.6989 | 1023.3031 | 1243.3638 | -861.3209 | -712.475 | 125.9846 | 7.5017 | 406.1511 | 676.9261 | -289.6859 | 43.7569 | 1.0006 | -2767.3804 | 509.2262 | 3290.0671 | 1404.0862 | 4564.6685 | -3.7256 | -271.7954 | 4531.7954 | 92.3917 | 1688.473 | 2010.3767 | -3009.2761 | -1631.3158 | 8706.5469 | 210.1043 | -231.4539
2030-04-05 | 1 | -10.7687 | 863.2028 | -48.8704 | -475.8542 | -251.3283 | -1370.7988 | -11357.0693 | 2701.3049 | 1818.9686 | -114.2805 | 3446.2026 | 18.165 | 2024.5472 | 52.9911 | 1535.976 | 194.7626 | -247.2149 | 209.9989 | -313.7938 | 300.761 | -307.0019 | -303.4527 | 112.5797 | -51.1683 | 2761.0889 | -1753.1667 | -1991.3774 | -696.306 | -85.2166 | 808.9203 | 1124.3906 | -1284.1029 | -822.1732 | 77.7912 | 5.4887 | 425.0074 | -968.7316 | -14.1007 | 369.1169 | 0.99885 | -2563.0288 | 471.1832 | 2791.4595 | 1106.1191 | 4284.0068 | 0.99967 | -276.1414 | 4504.4824 | -269.7211 | 1157.9261 | 807.7602 | -1784.4678 | 486.7372 | 7972.4565 | 210.1043 | -142.3188
2030-04-05 | 2 | -7.0862 | 1110.0126 | -42.3918 | -451.086 | -46.622 | -1365.3048 | -10523.9336 | 2971.6311 | 2250.5286 | -133.3316 | 2998.4854 | -34.913 | 2046.0576 | -62.9633 | 1629.7936 | 616.5192 | -90.6589 | 209.9989 | -216.8292 | 97.6747 | -263.0153 | -882.873 | 7.8974 | -53.8076 | 2037.376 | -1681.1617 | -1790.0017 | -711.7266 | -105.5262 | 680.0184 | 1195.899 | -882.5319 | -751.064 | 19.3852 | 4.309 | 509.2365 | -160.6721 | -47.1897 | 357.4706 | 1.0003 | -2340.1299 | 213.123 | 2082.0613 | 808.022 | 3555.3408 | -2.6926 | -502.925 | 2601.3086 | -2667.6587 | 817.1329 | 40.0149 | -2021.1597 | 1150.4113 | 5508.8027 | 210.1043 | -59.4246
2030-04-05 | 3 | -10.4767 | 537.0387 | -38.7195 | -426.5476 | -219.7422 | -1018.4209 | -9741.1309 | 2447.3652 | 2022.2781 | -122.0629 | 2900.7527 | -15.7636 | 2104.7188 | -38.5404 | 1658.111 | 1043.5498 | 24.6786 | 209.9989 | -220.7666 | 29.294 | -293.6259 | -2584.0051 | 4.7672 | -34.3724 | 1971.3317 | -1454.1119 | -1701.0508 | -595.228 | -72.1508 | 662.8602 | 1194.48 | 1.4225 | -935.3282 | 205.4487 | 2.2558 | 162.414 | 305.8285 | 0.99898 | 341.4641 | 80.7252 | -2374.7734 | 162.3231 | 2082.9495 | 699.4626 | 3521.4072 | -2.5298 | -272.1884 | 2131.9773 | -3509.2278 | 773.3445 | -207.5923 | -1895.4756 | 1055.1025 | 4584.9771 | 210.1043 | -44.1142
2030-04-05 | 4 | -19.569 | 667.9707 | -40.7453 | -367.0783 | -25.8995 | -1173.2556 | -10180.71 | 2908.1653 | 2086.9912 | -136.0618 | 2747.6516 | -52.9277 | 2123.4192 | -278.9976 | 1693.0206 | 881.0514 | 179.0319 | 209.9989 | -141.8765 | -71.9911 | -312.099 | -3383.6228 | 20.5466 | -61.2958 | 1677.3025 | -1810.9868 | -1653.3049 | -629.0511 | -76.2546 | 736.4212 | 1229.7083 | 6.3336 | -929.4871 | 328.0631 | 1.4318 | 387.6405 | 724.7046 | 1.001 | 1.0024 | 345.6139 | -2421.9194 | 259.1114 | 2098.6838 | 626.5688 | 3183.1194 | -2.3945 | -272.2821 | 1410.7411 | -4445.0605 | 837.2708 | -189.9863 | -1481.7346 | 966.5273 | 2399.7659 | 210.1043 | -54.5934
2030-04-05 | 5 | -21.3208 | 983.257 | -42.2591 | -414.7785 | 85.2995 | -1387.7859 | -10352.2871 | 3133.9353 | 2345.9858 | -196.5518 | 3012.291 | 1.0002 | 2057.7114 | -318.1069 | 1256.8662 | 955.8977 | 193.677 | 209.9989 | -47.3441 | -53.3514 | -332.947 | -3297.907 | 17.2885 | -85.198 | 1518.6028 | -1837.8896 | -2014.9958 | -699.3149 | -100.7163 | 754.9206 | 1205.6746 | 1.0067 | -942.1778 | 303.6893 | 1.0905 | 474.1742 | 689.0015 | 157.3329 | 148.409 | 1.0001 | -2503.4514 | 232.35 | 2012.2921 | 878.8701 | 3215.7903 | -2.8588 | -558.2012 | 1358.7194 | -4321.29 | 864.7855 | -78.948 | -1825.1547 | 1016.6771 | 7970.6147 | 210.1043 | -47.4777
2030-04-05 | 6 | -18.2035 | 1764.2961 | -53.7922 | -301.2469 | 929.5939 | -2111.8987 | -13577.8467 | 4951.1157 | 1927.0299 | -257.046 | 2720.2988 | 29.832 | 2068.4541 | -405.0154 | 1204.8351 | 910.0353 | 161.4424 | 209.9989 | -110.622 | -398.5437 | -200.9305 | -2306.4421 | -61.272 | -96.5539 | 1737.2883 | -2079.0413 | -1714.9706 | -904.7914 | -141.2144 | 826.5228 | 1383.9102 | 1.0005 | -638.5172 | -182.9928 | 0.63086 | 838.1304 | -2319.7532 | 16.0119 | 0.99999 | 243.9893 | -2461.5518 | 18.6744 | 2274.2759 | 810.5287 | 3545.9417 | -284.1985 | -275.8558 | 1192.2592 | -5078.7417 | 557.7936 | 334.7956 | -3730.7612 | 1503.3702 | 2615.6052 | 210.1043 | 75.6951
2030-04-05 | 7 | -29.2503 | 1360.7029 | -63.9893 | -369.5243 | 976.7907 | -1948.837 | -13533.6797 | 4768.3877 | 106.8294 | -257.8574 | 3596.7932 | 133.0349 | 2109.9087 | -197.3761 | 1491.6488 | 1186.9619 | 0.99988 | 209.9989 | -175.965 | -55.0486 | -596.2861 | -2390.1648 | 25.7506 | -57.1723 | 1943.7817 | -2073.9827 | -2154.0439 | -852.1827 | -122.2264 | 855.4548 | 1574.0581 | 1.0024 | -760.2171 | -4.3904 | 0.63385 | 278.2894 | -787.7043 | -70.3545 | 463.7968 | 1.0004 | -2591.5762 | 346.594 | 2544.4795 | 1269.91 | 3966.9507 | 0.99491 | -277.1002 | 2960.957 | -3488.375 | 871.9122 | 705.6406 | -3906.2549 | 471.3094 | 2752.5891 | 210.1043 | 18.4347
2030-04-05 | 8 | -26.217 | 1600.9429 | -63.5543 | -421.9914 | 911.3614 | -2107.2305 | -14042.4678 | 4666.8608 | -3.1368 | -327.6581 | 3892.1768 | 181.6595 | 2099.7969 | 56.1599 | 2056.0977 | 804.9272 | -145.5524 | 209.9989 | -190.6049 | -2.8356 | -939.9066 | -3233.8433 | -18.4224 | -24.5624 | 1795.7006 | -2149.6169 | -1984.4312 | -934.3864 | -125.6698 | 740.358 | 2038.7397 | -129.1959 | -547.8677 | -193.9098 | 0.67324 | -277.107 | -913.4708 | -1.4276 | 89.7461 | 449.6007 | -2205.5828 | 243.6213 | 3399.5911 | 1289.8502 | 4263.8569 | -2.9207 | -271.8335 | 2744.5527 | -3414.6299 | 690.6185 | 588.2942 | -3287.2256 | 588.3351 | 2414.9048 | 0.10427 | 91.3531
2030-04-05 | 9 | -26.3553 | 1608.1521 | -62.4027 | -414.9742 | 676.7729 | -2117.9968 | -14622.1729 | 4462.7026 | -3.1192 | -335.169 | 3939.1726 | 194.9998 | 2069.6831 | 198.5711 | 2093.1509 | -158.1558 | -326.3552 | 209.9989 | -189.8286 | -53.9373 | -1063.1772 | -3814.2915 | -39.6302 | -4.0123 | 1711.6256 | -2431.0942 | -1943.9867 | -967.1484 | -120.0043 | 726.1115 | 2429.2905 | 0.99302 | -354.2368 | -291.8611 | 0.60108 | -571.7438 | -1156.7838 | -258.2018 | 1.0013 | 449.6945 | -2002.1162 | 145.8557 | 3998.4248 | 1300.2166 | 4970.8516 | -278.518 | -271.9072 | 2748.3865 | -3130.6038 | 681.1665 | 0.99184 | -3093.4846 | 0.99287 | 2622.1287 | 0.10427 | -24.2471
2030-04-05 | 10 | -25.6048 | 1727.4156 | -62.4379 | -414.9911 | 458.4711 | -2139.5706 | -14376.082 | 4213.0957 | -3.0992 | -341.7105 | 4012.0044 | 195.0002 | 2095.9775 | 222.2362 | 2101.0764 | -411.7002 | -418.5863 | 209.9989 | -169.4937 | 139.4076 | -1199.6659 | -4135.1611 | -58.7853 | 11.0088 | 1496.2865 | -2549.623 | -1814.2642 | -984.4478 | -123.2896 | 641.807 | 2595.8306 | 0.99946 | -226.3511 | -351.9012 | 0.62193 | -717.4542 | -1289.3398 | -2.5481 | 1.0042 | 449.6921 | -1644.679 | 83.632 | 4155.4751 | 1281.2668 | 5059.7124 | -223.3566 | -452.8264 | 2308.2375 | -3104.0964 | 771.3741 | 91.6453 | -2492.8774 | -205.3993 | 2016.9211 | 0.10427 | -63.8476
2030-04-05 | 11 | -24.8348 | 1757.4355 | -62.1332 | -422.9142 | 259.0869 | -2137.1794 | -13986.2734 | 3879.8679 | -164.2473 | -343.0027 | 4027.5828 | 195.0005 | 2101.0632 | 194.226 | 2088.5068 | -410.264 | -446.9977 | 209.9989 | -213.6288 | 202.6482 | -1321.5808 | -4591.7983 | -72.8099 | 16.7572 | 1644.1565 | -2525.2224 | -2081.8665 | -989.5427 | -121.3863 | 576.1916 | 2506.1829 | 4.296 | -192.1042 | -364.9871 | 0.67478 | -514.6246 | -1349.892 | 1.0025 | 272.8571 | 449.5757 | -1647.6234 | 45.5594 | 4123.8579 | 1259.9784 | 5070.4683 | -3.2242 | -430.1891 | 2129.9888 | -2818.229 | 883.5605 | 383.1078 | -2249.04 | -556.1492 | 3224.479 | 210.1043 | -88.186
2030-04-05 | 12 | -18.269 | 1727.093 | -46.3982 | -486.9228 | 106.5806 | -2056.4932 | -13576.2383 | 3424.5947 | -396.4648 | -343.4612 | 4009.5327 | 195.0024 | 2104.6304 | 219.9759 | 2096.9717 | -709.1516 | -444.2835 | 209.9989 | -210.2221 | 252.8986 | -1396.6749 | -5070.3169 | -78.8772 | 18.2863 | 1417.4723 | -2525.759 | -2461.9146 | -988.2446 | -114.8844 | 518.4708 | 2315.2742 | 4.2276 | -215.9188 | -325.1349 | 0.67937 | -192.8728 | -1022.0242 | 1.0022 | 221.6121 | 449.5207 | -1887.8257 | -2.3877 | 4063.5703 | 1245.6681 | 5074.8506 | -89.8257 | -670.7622 | 1453.0287 | -3118.8259 | 1129.9536 | 938.4494 | -1865.9174 | -1052.6256 | 3665.428 | 210.1043 | -106.7874
2030-04-05 | 13 | 1.417 | 1614.0979 | -40.0265 | -629.6737 | 58.9673 | -1867.6404 | -13335.5127 | 3171.2822 | -379.1584 | -345.3181 | 3959.5994 | 195.0014 | 1775.6844 | 300.5226 | 2115.9993 | -569.5767 | -583.2853 | 209.9989 | -283.4241 | 266.4744 | -1478.9847 | -5531.8662 | -10.7033 | 31.7829 | 1819.8831 | -2352.7979 | -2552.6841 | -972.4773 | -99.9011 | 588.4424 | 1812.7532 | -360.5172 | -447.1563 | -549.5903 | 0.67342 | 1.0025 | -1704.252 | 1.0007 | 342.8677 | 449.5247 | -1825.2111 | 46.1971 | 3695.6689 | 988.0452 | 5075.0718 | -224.7868 | -406.1036 | 2283.3472 | -2307.0908 | 1223.5386 | 1548.0671 | -2030.8585 | -1542.3682 | 5385.2847 | 210.1043 | -142.8855
2030-04-05 | 14 | 5.7542 | 890.7606 | -37.3769 | -581.8394 | 1.0001 | -1517.995 | -12998.6475 | 2855.3438 | -765.3626 | -348.0388 | 3969.0496 | 195.0019 | 1852.2482 | 338.3194 | 2126.2776 | -497.8423 | -720.9741 | 209.9989 | -335.9542 | 259.8633 | -1369.9236 | -5770.4673 | 55.85 | 41.4839 | 2108.9321 | -1908.9141 | -2443.5999 | -859.9575 | -78.1029 | 718.884 | 1669.2231 | -1272.3013 | -499.4914 | -559.5377 | 0.67797 | -46.7265 | -1577.6935 | 1.003 | 41.8233 | 449.5786 | -1827.4685 | 157.9702 | 4344.9956 | 1142.1024 | 5076.1328 | -3.1198 | -804.1293 | 2793.937 | -1429.6431 | 1340.6228 | 1944.6226 | -2232.5015 | -1801.7859 | 8131.6191 | 210.1043 | -196.152
2030-04-05 | 15 | -4.2776 | 361.7198 | -35.8606 | -555.4412 | -6.033 | -939.7065 | -11392.8408 | 2456.2612 | -1571.5802 | -348.9405 | 3979.9324 | 195.0003 | 1792.5533 | 381.8953 | 2156.8879 | -533.9529 | -720.0801 | 209.9989 | -334.9543 | 254.6937 | -1476.844 | -5907.8682 | 71.6107 | 54.5809 | 2050.4768 | -1636.5739 | -2459.7485 | -676.0625 | -63.1528 | 778.6116 | 1658.1088 | -52.2125 | -533.15 | -137.7484 | 0.67799 | -101.904 | 1596.3339 | -301.7318 | -197.4743 | 449.715 | -1888.2534 | 275.7162 | 4534.5 | 1228.1249 | 5073.1587 | -3.3218 | -899.4961 | 2562.0078 | -1790.719 | 1374.3601 | 1884.0076 | -2227.4836 | -1917.6195 | 7974.4072 | 210.1043 | -204.1851
2030-04-05 | 16 | -21.8114 | 210.4487 | -43.4058 | -611.1899 | -397.7197 | -618.5974 | -8383.25 | 674.3008 | -1946.4235 | -346.0943 | 3998.9915 | 195.0016 | 1057.1472 | 395.3578 | 2161.6099 | 113.6111 | -59.6846 | 209.9989 | -336.1366 | 779.1796 | -1531.2717 | -5325.6797 | 52.3715 | 55.3004 | 1735.3446 | -1799.0449 | -2533.4299 | -565.2896 | -52.0166 | 491.2549 | 1740.948 | 1317.2316 | -367.7963 | 294.219 | 2.9844 | 241.6673 | 3860.1987 | -11.3773 | -23.3291 | 449.8189 | -1777.5408 | 180.2589 | 4466.6216 | 1253.4565 | 5072.4727 | 108.5178 | -865.8266 | 4829.1431 | 612.9659 | 1370.6881 | 1830.1206 | -2248.5786 | -1738.7812 | 7847.417 | 210.1043 | -225.3264
2030-04-05 | 17 | -28.4686 | 205.631 | -47.4459 | -592.2999 | -652.6006 | -514.6861 | -7329.9492 | 145.9809 | -2257.3818 | -340.664 | 3951.4434 | 195.0013 | 1020.3849 | 493.0799 | 2253.2126 | -452.7445 | 52.6587 | 209.9989 | -629.0187 | 631.1249 | -1586.7194 | -5072.1279 | -14.2801 | 62.1776 | 3347.5791 | -1992.7029 | -2204.896 | -518.5641 | -57.0786 | 355.1393 | 1789.5363 | 2063.5952 | -154.7007 | 554.6975 | 4.3317 | 789.7833 | 4034.8438 | -114.5864 | -108.6942 | 449.7166 | -1583.8562 | -2.8811 | 4432.8843 | 1286.4449 | 5071.7661 | -3.6152 | -881.0206 | 5085.1948 | 456.7508 | 1257.8337 | 744.3074 | -1559.3901 | -1665.2295 | 6613.7163 | 210.1043 | -280.104
2030-04-05 | 18 | -41.6455 | 137.2355 | -53.4262 | -597.9711 | -821.5469 | -402.8455 | -5821.2646 | -23.4096 | -2239.8022 | -346.8777 | 4010.2595 | 194.9992 | 426.3885 | 540.9434 | 2310.218 | -858.7911 | 263.1536 | 209.9989 | -665.4324 | 630.0016 | -1604.4414 | -4494.9009 | -41.9322 | 52.2585 | 3617.0649 | -2230.6526 | -1859.881 | -481.4255 | -59.7962 | 292.3191 | 2060.8552 | 3650.9858 | 127.2436 | 916.0893 | 6.1164 | 1378.1185 | 4892.6016 | -102.6366 | -40.2421 | 271.8163 | -1369.3811 | -30.5414 | 4356.1128 | 1388.1646 | 5068.6748 | -3.5277 | -651.1523 | 5504.7505 | 920.9309 | 1242.0997 | 399.2946 | -1059.0851 | -1812.3838 | 6925.791 | 0.10427 | -313.4702
2030-04-05 | 19 | -29.6823 | 394.8219 | -50.3016 | -568.5712 | -658.4077 | -599.6396 | -6586.6021 | 168.6053 | -1665.1288 | -339.4194 | 3974.2156 | 195.0004 | 497.109 | 544.7165 | 2294.0623 | -584.0537 | 173.4859 | 209.9989 | -648.6689 | 609.6248 | -1540.0396 | -4366.7041 | -72.2904 | 51.4076 | 3508.9387 | -2080.5425 | -1832.4756 | -523.0228 | -70.6265 | 282.668 | 1900.7635 | 2566.1562 | 63.4161 | 566.0524 | 6.1465 | 1370.1987 | 3247.6484 | -96.823 | -178.753 | 449.7635 | -1381.7046 | -76.1558 | 4455.5376 | 1439.6676 | 5057.6245 | 0.99606 | -512.0533 | 5440.4653 | 1393.48 | 1024.5889 | -82.4037 | -1503.0139 | -1252.6091 | 6189.6162 | 210.1043 | -280.2835
2030-04-05 | 20 | 7.7799 | 675.4059 | -37.3972 | -441.4352 | -153.6103 | -917.1201 | -9373.6699 | 1510.5905 | -1177.2358 | -346.0835 | 3946.0781 | 195.001 | 1167.9136 | 525.6089 | 2257.5171 | 621.594 | -340.2112 | 209.9989 | -325.972 | 650.8044 | -1471.8894 | -5017.2554 | -31.3376 | 53.5739 | 1761.6707 | -1277.3979 | -2314.2585 | -580.2302 | -87.8629 | 399.8962 | 905.0938 | -1015.5782 | -642.319 | -415.6034 | 2.9222 | 499.4831 | -1228.3235 | -242.4804 | 0.99967 | 449.4983 | -1602.9773 | 42.0253 | 3982.5078 | 1341.236 | 5037.7354 | -274.95 | -646.9443 | 4482.3545 | -164.802 | 989.2889 | 892.8159 | -2238.4338 | -250.21 | 4360.0396 | 210.1043 | -121.2377
2030-04-05 | 21 | 9.6293 | 689.5714 | -44.2958 | -498.2321 | 227.5236 | -1386.9048 | -12601.3945 | 2883.6731 | -1037.1206 | -348.6878 | 3878.6543 | 195.0007 | 1492.4044 | 469.3753 | 2200.4253 | 1436.7767 | -492.5134 | 209.9989 | -271.1681 | 497.415 | -1287.5538 | -5234.3472 | 37.0223 | 45.7379 | 1487.3951 | -1584.2422 | -2324.3032 | -793.547 | -88.3794 | 670.0439 | 1253.9478 | -1851.0393 | -566.2173 | -695.5828 | 0.67623 | 2.2678 | -2179.7517 | -256.7208 | 0.99737 | 449.5274 | -1637.6758 | 258.67 | 4101.0322 | 1347.5613 | 5045.2847 | -192.348 | -364.1404 | 3015.616 | -1398.4298 | 1019.0478 | 1569.1436 | -2811.5444 | -422.8394 | 5674.7588 | 0.10427 | -83.2667
2030-04-05 | 22 | 6.7444 | 1724.349 | -45.9321 | -614.2819 | 0.99798 | -2026.0276 | -13550.3145 | 3197.843 | -270.9112 | -347.5371 | 3846.4302 | 195.0009 | 1822.6162 | 393.9724 | 2159.0198 | 1842.3558 | -437.7541 | 209.9989 | -277.9862 | 323.3365 | -1381.3977 | -5668.7222 | -28.3398 | 45.4291 | 1382.1406 | -2303.2522 | -2418.4246 | -1004.1077 | -110.2614 | 531.8137 | 1651.6835 | -1735.6833 | -381.3619 | -828.2338 | 0.67787 | 1.0054 | -2163.165 | -323.7062 | 0.99814 | 449.5474 | -1634.76 | 187.0281 | 3954.7429 | 1410.1279 | 5037.0342 | -280.3127 | -272.1367 | 3672.8767 | -1595.957 | 988.2081 | 1457.0725 | -2039.558 | -348.8579 | 4578.5684 | 0.10427 | -92.1744
2030-04-05 | 23 | 3.8705 | 1693.6616 | -43.8806 | -602.2715 | 19.092 | -1981.5018 | -13837.2295 | 3237.6333 | -131.3086 | -347.061 | 3842.314 | 194.9998 | 2104.095 | 389.0085 | 2159.644 | 1423.3636 | -612.057 | 209.9989 | -331.3195 | 570.5787 | -1220.1737 | -5397.5596 | -52.9465 | 50.71 | 1725.0544 | -2347.3215 | -2565.6379 | -986.4305 | -111.6132 | 510.8843 | 1780.2991 | -900.5485 | -350.1173 | -691.6777 | 0.67563 | -127.8552 | -2055.531 | -377.9689 | 49.8051 | 450.2596 | -2008.1519 | 195.8904 | 3738.791 | 1416.0782 | 4706.624 | -3.7182 | -271.7529 | 4470.5737 | -375.5845 | 1072.4282 | 1983.1305 | -2262.6504 | -629.8115 | 5033.6846 | 210.1043 | -108.6249
2030-04-05 | 24 | -9.4627 | 1582.3715 | -44.0746 | -497.8127 | 175.5033 | -1987.4452 | -14390.8281 | 3399.157 | -3.1547 | -348.3192 | 3827.3088 | 195.0011 | 2109.4563 | 251.4079 | 2106.1736 | 2057.8267 | -345.1393 | 209.9989 | -375.3965 | 556.1724 | -993.9851 | -5295.3125 | -3.9225 | 54.5987 | 2005.9637 | -2405.5754 | -2521.1316 | -959.6941 | -107.7442 | 603.8235 | 1947.681 | -35.1216 | -301.0855 | -503.095 | 0.6783 | -485.7417 | -1520.0917 | -459.7981 | 1.001 | 449.5072 | -2296.3889 | 324.8278 | 3178.9832 | 1370.3212 | 4224.2598 | -3.0034 | -271.8036 | 3890.9082 | -552.0242 | 1381.798 | 1716.9769 | -2278.0588 | -760.3992 | 3826.0593 | 210.1043 | -262.5165
2030-04-06 | 1 | -8.8483 | 1970.5123 | -50.9513 | -479.7896 | 737.955 | -2258.532 | -15253.4023 | 4419.4424 | 537.3497 | -337.1052 | 3708.1597 | 195.0003 | 2127.3735 | 273.1044 | 2122.8223 | 1945.2108 | -276.0207 | 209.9989 | -330.6199 | 119.6138 | -806.1987 | -4822.1792 | -29.3909 | 28.601 | 2061.8076 | -2249.863 | -1997.2711 | -1023.0383 | -128.6709 | 701.8574 | 2138.3723 | -577.3603 | -120.1877 | -647.7574 | 0.58578 | -172.0934 | -2055.2031 | 1.0044 | 81.9541 | 449.5284 | -2012.9607 | 365.4111 | 2304.6619 | 1100.7225 | 3534.3982 | -2.4978 | -274.0519 | 3397.0508 | -1462.2404 | 978.8727 | 872.5494 | -3099.6902 | -338.2889 | 1183.473 | 210.1043 | -168.8755
2030-04-06 | 2 | -21.6203 | 2089.6082 | -53.0724 | -389.0109 | 646.7075 | -2205.6655 | -13271.4707 | 4029.9683 | 1722.9696 | -340.0987 | 3593.5803 | 190.4827 | 2107.9678 | 238.0711 | 2108.1743 | 1776.0591 | -51.5322 | 209.9989 | -303.1718 | 165.9501 | -812.0469 | -4965.6118 | -70.4961 | 7.8436 | 1917.7269 | -2213.6028 | -1943.0006 | -988.314 | -141.2309 | 506.4785 | 2141.7104 | 0.99029 | -210.71 | -347.7527 | 0.50752 | 216.5843 | -1223.3683 | 1.003 | 216.4492 | 295.8556 | -1876.9318 | 218.6476 | 1979.8948 | 933.3512 | 3393.0852 | -2.2134 | -275.2447 | 3164.4519 | -1721.1121 | 832.9274 | 673.1553 | -3010.9697 | 553.1802 | -119.89 | 210.1043 | -4.5794
2030-04-06 | 3 | -27.67 | 2184.0261 | -53.487 | -387.3382 | 547.1449 | -2140.1765 | -13033.2764 | 4040.0161 | 2050.4441 | -350.9824 | 3531.0928 | 144.3269 | 2033.9926 | 49.1562 | 2046.5798 | 1584.8646 | 101.9377 | 209.9989 | -179.7185 | -23.7674 | -560.8433 | -5309.6167 | -119.6265 | -22.3081 | 1726.1104 | -2322.3796 | -1626.925 | -974.9584 | -151.5573 | 493.146 | 2247.4238 | 1.0081 | -87.4597 | -120.3901 | 0.59511 | 598.2463 | -818.9609 | 282.745 | 439.5727 | 1.0011 | -2108.3167 | 55.5252 | 1902.4801 | 1017.1558 | 3553.8569 | 1.0351 | -277.6119 | 3009.1895 | -1691.2563 | 765.0375 | 122.7562 | -2169.8745 | 864.9933 | 1375.042 | 210.1043 | -18.4004
2030-04-06 | 4 | -22.7726 | 1847.1755 | -53.1065 | -410.8913 | 124.8258 | -1899.6527 | -10949.1748 | 3314.689 | 2051.5786 | -354.724 | 3498.1143 | 119.0231 | 1989.5736 | 1.0013 | 2023.2275 | 1152.7039 | 223.8394 | 209.9989 | -166.2288 | -69.821 | -599.8871 | -5518.2598 | -117.5834 | -29.3162 | 1627.7106 | -2240.9753 | -1326.421 | -900.0286 | -136.704 | 470.8625 | 2294.2925 | 4.5321 | -123.1755 | 19.2494 | 0.59735 | 638.2845 | -2.1932 | 334.7021 | 530.1206 | 0.99718 | -2164.4805 | -2.2676 | 1827.4017 | 1030.6014 | 3392.3086 | 166.4327 | -278.4434 | 2862.1218 | -1815.3949 | 780.6501 | -293.7165 | -1552.015 | 865.3668 | 7026.6099 | 210.1043 | -52.2255
2030-04-06 | 5 | -23.2966 | 1793.4152 | -54.1641 | -425.5253 | 108.3334 | -1838.4165 | -10503.709 | 3241.186 | 2078.1614 | -349.9009 | 3465.812 | 125.9141 | 1975.0126 | -17.4487 | 1908.0115 | 1288.1951 | 209.5277 | 209.9989 | -164.3852 | -129.0654 | -638.9495 | -5680.5605 | -130.5423 | -32.0706 | 1725.8956 | -2182.511 | -1093.7013 | -876.6433 | -137.3641 | 450.3259 | 2125.563 | 4.7574 | -158.3494 | 47.4314 | 0.60574 | 666.4503 | 212.3835 | 376.1307 | 500.8676 | 1.0081 | -2201.8 | -53.8934 | 1799.8666 | 1034.1877 | 3312.5818 | 180.5037 | -278.5345 | 3152.2766 | -1668.7343 | 766.0665 | -382.66 | -1443.3264 | 954.0004 | 7002.8394 | 210.1043 | -54.6754
2030-04-06 | 6 | -23.2536 | 2083.1799 | -56.1033 | -320.2871 | 424.4566 | -2172.312 | -11686.959 | 3929.2583 | 2072.0093 | -335.6315 | 3544.6206 | 138.8905 | 1967.6794 | -104.6842 | 1739.3953 | 1268.9891 | 246.4225 | 209.9989 | -195.3961 | -183.6573 | -689.4023 | -6033.8613 | -160.0977 | -26.4184 | 1855.5555 | -2197.2646 | -1048.0579 | -944.2756 | -156.0834 | 429.8184 | 2101.575 | 0.99657 | -146.7514 | -144.1637 | 0.59305 | 652.5846 | -1456.1504 | 390.1191 | 589.9454 | 0.99999 | -2320.9551 | -117.2771 | 1844.2159 | 1205.0223 | 3301.5256 | 304.9712 | -278.6278 | 3734.02 | -1098.4056 | 765.9712 | -85.6956 | -1759.7928 | 1113.4011 | 2570.0264 | 210.1043 | -28.2236
2030-04-06 | 7 | -22.9645 | 2139.0872 | -60.1977 | -339.2484 | 659.9312 | -2285.2175 | -12338.2598 | 4337.0723 | 1716.7211 | -334.3325 | 3564.7935 | 128.6279 | 1768.517 | -200.9566 | 1609.2902 | 1162.5682 | 189.0417 | 209.9989 | -189.1506 | -236.5423 | -912.9537 | -5975.5811 | -148.5831 | -38.602 | 1291.3542 | -2286.3464 | -761.1332 | -980.5746 | -159.2081 | 473.8606 | 2256.7349 | 0.99443 | -21.9554 | -211.9553 | 0.58938 | 692.3657 | -1684.28 | -93.791 | 763.5724 | 1.0008 | -2035.3439 | 0.99879 | 1757.8654 | 1097.6737 | 3359.4517 | 292.5064 | -280.2065 | 4263.1162 | -916.0435 | 745.097 | 221.9658 | -2432.9897 | 938.4314 | 2488.1499 | 210.1043 | 1.2067
2030-04-06 | 8 | -26.3004 | 1965.1713 | -65.4118 | -380.6631 | 879.5704 | -2328.3867 | -12620.9648 | 4351.5127 | 474.2111 | -319.7402 | 3561.0408 | 165.2124 | 1847.9519 | -269.9991 | 1478.5508 | 1158.8027 | 10.9326 | 209.9989 | -181.8765 | -252.737 | -1002.2535 | -5419.0127 | -130.964 | -48.0052 | 1261.155 | -2376.7468 | -686.2293 | -1010.4252 | -147.3839 | 554.3479 | 2352.634 | 0.99864 | 45.0588 | -229.2886 | 0.537 | 688.0754 | -1266.7539 | -74.1103 | 573.3212 | 1.0001 | -2094.4526 | 0.99564 | 1884.3833 | 942.1812 | 3535.1284 | 1.0066 | -276.9553 | 4049.1941 | -1210.4843 | 720.4441 | 277.0585 | -3116.9724 | 300.8312 | 4011.656 | 210.1043 | -42.9399
2030-04-06 | 9 | -28.343 | 1815.644 | -69.271 | -396.7956 | 910.3338 | -2256.2031 | -12788.9346 | 4324.5444 | -3.1151 | -322.0939 | 3650.1472 | 187.1955 | 1952.0754 | -181.4883 | 1635.9478 | 1078.1541 | 1.1976 | 209.9989 | -176.5714 | -109.582 | -1026.4098 | -3649.9414 | -108.5347 | -26.8789 | 1327.4756 | -2308.7673 | -918.8905 | -982.1144 | -140.7648 | 566.4977 | 2278.0913 | 1.9971 | -70.7137 | -183.1022 | 0.59548 | 264.0114 | -801.6752 | -2.2211 | 258.7112 | 1.0017 | -2049.2354 | 38.4097 | 2588.1909 | 1040.3265 | 3922.5466 | -2.9087 | -275.0253 | 3432.9993 | -2008.8417 | 743.9537 | 296.8216 | -2984.9285 | 134.8626 | 2434.6182 | 0.10427 | -141.8532
2030-04-06 | 10 | -27.4537 | 1712.8219 | -68.4596 | -397.7631 | 1000.4681 | -2221.8264 | -13007.9824 | 4164.0728 | -255.1265 | -274.3974 | 3801.4651 | 195.0032 | 2113.9717 | -42.5716 | 1913.2363 | 669.474 | 13.9383 | 209.9989 | -178.8658 | -4.2033 | -977.4276 | -2559.7979 | -85.9381 | -19.3893 | 1537.0178 | -2266.0417 | -1280.9667 | -970.894 | -133.3031 | 590.1585 | 2504.23 | 2.5642 | -118.8924 | -190.4542 | 0.58089 | -117.5056 | -996.8514 | 1.0004 | 0.99905 | 164.4026 | -2155.7166 | 0.99737 | 3902.4316 | 1381.7966 | 4761.4082 | -3.078 | -271.9334 | 2251.8992 | -3078.481 | 825.333 | 1196.9171 | -2872.0344 | -0.49188 | 2855.2139 | 210.1042 | -113.1089
2030-04-06 | 11 | -27.342 | 1628.1343 | -66.8819 | -398.5213 | 1145.7186 | -2196.5549 | -13368.6748 | 4273.562 | -849.4683 | -304.7605 | 3867.1548 | 195.0167 | 2051.7246 | -256.2432 | 2020.9128 | 712.6533 | 56.5275 | 209.9989 | -186.7422 | 129.4159 | -770.8997 | -1580.6307 | -38.0646 | -19.0054 | 1450.5271 | -2251.4512 | -1595.0563 | -962.6185 | -124.3804 | 682.4326 | 2385.4563 | 3.0217 | -151.5013 | -195.6163 | 0.63908 | -449.7399 | -1109.6572 | -93.8443 | -2.1906 | 296.4704 | -2617.2036 | 38.537 | 4038.0771 | 1344.1036 | 5018.3247 | -189.2475 | -375.828 | 1770.0619 | -2841.6672 | 1095.4724 | 2703.6584 | -3308.9456 | -574.1853 | 3125.071 | 210.1043 | -58.7643
2030-04-06 | 12 | -26.8558 | 1447.1511 | -65.8916 | -400.1318 | 1309.1038 | -2189.9182 | -13943.7021 | 4504.21 | -1616.6942 | -221.5432 | 3852.8335 | 74.5592 | 1892.7191 | -239.1758 | 2071.7039 | 628.5075 | 49.9472 | 209.9989 | -190.6365 | -5.9075 | -510.7373 | -1211.9512 | -19.1616 | -41.5683 | 1534.124 | -2333.7085 | -1307.6929 | -963.7787 | -112.1487 | 822.9332 | 2478.6865 | 2.9077 | -43.3493 | -213.5432 | 0.60743 | -130.9926 | -1112.9098 | -324.9751 | -369.1784 | 449.86 | -2651.9607 | 0.99302 | 4648.0049 | 1410.0925 | 5023.7075 | -3.4534 | -408.7065 | 2210.2004 | -2241.2546 | 1166.2112 | 2634.1658 | -3644.332 | -1530.3915 | 3913.6316 | 210.1043 | -179.174
2030-04-06 | 13 | -24.7246 | 1628.6046 | -63.6004 | -425.2216 | 1397.6064 | -2216.6677 | -14452.2246 | 4607.1567 | -2536.5972 | -154.5084 | 3857.4404 | 22.1283 | 2106.5444 | -232.2215 | 2077.9561 | 730.3192 | 35.067 | 209.9989 | -194.0912 | 4.5508 | -655.5425 | -1621.8751 | -36.2679 | -46.7576 | 1485.5325 | -2425.644 | -1546.6718 | -990.7836 | -117.7119 | 784.2927 | 2409.2791 | 2.8842 | -12.8624 | -263.504 | 0.66294 | -18.2931 | -1016.5128 | -309.1401 | -354.5607 | 449.8513 | -2465.3269 | -1.87 | 4652.4946 | 1367.9293 | 5027.0913 | -3.3871 | -567.7275 | 1995.9568 | -2506.6536 | 1086.1333 | 2704.3232 | -3610.5073 | -1692.5027 | 1608.6227 | 210.1043 | -161.306
2030-04-06 | 14 | -23.3823 | 1736.7864 | -61.0288 | -385.6675 | 1400.0927 | -2251.4023 | -14436.5264 | 4612.9854 | -2502.1001 | -152.2791 | 3811.929 | 16.7392 | 1824.2815 | -256.2344 | 1999.4705 | 775.3983 | 48.1621 | 209.9989 | -223.2103 | 58.4045 | -546.5261 | -2090.7966 | -29.8239 | -44.1562 | 1578.4302 | -2328.5002 | -1712.2799 | -991.5721 | -120.2135 | 758.0766 | 2190.4338 | 3.1109 | -91.8357 | -290.6022 | 0.70732 | 3.5317 | -1319.0538 | -217.919 | -299.1989 | 449.81 | -2626.9434 | 0.99237 | 4587.7886 | 1310.0623 | 5027.123 | -3.3585 | -553.8066 | 2949.1829 | -1678.8282 | 1193.2946 | 2910.0203 | -3522.4199 | -1618.0172 | 95.289 | 210.1043 | -186.5096
2030-04-06 | 15 | -23.5176 | 1751.6711 | -60.3131 | -380.8765 | 1439.1528 | -2253.4951 | -14553.8857 | 4605.0547 | -3221.4404 | -252.6077 | 3808.77 | 123.7623 | 1986.0829 | -338.4411 | 1740.8531 | 670.8654 | 41.2924 | 209.9989 | -225.1655 | -3.9057 | -508.0941 | -2399.6724 | -31.0923 | -42.484 | 1567.3762 | -2346.5247 | -1426.1232 | -993.4309 | -121.1242 | 764.3079 | 2307.2832 | 1.0045 | -9.7471 | -286.0504 | 0.58706 | 101.4637 | -1281.0254 | -252.5287 | -341.5024 | 449.867 | -2597.2063 | 0.99585 | 4604.6733 | 1288.911 | 5026.6646 | -3.5382 | -537.6689 | 2660.7554 | -1973.3246 | 1196.2301 | 2682.5625 | -3476.7969 | -1738.8151 | -822.9079 | 210.1043 | -220.6895
2030-04-06 | 16 | -22.5133 | 1584.4965 | -60.137 | -493.4883 | 1547.1284 | -2096.97 | -14714.5811 | 4688.0405 | -3818.6072 | -155.6614 | 3808.0239 | 12.2043 | 1677.2065 | -260.0801 | 2055.9536 | 625.2355 | 71.7979 | 209.9989 | -220.0913 | 104.9709 | -473.2784 | -2063.5693 | 37.7475 | -32.8915 | 1480.4674 | -2245.8262 | -1764.5547 | -960.4313 | -112.1911 | 885.7181 | 2194.0154 | 3.9428 | -100.4653 | -219.3086 | 0.71278 | 1.0018 | -530.2532 | -131.6364 | -261.6167 | 449.9712 | -2668.95 | 151.8817 | 4510.1851 | 1282.4608 | 5031.5537 | -3.7437 | -456.3306 | 3942.2041 | -958.4385 | 1358.498 | 3137.9402 | -3874.3979 | -2261.5957 | -1045.4509 | 210.1043 | -223.1281
2030-04-06 | 17 | -24.8514 | 1346.4816 | -59.2981 | -445.492 | 1633.6235 | -1960.6051 | -14941.502 | 4723.9263 | -3826.7507 | -143.1938 | 3814.7419 | 16.2871 | 1402.2875 | -320.283 | 1879.1437 | 692.9583 | 98.8496 | 209.9989 | -207.9108 | 269.8391 | -427.6852 | -828.7754 | 118.2868 | -36.1505 | 1509.6936 | -2057.5242 | -1911.484 | -886.352 | -104.4049 | 969.2618 | 1756.0288 | 4.0968 | -392.8834 | -144.4586 | 0.73432 | -164.7458 | -884.8121 | 132.2928 | -57.3926 | 449.8323 | -2718.9136 | 457.5276 | 4558.9448 | 1372.5233 | 5029.3447 | 267.3484 | -510.7371 | 4352.3882 | -969.8732 | 1497.4169 | 4107.7129 | -4567.1152 | -1845.9719 | -734.1198 | 210.1043 | -128.8542
2030-04-06 | 18 | -24.0775 | 1810.6516 | -60.1859 | -361.3086 | 1192.3083 | -2228.8328 | -14831.6553 | 4499.8301 | -2574.6543 | -167.1383 | 3829.7234 | 11.9709 | 1403.1355 | -387.6865 | 1643.7416 | 637.8043 | 98.4225 | 209.9989 | -216.8357 | -65.6935 | -401.9084 | -1820.7018 | -49.1724 | -60.1578 | 1618.7587 | -2209.0166 | -999.6885 | -972.7977 | -129.9814 | 735.0178 | 1944.6373 | 3.1603 | -118.814 | -298.7284 | 0.64334 | 214.2903 | -1690.3522 | -108.3285 | -208.7589 | 450.0477 | -2486.4883 | 81.6123 | 4584.4756 | 1375.328 | 5030.061 | 167.6871 | -536.1801 | 4407.0068 | -921.4354 | 873.8995 | 2160.8682 | -3204.8672 | -589.6133 | -623.4423 | 0.10427 | -130.1526
2030-04-06 | 19 | -23.9517 | 1771.9259 | -61.356 | -378.8309 | 991.7516 | -2223.7781 | -14812.9414 | 4499.5518 | -2045.5979 | -190.3454 | 3827.793 | 92.1049 | 1795.2726 | -372.9229 | 1671.9451 | 655.9985 | 80.4632 | 209.9989 | -203.835 | -54.2563 | -618.6372 | -2203.3083 | -47.3136 | -67.8033 | 1618.9099 | -2281.4468 | -988.0219 | -977.8949 | -128.4084 | 728.7024 | 1889.5457 | 1.0068 | -128.7948 | -316.4422 | 0.61157 | 250.6809 | -1677.8654 | -19.319 | 102.4813 | 449.5348 | -2198.7393 | 131.2022 | 4001.9941 | 1284.1064 | 5017.5303 | -103.7103 | -570.8185 | 4053.1716 | -1670.885 | 814.7264 | 2117.2783 | -3044.6299 | -128.8218 | -293.7973 | 0.10427 | -69.5064
2030-04-06 | 20 | -20.4658 | 1941.344 | -62.8307 | -393.6332 | 1003.403 | -2327.7905 | -14832.6299 | 4497.2334 | -1776.5951 | -122.1336 | 3856.5754 | 89.4047 | 1903.4578 | -352.5979 | 1771.8599 | 513.8495 | 93.6477 | 209.9989 | -205.131 | -76.1395 | -751.8476 | -2875.0112 | -82.7221 | -69.4379 | 1532.7949 | -2318.7939 | -1390.3083 | -1014.8977 | -136.9475 | 670.5746 | 1933.2949 | 0.99454 | -156.9708 | -402.7271 | 0.67026 | 232.6294 | -1825.1708 | -33.7623 | 62.442 | 449.7351 | -2426.2029 | 1.0076 | 3977.428 | 1256.2148 | 4934.5283 | -137.4937 | -271.9769 | 3842.7332 | -2162.0613 | 826.9485 | 2242.8347 | -3242.5537 | -226.9926 | -376.2195 | 0.10427 | -39.8901
2030-04-06 | 21 | -21.4523 | 1913.1438 | -68.4859 | -408.1071 | 942.0458 | -2339.853 | -14712.7256 | 4476.4512 | -1285.1742 | -237.7801 | 3822.6489 | 195.0002 | 1923.8145 | -318.473 | 1882.4012 | 419.0795 | 73.7013 | 209.9989 | -221.1326 | 48.8677 | -880.8361 | -2042.3549 | -91.6947 | -50.3398 | 1653.9275 | -2346.2202 | -1766.1024 | -1013.2709 | -136.6451 | 623.7701 | 2094.9006 | 1.0108 | -204.5948 | -431.295 | 0.57439 | 2.137 | -1788.5413 | 93.671 | 191.507 | 449.4116 | -2260.207 | -2.9139 | 4012.9097 | 1265.7921 | 4939.6992 | -13.1423 | -271.9822 | 3956.7144 | -2247.6282 | 705.8474 | 2074.293 | -3008.9131 | -0.29477 | -1073.8008 | 0.10427 | 13.7767
2030-04-06 | 22 | -24.5767 | 1845.9166 | -68.8558 | -376.7059 | 800.606 | -2337.0972 | -14627.8447 | 4480.4526 | -1139.2714 | -288.3835 | 3746.7515 | 171.7062 | 1736.959 | -21.1574 | 1876.3097 | 488.6424 | 89.0268 | 209.9989 | -228.3613 | 149.38 | -976.7994 | -1840.3269 | -81.3458 | -31.8939 | 1673.8324 | -2460.0662 | -2111.2783 | -1016.9843 | -132.7109 | 617.5428 | 2407.8928 | 1.0057 | -148.6951 | -403.7184 | 0.55584 | -190.5862 | -1742.012 | 1.0012 | 65.1566 | 449.5541 | -2007.8848 | 1.0004 | 3745.1501 | 1153.5908 | 4683.874 | -3.797 | -272.7805 | 3318.0955 | -3253.7371 | 779.6795 | 1514.9097 | -2972.9949 | -483.3018 | 523.4476 | 0.10427 | -54.9805
2030-04-06 | 23 | -22.0754 | 1839.5664 | -65.7921 | -370.9485 | 754.8995 | -2351.4136 | -14850.7158 | 4476.8477 | -465.7023 | -314.0467 | 3688.9358 | 184.6112 | 1763.9344 | -141.5944 | 1624.9825 | 767.7039 | 130.7986 | 209.9989 | -237.5851 | -3.4359 | -739.3912 | -2406.261 | -81.719 | -38.2993 | 1658.2134 | -2324.4324 | -1638.8009 | -1012.6183 | -131.9177 | 664.5493 | 2291.3416 | 0.99281 | -106.6793 | -353.1022 | 0.55811 | 2.0234 | -1780.7855 | 1.0012 | 209.1897 | 362.2746 | -2313.0688 | 1.0046 | 3638.793 | 1078.697 | 4654.7959 | -3.4546 | -272.0781 | 3121.7175 | -3443.041 | 802.0369 | 1597.4724 | -2937.0369 | -4.9616 | 1019.379 | 210.1043 | -69.8945
2030-04-06 | 24 | -25.9496 | 1751.7865 | -63.593 | -353.6859 | 719.4885 | -2254.2156 | -14462.3984 | 4660.2559 | -306.6334 | -297.2492 | 3508.1235 | 119.1209 | 1951.437 | -417.931 | 1213.4548 | 1152.0238 | 277.9379 | 209.9989 | -229.1945 | -115.978 | -335.2339 | -853.5467 | -70.6957 | -65.0487 | 2022.0713 | -2356.3855 | -1152.1434 | -975.6789 | -132.0362 | 764.6577 | 2050.4524 | 2.2832 | -50.0902 | -196.9169 | 0.57843 | 433.6451 | -1595.7214 | 106.6773 | 1.0025 | 416.9418 | -2230.1494 | 1.0017 | 3265.2161 | 934.7874 | 4192.8032 | -2.4616 | -274.515 | 1506.3789 | -5270.4971 | 701.7667 | 472.5226 | -2635.8452 | -23.9242 | 1857.1256 | 210.1043 | -149.0741
2030-04-07 | 1 | -28.5663 | 1633.7992 | -61.5441 | -329.1205 | 865.9505 | -2131.1057 | -14066.1533 | 4911.8901 | -148.0068 | -287.8375 | 3397.1572 | 116.4941 | 1990.5167 | -485.9043 | 1039.1417 | 1553.2379 | 413.9356 | 209.9989 | -242.4875 | -110.1411 | -51.9126 | -110.0531 | 3.0369 | -70.8676 | 2210.0718 | -2280.4077 | -972.0656 | -917.1556 | -135.4799 | 886.1773 | 1819.5753 | 2.201 | -151.7436 | -43.8128 | 0.57484 | 617.5982 | -1181.1178 | 0.99899 | 0.99971 | 1.0008 | -2400.8044 | 212.6412 | 2781.252 | 1026.1017 | 3952.0784 | -2.5149 | -275.3604 | 1747.8232 | -4414.6699 | 628.4987 | 198.211 | -2929.6997 | 431.2164 | 1151.0641 | 210.1043 | -43.9974
2030-04-07 | 2 | -27.609 | 1665.6084 | -60.5578 | -313.6795 | 927.1697 | -2068.6252 | -13244.8447 | 5159.1128 | 975.6194 | -262.9133 | 3426.1133 | 154.6744 | 2018.5358 | -540.9596 | 858.4622 | 2060.6799 | 321.3214 | 209.9989 | -134.4215 | -62.3083 | -72.4056 | -546.3311 | -6.9078 | -81.972 | 1939.0139 | -2182.7361 | -1102.2815 | -889.5905 | -141.956 | 849.8766 | 1592.6398 | 1.0084 | -290.9574 | -2.0553 | 0.57282 | 605.6266 | -1252.6671 | 203.4701 | 332.089 | 0.8951 | -2445.2397 | 174.0576 | 2036.6105 | 1130.7723 | 3591.5789 | 1.1563 | -277.6778 | 2163.3347 | -3865.5066 | 654.9757 | 373.146 | -2382.8538 | 841.2883 | 40.0946 | 210.1043 | 13.3063
2030-04-07 | 3 | -24.7128 | 1498.2827 | -60.7135 | -269.68 | 624.6286 | -1929.2794 | -11984.3154 | 4502.2896 | 1461.4662 | -282.0662 | 3074.377 | 120.0517 | 2072.3184 | -425.3437 | 974.3422 | 1005.0052 | 452.8196 | 209.9989 | -156.2879 | 8.112 | -158.4916 | -467.0633 | -0.52401 | -45.7819 | 2122.3831 | -1968.7104 | -1209.4703 | -819.9064 | -133.1046 | 779.3231 | 1497.7927 | 19.5496 | -521.4316 | 22.9652 | 0.63816 | 105.7882 | -1636.2571 | 228.5863 | 331.686 | 1.544 | -2321.114 | 227.976 | 1920.6681 | 1040.5667 | 3403.0991 | 87.696 | -295.7801 | 1549.9575 | -4455.0171 | 601.7548 | 175.1101 | -2034.8772 | 1149.0505 | 2301.3901 | 210.1043 | 12.229
2030-04-07 | 4 | -30.3035 | 1220.8972 | -63.4822 | -283.4483 | 359.9009 | -1729.527 | -10793.7559 | 4000.9666 | 2095.0642 | -260.1697 | 3258.8137 | 44.4707 | 2141.4465 | -402.4566 | 1032.4412 | 146.9121 | 323.9365 | 209.9989 | -61.6157 | -53.9971 | -151.9681 | -21.7538 | 6.5434 | -46.6048 | 1709.9368 | -1943.2111 | -597.8082 | -747.3848 | -122.8794 | 778.3829 | 1623.6652 | 5.3929 | -463.2191 | 206.1858 | 1.7507 | 137.599 | -830.7169 | 154.0224 | 233.417 | 0.99714 | -2340.6755 | 209.3181 | 1880.0155 | 1014.6308 | 3303.4724 | 60.1736 | -278.4114 | 1945.9746 | -3928.7886 | 622.1906 | 0.98023 | -1679.746 | 1340.6847 | 5054.3223 | 210.1043 | -1.4391
2030-04-07 | 5 | -29.9528 | 1294.7584 | -64.2243 | -303.4676 | 490.0876 | -1774.8591 | -11146.9453 | 4336.5239 | 2203.9688 | -292.5458 | 3104.0322 | 99.419 | 2062.0828 | -445.026 | 967.7025 | 276.8098 | 277.2842 | 209.9989 | -67.2721 | -91.8331 | -137.8441 | -277.6261 | 2.4833 | -40.6268 | 1827.64 | -1838.7509 | -632.9382 | -765.0089 | -128.7142 | 796.1622 | 1576.5614 | 1.0032 | -566.3524 | 140.72 | 1.463 | 47.4508 | -404.9206 | 159.9646 | 109.9804 | 1.0004 | -2434.0505 | 180.3929 | 1725.3094 | 1106.9391 | 2681.8303 | 420.6375 | -540.3892 | 1685.5776 | -4043.7219 | 631.7408 | 121.7531 | -1729.5167 | 1439.5067 | 3522.6238 | 210.1043 | 3.8076
2030-04-07 | 6 | -25.4762 | 1391.9496 | -64.249 | -276.9099 | 723.3881 | -1870.4213 | -12046.2393 | 4882.0928 | 2180.3511 | -284.1959 | 3488.4307 | 139.3709 | 2099.6082 | -433.671 | 1028.2738 | 910.5068 | 378.7191 | 209.9989 | -81.5442 | -84.3954 | -164.5334 | -376.5419 | 15.1716 | -35.1664 | 1922.9141 | -1760.2941 | -903.4882 | -783.8129 | -136.7395 | 839.4504 | 1418.4525 | 0.99983 | -752.634 | 31.5104 | 0.6391 | -30.0494 | -1569.6155 | 780.7447 | 736.6359 | 1.0022 | -2509.8491 | 203.071 | 2052.2783 | 1447.865 | 3244.9116 | 785.681 | -281.9395 | 1806.7241 | -3644.6228 | 691.7297 | 240.6916 | -2029.3038 | 1354.3771 | 2664.9165 | 210.1042 | 17.3422
2030-04-07 | 7 | -20.394 | 1168.7018 | -66.0195 | -261.9143 | 858.8088 | -1848.1953 | -12463.1885 | 5080.2588 | 1958.3035 | -264.0925 | 3519.4814 | 187.044 | 2063.5176 | -474.8621 | 1012.3834 | 1635.7844 | 419.85 | 209.9989 | -137.7762 | -16.2064 | -216.6487 | -518.2673 | 66.8656 | -33.3354 | 1997.0284 | -1636.0797 | -1114.3491 | -757.5746 | -129.6637 | 926.105 | 1135.5161 | 1.0098 | -970.5196 | 1.0032 | 0.62871 | -153.9105 | -1753.1952 | 657.2993 | 586.3647 | 0.9982 | -2584.9426 | 325.7303 | 1958.7556 | 1601.8713 | 2917.5051 | 1018.0936 | -575.0262 | 2093.4705 | -3104.4856 | 775.1043 | 773.3731 | -2416.2456 | 1286.4045 | 1720.8278 | 210.1043 | 78.6357
2030-04-07 | 8 | -21.792 | 1137.3744 | -69.6779 | -254.3732 | 1155.1517 | -1790.3483 | -13185.5879 | 5187.354 | 1497.573 | -296.351 | 3444.6133 | 117.2577 | 1976.4849 | -542.4156 | 1100.3793 | 1466.1118 | 388.2448 | 209.9989 | -118.7668 | -16.9508 | -221.9249 | -429.4612 | 53.8509 | -42.79 | 1478.8776 | -1628.7864 | -1112.74 | -731.7634 | -130.7851 | 902.1987 | 1076.5514 | 0.99632 | -1004.1052 | 60.3301 | 0.58138 | -193.3641 | -2416.6299 | 1.0036 | 410.3458 | 1.0031 | -2595.2561 | 237.2478 | 2286.0586 | 1178.2816 | 3528.2461 | 375.7621 | -280.4299 | 3078.5967 | -1991.6866 | 703.0057 | 959.7265 | -3078.3057 | 1178.2224 | -1280.1643 | 210.1043 | 106.4754
2030-04-07 | 9 | -24.3528 | 711.1065 | -72.2152 | -273.5865 | 1277.0032 | -1794.858 | -13209.8672 | 5282.4951 | -143.0758 | -349.6161 | 3472.968 | -34.9769 | 1993.8126 | -539.22 | 1083.0408 | 1388.6669 | 360.3868 | 209.9989 | -119.793 | 67.182 | -216.8191 | -394.3512 | 158.8845 | -47.7231 | 1438.0854 | -1687.4291 | -1237.5328 | -732.8717 | -102.6742 | 1139.3784 | 1033.7214 | 0.99079 | -985.837 | 60.3055 | 0.62467 | -154.0349 | -1852.2322 | -3.6551 | 106.9343 | 1.0015 | -2599.1084 | 504.3368 | 3198.481 | 1282.9185 | 4353.2695 | 174.6612 | -278.6301 | 2316.4153 | -2356.1106 | 1009.0511 | 2405.5088 | -3929.4749 | 35.7079 | 5439.4995 | 210.1043 | 133.5554
2030-04-07 | 10 | -25.0642 | 723.762 | -68.8552 | -285.7397 | 1390.9781 | -1747.1023 | -13688.1465 | 5281.4761 | -313.8642 | -355.5099 | 3425.5857 | -77.7458 | 2012.6852 | -589.3184 | 1020.2534 | 1227.0199 | 323.3624 | 209.9989 | -97.9336 | 92.0724 | -153.6186 | -361.1583 | 185.2034 | -80.2193 | 1338.5435 | -1654.9113 | -1296.3777 | -726.313 | -101.7971 | 1198.7076 | 949.3938 | 1.0011 | -1074.9003 | 67.4055 | 0.66972 | -210.5759 | -1487.2355 | 1.0017 | -1.9855 | -2.1497 | -2569.5876 | 619.475 | 3459.3079 | 1256.3413 | 4652.249 | 0.98538 | -277.7266 | 1682.2052 | -2940.2114 | 1067.8669 | 2887.6824 | -4190.3481 | -11.6876 | 1465.6317 | 210.1043 | 141.0373
2030-04-07 | 11 | -21.0278 | 740.2248 | -63.7257 | -273.1707 | 1348.7627 | -1766.9642 | -14049.1875 | 5204.6509 | -911.5413 | -350.3426 | 3382.5112 | -62.3859 | 2023.4189 | -601.5007 | 945.3421 | 1317.6935 | 288.9027 | 209.9989 | -88.5238 | 171.771 | -86.6152 | -113.1821 | 221.8437 | -86.3763 | 1344.166 | -1614.7112 | -1640.6774 | -734.3582 | -97.833 | 1235.6978 | 752.9674 | 1.011 | -1189.0747 | 14.907 | 0.66505 | -258.4195 | -2016.9719 | 232.8723 | 1.0011 | 0.99983 | -2540.6553 | 785.7062 | 3722.5505 | 1300.1123 | 4834.8657 | 61.6875 | -278.136 | 984.01 | -3160.4038 | 1054.9557 | 2841.8489 | -4231.5781 | 1.0079 | 4593.9023 | 210.1043 | 124.0614
2030-04-07 | 12 | -22.4008 | 743.6679 | -61.3522 | -269.8991 | 1441.7001 | -1707.8071 | -14309.8291 | 5254.1763 | -1806.4357 | -347.1912 | 3379.1821 | -43.1918 | 2032.0969 | -613.4692 | 928.3972 | 1203.5056 | 293.3647 | 209.9989 | -61.936 | 103.1628 | 1.5351 | -178.0293 | 242.5171 | -89.0966 | 1320.3197 | -1630.5148 | -1467.2146 | -718.4393 | -98.2573 | 1282.4712 | 760.6374 | 0.99757 | -1181.8494 | 70.9632 | 0.65996 | -248.1456 | -1611.4183 | 247.7228 | 1.0016 | 71.575 | -2519.0427 | 882.9166 | 3817.5867 | 1306.4264 | 4988.8472 | 1.0003 | -277.8012 | 1223.9784 | -3004.2832 | 1049.0522 | 2381.6726 | -4445.2905 | -406.7402 | -182.7057 | 210.1043 | 80.4924
2030-04-07 | 13 | -22.3381 | 688.2708 | -56.7283 | -303.2814 | 1524.021 | -1612.6665 | -14143.373 | 5207.5811 | -4083.6084 | -189.4586 | 3584.0364 | -174.1285 | 2033.1639 | -499.2246 | 1355.1847 | 860.2097 | 232.3247 | 209.9989 | -96.1359 | 254.0253 | -134.8059 | -650.2116 | 276.1972 | -95.3257 | 1316.0669 | -1764.1968 | -1647.267 | -719.1076 | -89.2384 | 1280.8118 | 884.0877 | 4.4289 | -980.3834 | 160.2455 | 1.7184 | -7.8507 | -555.1617 | 0.99975 | 1.0003 | 79.6204 | -2548.9841 | 962.8795 | 3799.5791 | 1296.561 | 5008.9336 | -3.8336 | -277.8491 | 2384.9995 | -2163.5654 | 1467.1465 | 2733.9038 | -5105.0938 | -2228.2083 | 1043.5864 | 210.1043 | -95.5208
2030-04-07 | 14 | -28.2303 | 663.5627 | -56.9098 | -306.612 | 1469.0417 | -1588.1658 | -13773.6338 | 4928.5034 | -4014.0671 | -193.4439 | 3440.7932 | -178.917 | 1979.1277 | -479.7674 | 1391.5293 | 832.0516 | 188.7696 | 209.9989 | -140.69 | 181.169 | -168.8323 | -1691.8392 | 238.2013 | -91.2755 | 1554.4889 | -1830.6086 | -1839.3137 | -700.7775 | -88.2247 | 1206.5354 | 901.6378 | 0.99712 | -981.4531 | 233.1195 | 0.73755 | -47.5126 | -526.677 | -4.042 | 38.4271 | 58.9431 | -2525.0942 | 860.4327 | 3828.738 | 1046.8615 | 5007.0811 | 1.0256 | -275.7432 | 2202.6667 | -2556.3804 | 1331.4285 | 2888.9358 | -5084.6265 | -1812.8674 | 761.7546 | 210.1043 | -68.6414
2030-04-07 | 15 | -21.6474 | 551.5614 | -48.7586 | -292.191 | 1631.9559 | -1545.2037 | -14264.9658 | 5225.2266 | -4024.8081 | -183.3207 | 2632.8054 | -195.0152 | 1798.7722 | -531.6908 | 1204.397 | 1001.9672 | 176.0912 | 209.9989 | -122.2992 | 279.2778 | -74.6426 | -1194.5339 | 315.3496 | -96.2883 | 1564.0677 | -1729.3766 | -2273.5298 | -690.1563 | -80.7968 | 1349.2812 | 678.3524 | 1.0089 | -1194.4849 | 216.2745 | 0.73817 | -37.9314 | -495.5091 | -4.9523 | 86.0727 | 167.1008 | -2562.8591 | 1119.9326 | 3770.228 | 866.825 | 5005.7734 | -3.3327 | -272.1112 | 2010.4253 | -3055.4199 | 1513.9701 | 3458.543 | -5237.4443 | -2107.676 | 588.3676 | 210.1043 | -29.4165
2030-04-07 | 16 | -25.9138 | 602.0558 | -51.19 | -311.1649 | 1630.4764 | -1519.4418 | -14440.4624 | 5144.8108 | -3847.6298 | -140.3969 | 2637.9856 | -99.1904 | 1288.5727 | -515.476 | 1200.2737 | 996.2497 | 160.799 | 209.9989 | -115.9391 | 295.3916 | -126.661 | -1337.8049 | 288.0476 | -92.5949 | 1503.6183 | -1837.3261 | -2621.1754 | -687.791 | -84.0759 | 1290.4247 | 754.2474 | 2.2391 | -1110.2182 | 310.9557 | 0.72038 | 6.1528 | -514.2455 | 55.8606 | 221.2999 | 308.2263 | -2549.9039 | 1054.8985 | 3545.7382 | 779.0423 | 4862.0793 | -0.099992 | -274.8863 | 2412.9338 | -2955.8567 | 1457.7165 | 3549.7751 | -5565.5483 | -2122.2301 | 495.875 | 210.1043 | -34.0761
2030-04-07 | 17 | -30.1802 | 652.5502 | -53.6214 | -330.1388 | 1628.9968 | -1493.6798 | -14615.959 | 5064.395 | -3670.4514 | -97.4731 | 2643.1658 | -3.3657 | 778.3732 | -499.2613 | 1196.1504 | 990.5322 | 145.5069 | 209.9989 | -109.5789 | 311.5053 | -178.6795 | -1481.0758 | 260.7455 | -88.9015 | 1443.1689 | -1945.2756 | -2968.821 | -685.4257 | -87.3549 | 1231.5682 | 830.1423 | 3.4694 | -1025.9515 | 405.637 | 0.7026 | 50.237 | -532.9819 | 116.6735 | 356.5271 | 449.3518 | -2536.9487 | 989.8643 | 3321.2483 | 691.2596 | 4718.3853 | 3.1327 | -277.6613 | 2815.4424 | -2856.2935 | 1401.4629 | 3641.0073 | -5893.6523 | -2136.7842 | 403.3825 | 210.1043 | -38.7358
2030-04-07 | 18 | -27.6335 | 643.5139 | -56.4293 | -313.56 | 1437.5148 | -1594.0984 | -14257.0488 | 4705.6079 | -3072.6484 | -77.3288 | 2875.5059 | 55.2568 | 1352.377 | -440.5017 | 1320.1403 | 876.4457 | 124.0352 | 209.9989 | -252.9516 | 281.5029 | -336.7903 | -2859.8591 | 234.9902 | -65.5772 | 2314.1846 | -1915.3497 | -2861.6848 | -707.7584 | -85.4702 | 1166.4111 | 869.0522 | 3.48 | -1056.9506 | 310.9052 | 0.68952 | -75.3005 | -538.8804 | 1.0062 | 3.8856 | 449.6991 | -2560.5544 | 909.0128 | 3602.7529 | 864.5245 | 4641.2891 | -3.3613 | -272.4393 | 3003.4265 | -2479.9541 | 1409.0104 | 3354.0588 | -5387.8237 | -1926.2162 | -423.7445 | 0.10427 | -59.6681
2030-04-07 | 19 | -28.7838 | 714.8959 | -57.8616 | -317.7549 | 1247.9938 | -1647.651 | -14395.4727 | 4698.4258 | -2410.8469 | -69.2227 | 3500.333 | 104.7659 | 1811.9216 | -355.2702 | 1555.4751 | 729.1271 | 94.9559 | 209.9989 | -352.9171 | 292.0168 | -499.7418 | -3859.5471 | 210.9265 | -40.1863 | 3035.1257 | -1937.1805 | -2819.0923 | -730.6337 | -89.5893 | 1116.0077 | 1060.6313 | 3.5771 | -1035.3849 | 285.3453 | 0.68789 | -282.7919 | -583.6623 | -6.5037 | 218.4404 | 1.0039 | -2628.2432 | 833.643 | 3745.2268 | 1176.3318 | 4967.3496 | -3.5013 | -271.9536 | 2963.1924 | -2113.7224 | 1462.1017 | 3366.7866 | -5075.4839 | -1702.1147 | -759.2493 | 0.10427 | -76.9687
2030-04-07 | 20 | -28.8735 | 1151.7592 | -66.3322 | -347.1332 | 1049.1411 | -1945.5082 | -14606.8584 | 4782.7207 | -848.908 | -102.6299 | 3024.6885 | 8.4341 | 2100.1333 | -388.6371 | 1520.3735 | 747.8096 | 61.3127 | 209.9989 | -392.1397 | -93.0789 | -619.42 | -5143.9141 | 73.8832 | -56.629 | 3327.0525 | -2209.405 | -2235.114 | -844.4054 | -110.2406 | 974.9768 | 1358.0077 | 3.3787 | -590.8416 | 101.9332 | 0.6971 | 127.8355 | -865.4363 | -20.9546 | -1.8753 | 194.6524 | -2607.7532 | 388.7046 | 3954.2136 | 1216.5803 | 5015.8579 | 0.99306 | -272.2979 | 2208.374 | -2903.7861 | 1135.5128 | 2851.8215 | -4222.5767 | -504.5991 | -229.8753 | 0.10427 | -39.5445
2030-04-07 | 21 | -26.7084 | 1352.3414 | -70.7163 | -350.4039 | 846.8698 | -2081.9927 | -14511.6523 | 4570.603 | -657.0582 | -124.7284 | 2793.5088 | -3.4155 | 2113.5193 | -157.8595 | 1581.677 | 687.6722 | 108.4325 | 209.9989 | -367.0014 | -134.0351 | -712.2792 | -4321.8926 | -23.6587 | -52.5004 | 3178.1252 | -2249.2327 | -1759.728 | -888.9243 | -120.6157 | 802.1821 | 1626.7401 | 3.5009 | -497.0194 | -0.86104 | 0.8099 | -20.4428 | -1578.9825 | 0.9972 | 1.0005 | 229.5026 | -2183.0862 | 137.4413 | 3743.467 | 1005.8684 | 4761.2588 | -3.096 | -275.5371 | 1898.8535 | -3787.8345 | 678.0833 | 1871.1522 | -3228.8774 | 0.23296 | -254.7768 | 0.10427 | 41.3861
2030-04-07 | 22 | -32.1107 | 1288.8693 | -69.063 | -383.5099 | 750.8861 | -2015.4457 | -14352.4316 | 4465.2002 | -108.2455 | -142.3093 | 2905.6025 | 0.99934 | 2112.4006 | -18.7482 | 1809.0076 | 577.6389 | 32.3724 | 209.9989 | -406.674 | -93.3435 | -578.6298 | -4121.5571 | -21.2654 | -40.2367 | 3301.7227 | -2277.3545 | -1847.2378 | -886.4706 | -114.6988 | 822.2493 | 1806.0125 | 3.2615 | -422.1227 | 28.2651 | 0.72144 | -168.8916 | -829.8477 | 0.9996 | 0.9992 | 140.4343 | -2445.4226 | 32.1992 | 3698.9663 | 975.3394 | 4751.2236 | -3.4295 | -272.2971 | 2287.6321 | -3337.2207 | 731.3845 | 1795.545 | -2909.0693 | 1.0207 | 790.8864 | 0.10427 | 34.2116
2030-04-07 | 23 | -31.5908 | 713.5521 | -57.3992 | -457.6477 | 452.7574 | -1445.4948 | -13241.9717 | 3849.0154 | -248.8411 | -110.3494 | 2105.4155 | 68.6988 | 1100.2765 | -53.3086 | 1648.3413 | 100.9655 | 41.1024 | 209.9989 | -310.4074 | 201.0778 | -291.1242 | -1745.0469 | 117.7925 | -39.0406 | 2803.2324 | -1914.5648 | -1782.3077 | -712.1883 | -87.8612 | 983.759 | 1501.8638 | 720.5367 | -784.7581 | 356.0148 | 1.0816 | -464.6953 | 711.3721 | 1.003 | 0.99989 | 449.5703 | -2437.105 | 440.8686 | 3272.3743 | 654.736 | 4331.3037 | -2.8742 | -272.0432 | 2669.9224 | -3739.5554 | 936.0807 | 1628.5354 | -2943.8767 | -16.8519 | -1290.0955 | 210.1043 | -48.2679
2030-04-07 | 24 | -29.2811 | 908.1508 | -55.152 | -304.1225 | 254.9134 | -1560.0367 | -12769.1914 | 3968.1003 | 1424.452 | -106.3971 | 2922.3933 | 13.4746 | 2133.3955 | -330.0921 | 1566.3257 | -290.938 | -27.459 | 209.9989 | -387.0401 | 93.7504 | -228.0581 | -2294.855 | 117.3827 | -38.3695 | 3405.6204 | -1695.3989 | -1119.1416 | -702.8325 | -102.8675 | 948.8886 | 1184.1855 | 347.2152 | -859.6517 | 228.0128 | 1.5352 | -298.4215 | -364.01 | 0.99954 | 0.99981 | 164.5715 | -2435.1565 | 561.5056 | 2778.6726 | 869.473 | 4024.4307 | -2.3594 | -272.0001 | 1896.6211 | -3340.1108 | 833.8379 | 918.8309 | -1720.5051 | 1540.1219 | -1253.2714 | 210.1043 | 9.2501
2030-04-08 | 1 | -5.6345 | 484.3466 | -29.2966 | -319.6378 | -333.0536 | -1211.4183 | -8535.6855 | 1995.4819 | 1.0038 | -101.8674 | 1227.2325 | -46.9724 | 636.3605 | -456.3455 | 1122.8749 | -684.3561 | 60.2685 | 209.9989 | -35.5258 | 200.8946 | -90.761 | -896.8182 | 72.3274 | -79.4331 | 1091.4012 | -1406.2225 | -1165.1033 | -574.6242 | -57.5354 | 719.3065 | 967.5579 | 6.3956 | -953.8254 | 247.3863 | 3.1767 | 219.7368 | 623.0521 | 321.7456 | 368.5813 | 449.3563 | -2469.9758 | 227.03 | 1560.7017 | 287.0162 | 3190.5281 | -309.8752 | -272.326 | 2046.9594 | -3057.0569 | 814.8606 | -2056.3765 | -1569.2776 | 395.4733 | 1671.7837 | 210.1042 | -114.5851
2030-04-08 | 2 | -2.736 | -16.0726 | -23.977 | -250.1296 | -571.1768 | -815.4509 | -6291.8638 | 1264.3497 | 1.0043 | -87.8263 | 1.0213 | -74.8485 | 0.96607 | -429.1606 | 778.0137 | -846.3785 | 46.7117 | 209.9989 | -29.5549 | 341.0392 | -109.2627 | 35.9235 | 76.8283 | -71.2182 | 1024.2997 | -1009.9462 | -1178.8655 | -433.6091 | -45.389 | 628.2325 | 648.8032 | 6.7761 | -1136.791 | 338.1011 | 4.537 | 6.6315 | 848.6591 | 508.716 | 532.6492 | 449.2957 | -2499.0708 | 195.5435 | 1165.5984 | 1.0021 | 2893.6011 | -207.5349 | -272.5163 | 2690.2126 | -2806.3767 | 865.549 | -2366.0088 | -1142.5262 | 315.3534 | 2952.3625 | 210.1043 | -146.7412
2030-04-08 | 3 | -1.0404 | -15.3325 | -22.7735 | -241.7702 | -584.7626 | -818.8164 | -6271.7163 | 1278.6724 | 1.0039 | -76.0919 | 0.98566 | -75.9768 | 1.0011 | -498.5853 | 609.9917 | -877.478 | 22.8635 | 209.9989 | -23.9354 | 275.0056 | -87.9583 | 282.4758 | 73.9319 | -83.3954 | 1061.1642 | -972.7377 | -1143.9875 | -427.122 | -46.2574 | 637.1481 | 439.8882 | 5.8105 | -1243.8932 | 329.3711 | 5.2488 | 6.4604 | 728.8541 | 585.0115 | 625.4113 | 449.2562 | -2538.3494 | 172.9337 | 1085.347 | 1.0013 | 2745.0764 | -8.2473 | -272.6261 | 3134.8972 | -2455.9036 | 857.0005 | -1974.4866 | -1198.0182 | 481.531 | 3016.1665 | 210.1042 | -126.8883
2030-04-08 | 4 | -1.3005 | 284.464 | -25.7597 | -273.7827 | -250.7148 | -1039.6052 | -6995.748 | 1980.0378 | 0.9974 | -74.5183 | 419.4683 | -67.1841 | 224.0594 | -471.5502 | 654.3383 | -707.9825 | 64.2776 | 209.9989 | 2.0681 | 76.6123 | -16.9317 | 356.9471 | 53.3327 | -95.2612 | 1053.8528 | -1131.5887 | -946.4283 | -503.1442 | -59.0795 | 714.8291 | 576.8974 | 6.889 | -1174.3451 | 249.3292 | 4.2397 | 212.9315 | 616.6107 | 544.3087 | 571.2474 | 449.3047 | -2503.8596 | 152.8022 | 1104.9261 | 125.3012 | 2681.4348 | -2.1468 | -272.6742 | 2870.0322 | -2819.2048 | 694.3132 | -1515.7778 | -1677.1846 | 946.2225 | 2372.4236 | 210.1043 | -120.657
2030-04-08 | 5 | -6.0242 | 783.0945 | -32.0508 | -331.2745 | 26.0183 | -1413.9866 | -7916.9316 | 2677.9473 | 1446.5211 | -65.9832 | 0.99751 | -13.9663 | 1546.5629 | -330.2335 | 858.7383 | -621.3046 | 45.0281 | 209.9989 | -123.3414 | -125.6265 | -37.0316 | -118.8437 | 7.6707 | -89.3914 | 1625.3564 | -1535.0135 | -816.1942 | -634.6697 | -77.4664 | 742.6176 | 919.9266 | 6.3513 | -899.8625 | 158.5853 | 3.4058 | 362.8079 | 221.169 | 1.0011 | 278.4004 | 449.5259 | -2543.9487 | 0.99387 | 1550.6311 | 454.3336 | 2729.6685 | -2.1492 | -272.646 | 2644.9954 | -3125.8555 | 474.3962 | -986.282 | -2921.5249 | 1827.0538 | 6316.3008 | 210.1042 | -27.5141
2030-04-08 | 6 | -21.067 | 957.8625 | -60.6971 | -256.8705 | 650.7118 | -1694.4717 | -10270.0771 | 3870.1897 | 1598.6978 | -84.6008 | 2352.6204 | -36.1099 | 2132.8801 | -261.2374 | 1103.2334 | -387.8188 | -127.3702 | 209.9989 | -201.1257 | -127.4143 | -334.9928 | -810.739 | 15.6054 | -72.3669 | 2313.0544 | -1493.8026 | -1214.3029 | -660.3865 | -114.0113 | 825.0759 | 707.8541 | 6.5309 | -1154.1514 | 173.1158 | 1.6655 | -24.8026 | -998.7991 | 0.99934 | 107.0856 | 185.3403 | -2750.968 | 1.0001 | 2131.0366 | 840.9775 | 3116.2451 | -2.2805 | -275.4571 | 1194.4486 | -4197.0146 | 510.6465 | 316.152 | -4356.6226 | 1367.6663 | 2056.8628 | 210.1043 | 129.6264
2030-04-08 | 7 | -17.3748 | 930.1321 | -67.8236 | -269.1317 | 1075.7319 | -1939.0522 | -12035.6543 | 4638.9819 | 246.1188 | -214.7807 | 2669.3401 | 194.9999 | 2151.5168 | -26.2014 | 1151.9784 | -259.1675 | -530.9825 | 209.9989 | -237.5442 | 14.1398 | -834.9323 | -1033.1295 | 78.2558 | -43.277 | 2424.5161 | -1473.7073 | -1507.218 | -730.8256 | -109.9858 | 910.3326 | 657.757 | -122.5362 | -1294.6024 | -102.9282 | 0.65097 | -697.9879 | -2313.0652 | 1.0006 | 266.0482 | 134.3406 | -2387.1604 | 359.0832 | 2048.9216 | 1029.9348 | 3139.7512 | -2.4785 | -276.7032 | 1348.9293 | -4559.8267 | 636.2229 | 362.0638 | -5270.6992 | 323.368 | 4370.4805 | 210.1042 | 190.3604
2030-04-08 | 8 | 14.9011 | 990.0877 | -58.8023 | -433.3618 | 1012.5206 | -1834.677 | -12921.7217 | 4799.5283 | -659.8135 | -89.52 | 3570.4407 | 155.3358 | 2129.0481 | 387.532 | 1945.0122 | 144.1299 | -859.1364 | 209.9989 | -272.9798 | -61.0002 | -707.7742 | -1541.0194 | 50.9504 | 2.8741 | 2417.5322 | -1544.0081 | -1362.8821 | -777.0848 | -107.2205 | 969.0676 | 938.4674 | -2007.0613 | -1237.583 | -609.4765 | 0.79261 | -1529.8984 | -3586.7698 | 1.0025 | 23.8114 | 91.4722 | -2481.2839 | 150.2283 | 3709.5376 | 1221.116 | 4404.0762 | -3.2721 | -275.6232 | 2918.627 | -2516.0376 | 629.7537 | 679.2874 | -4248.8696 | -151.9685 | 4862.6641 | 210.1043 | 94.0307
2030-04-08 | 9 | 13.6259 | 874.0829 | -42.5512 | -448.1086 | 392.2156 | -1651.5487 | -12207.8164 | 3677.8174 | -32.5447 | -135.3141 | 3892.6328 | 176.5533 | 2128.4485 | 482.3839 | 2233.2932 | 98.2166 | -706.8361 | 209.9989 | -265.9641 | 125.5444 | -881.61 | -1870.7474 | 71.1165 | -14.4866 | 2120.0872 | -1588.3949 | -1170.6582 | -745.4257 | -89.6056 | 856.7904 | 1104.8092 | -1693.4852 | -1067.0681 | -468.3103 | 2.7852 | -993.8167 | -2805.4934 | 1.002 | 24.1327 | 449.5809 | -2502.7764 | 176.4353 | 3828.0012 | 1229.137 | 4510.8677 | -2.7904 | -272.1449 | 2577.7134 | -2468.8755 | 942.8178 | 1922.4921 | -3315.0984 | 0.9992 | 6245.1733 | 210.1043 | 62.5256
2030-04-08 | 10 | 25.1692 | 330.3054 | -30.4694 | -291.2272 | 1.0009 | -1120.6906 | -10819.6846 | 2655.6062 | -48.6727 | -353.4327 | 3914.9478 | 195.0013 | 2123.8416 | 434.1959 | 2198.468 | 584.8965 | -577.4059 | 209.9989 | -187.9845 | 226.5924 | -893.8578 | -1031.6798 | 44.3961 | 2.4005 | 1483.473 | -683.639 | -1183.9226 | -558.7462 | -81.6802 | 695.2654 | 1027.8022 | -2417.2607 | -1248.9436 | -512.3166 | 3.354 | -1421.5812 | -3377.8848 | 168.2236 | 180.5275 | 449.5674 | -2218.1482 | 116.1794 | 4014.5476 | 1213.861 | 4826.564 | -2.7504 | -272.2263 | 1927.9651 | -2789.7563 | 859.789 | 1404.2437 | -2993.3442 | 1.0273 | 5697.7256 | 210.1043 | 58.7425
2030-04-08 | 11 | 20.3069 | 463.1758 | -26.8258 | -288.45 | -33.6437 | -928.4352 | -9481.1709 | 2309.241 | -199.932 | -357.0872 | 4011.4365 | 195.0007 | 2117.5642 | 463.7821 | 2207.6538 | 1393.002 | -3.382 | 209.9989 | -155.0627 | 210.6176 | -862.382 | -693.5643 | 15.3549 | -28.1026 | 1330.1715 | -716.1458 | -1167.1572 | -484.1925 | -86.6292 | 613.4578 | 917.7417 | -2189.1072 | -1294.4711 | -210.8116 | 3.2145 | -276.4029 | -2656.3438 | 1.0032 | 146.8148 | 449.608 | -2009.3073 | 38.0195 | 3780.8083 | 1239.3184 | 4787.0054 | -132.9788 | -272.2422 | 2343.8806 | -1751.3711 | 831.7692 | 582.5588 | -2139.6777 | 1.0076 | 5687.4565 | 210.1043 | -15.5708
2030-04-08 | 12 | -0.10976 | 575.5714 | -35.2106 | -365.8443 | -636.7985 | -821.7579 | -6753.1177 | 642.953 | -148.5699 | -386.7184 | 3937.6152 | 90.523 | 2113.6516 | 501.2305 | 2291.1846 | 1331.7883 | 314.4293 | 209.9989 | -184.5153 | 181.9697 | -1196.7452 | -434.0941 | -43.4241 | -47.2261 | 1150.449 | -1254.5198 | -1097.495 | -473.2584 | -90.7552 | 387.2091 | 1188.7666 | -0.48919 | -978.7637 | 216.1506 | 5.6844 | 695.8967 | -290.5294 | -1.0087 | 127.7876 | 449.4826 | -1354.4286 | -3.0532 | 3731.3884 | 1219.4961 | 4821.8779 | -272.7689 | -367.9232 | 2603.2651 | -990.5376 | 746.3601 | 233.9965 | -1267.1206 | -100.9642 | 6701.4551 | 210.1043 | -144.8761
2030-04-08 | 13 | -5.3436 | 665.1168 | -37.5585 | -366.96 | -962.2222 | -879.5138 | -6051.752 | 172.0649 | -196.2942 | -376.8555 | 4028.2405 | 32.8652 | 2111.6897 | 535.016 | 2328.4397 | 1132.6027 | 323.8312 | 209.9989 | -339.6521 | 292.6977 | -1156.2306 | -465.3638 | -42.8023 | -42.8405 | 2329.6038 | -1489.7297 | -1311.7703 | -487.1228 | -92.1795 | 394.8082 | 1420.6536 | 1.5373 | -906.0184 | 230.4219 | 5.0658 | 1157.946 | -280.4142 | -333.7848 | 0.99899 | 449.6418 | -1148.0692 | 71.1725 | 3343.3765 | 1224.0059 | 4313.0659 | -272.3132 | -687.0706 | 3383.6709 | -43.1274 | 597.0696 | 75.3105 | -1082.2233 | -370.6289 | 6962.6978 | 210.1042 | -164.0739
2030-04-08 | 14 | -4.0381 | 794.7944 | -37.2338 | -352.2639 | -1487.6368 | -811.803 | -4431.5503 | -2.711 | -46.3589 | -393.6635 | 4049.7419 | -24.4908 | 2108.1201 | 544.6844 | 2356.0208 | 1109.3202 | 345.3954 | 209.9989 | -407.3135 | 542.3105 | -1107.7106 | -417.1648 | -9.5438 | -31.9948 | 2755.5801 | -1359.5686 | -1248.0128 | -440.7389 | -91.8139 | 395.9713 | 1244.9883 | 2.1298 | -1043.4995 | 267.296 | 5.3854 | 1226.6317 | 250.963 | -303.9856 | 0.99366 | 449.6866 | -1012.0245 | 178.1263 | 3305.729 | 1224.2365 | 4306.3682 | -272.4691 | -513.3679 | 4031.8931 | 445.1461 | 410.9585 | -70.0404 | -761.8718 | -138.4884 | 4642.2061 | 210.1043 | -150.4479
2030-04-08 | 15 | -11.8384 | 364.3321 | -38.9201 | -319.982 | -1755.3616 | -387.5628 | -1433.568 | -1142.1831 | 1.0006 | -347.0739 | 3966.4768 | 195.0007 | 1678.1299 | 554.0521 | 2318.8899 | 1196.6252 | 458.8966 | 209.9989 | -388.3004 | 914.6258 | -1316.1488 | -943.2249 | 7.1778 | -19.9739 | 2295.5996 | -1111.4572 | -2129.4392 | -261.1145 | -72.4086 | 238.2933 | 850.0927 | 688.9997 | -1567.8921 | 591.597 | 4.8476 | 872.8806 | 1182.2185 | -206.5429 | 0.99955 | 449.6817 | -1227.7672 | 199.2269 | 3704.9099 | 1195.0195 | 4709.5166 | -272.5111 | -831.6008 | 4540.0605 | 1682.7087 | 696.0488 | 608.6964 | 23.7582 | -322.4016 | 2575.8232 | 210.1042 | -193.3114
2030-04-08 | 16 | -7.5613 | 589.5479 | -38.6652 | -330.449 | -1888.7225 | -414.2599 | 626.149 | -1156.072 | 131.8586 | -343.3466 | 3914.4629 | 194.9996 | 1177.9467 | 576.4603 | 2338.8916 | 1276.5892 | 367.6829 | 209.9989 | -485.3633 | 875.9839 | -1555.8909 | -1781.6279 | -85.6257 | -11.8129 | 2718.6665 | -1076.5658 | -2113.2632 | -260.6466 | -84.5963 | 64.9128 | 719.4066 | 679.4133 | -1514.1007 | 385.0637 | 4.3661 | 1166.2819 | 1399.6469 | 79.4911 | 0.99929 | 392.6661 | -1161.1132 | -68.7946 | 4081.1787 | 1226.1185 | 4950.9111 | -181.0937 | -277.0439 | 4773.6079 | 2127.1072 | 700.0928 | 533.1843 | 602.0228 | -310.9076 | 1513.6879 | 210.1043 | -240.7113
2030-04-08 | 17 | -10.1689 | 613.0959 | -41.7002 | -341.6494 | -1927.295 | -480.1567 | 1039.3889 | -1259.8412 | 1.0038 | -345.5985 | 3879.4207 | 195.0007 | 1176.6179 | 595.2509 | 2358.4214 | 1240.2302 | 385.1376 | 209.9989 | -610.262 | 879.3624 | -1395.7717 | -1631.9727 | -103.9852 | -3.656 | 3384.5139 | -1163.0342 | -2416.7034 | -272.5646 | -84.4978 | 43.8868 | 794.9581 | 796.9658 | -1417.6713 | 433.6336 | 4.3713 | 1329.8246 | 1970.6282 | 38.7997 | 0.99755 | 350.7555 | -1433.5604 | -132.4104 | 4040.9021 | 1235.5555 | 4875.8345 | -115.7565 | -277.0312 | 5131.9858 | 2180.8708 | 558.6838 | -85.7447 | -97.7543 | -617.5461 | 2042.3091 | 210.1043 | -227.892
2030-04-08 | 18 | -10.6924 | 628.5213 | -43.7527 | -352.6711 | -1923.9869 | -516.5473 | 759.2249 | -1204.5261 | 0.99925 | -346.2163 | 3854.0142 | 195.0019 | 1228.9135 | 560.6227 | 2330.2322 | 1365.2892 | 441.6155 | 209.9989 | -734.4279 | 898.3104 | -1459.4556 | -1686.7339 | -95.7757 | 9.7899 | 3940.6018 | -1169.8853 | -2562.1619 | -294.7615 | -83.5046 | 62.1441 | 807.8681 | 691.8764 | -1357.6219 | 370.7005 | 4.8696 | 1390.0997 | 2265.9961 | 1.0017 | 0.99988 | 292.493 | -1487.0001 | -65.123 | 4120.8501 | 1261.3687 | 4936.5098 | -115.3314 | -276.9028 | 5330.0708 | 2005.0702 | 537.0645 | -474.3968 | -83.1205 | -736.9477 | 1640.6653 | 0.10427 | -242.0917
2030-04-08 | 19 | -11.0479 | 622.3469 | -45.5273 | -353.9573 | -1927.5504 | -536.8735 | 424.0684 | -1059.4573 | 246.0415 | -351.8571 | 3829.5967 | 161.5512 | 1306.6134 | 551.1006 | 2328.5393 | 1670.7393 | 439.2005 | 209.9989 | -710.3451 | 809.4348 | -1507.8834 | -1786.8984 | -91.6256 | -3.0355 | 3833.5349 | -1191.8014 | -2558.4688 | -311.3756 | -84.7402 | 107.9765 | 831.0457 | 579.2513 | -1321.6715 | 343.9945 | 4.5366 | 1555.1711 | 2314.1565 | 1.001 | 0.99943 | 139.3637 | -1412.4087 | -26.0459 | 4135.7822 | 1268.4835 | 4966.1333 | -162.9372 | -276.7966 | 5459.6479 | 1838.1952 | 444.7574 | -529.8697 | -88.2103 | -407.6212 | 1655.4509 | 0.10427 | -224.4804
2030-04-08 | 20 | -21.7162 | 784.0309 | -52.7194 | -431.7903 | -1928.1808 | -624.3828 | 526.0747 | -1087.4557 | 302.6424 | -361.4787 | 3831.6387 | 103.9025 | 1032.1036 | 561.8973 | 2346.1968 | 1553.2753 | 469.8919 | 209.9989 | -711.3472 | 676.3048 | -1697.564 | -1934.5027 | -142.5296 | -10.9824 | 3673.3804 | -1534.5153 | -2176.8804 | -377.503 | -92.2271 | 51.3712 | 1049.9386 | 1747.5146 | -985.5565 | 517.5325 | 4.7998 | 1819.9646 | 4170.3848 | -193.4442 | -261.9066 | -2.606 | -1565.7762 | -241.4932 | 3698.9277 | 1155.8318 | 4328.2007 | -276.6752 | -1025.2534 | 6246.6782 | 2458.2585 | 719.0126 | -109.8466 | -516.1809 | -646.9986 | 3062.2561 | 0.10427 | -217.4175
2030-04-08 | 21 | -28.1156 | 637.7045 | -54.2951 | -407.791 | -1889.2867 | -542.301 | 1562.6096 | -929.6746 | 128.4154 | -358.2224 | 3826.7761 | 126.2853 | 1600.6346 | 540.0212 | 2315.5063 | 1763.7396 | 490.933 | 209.9989 | -728.421 | 837.5276 | -1631.5929 | -2135.5366 | -136.6616 | -0.45202 | 3865.6304 | -1382.4901 | -2673.4646 | -294.1545 | -91.9778 | 41.0692 | 1016.6438 | 808.7437 | -1164.8246 | 523.4274 | 4.403 | 1629.7584 | 3826.6758 | -90.8199 | -2.0327 | 1.0008 | -1543.964 | -237.2366 | 3947.209 | 1187.1514 | 4761.8574 | -269.6167 | -674.5028 | 5082.6821 | 1268.2991 | 516.4834 | -83.1383 | -432.3532 | -210.0028 | 2719.2954 | 0.10427 | -126.0001
2030-04-08 | 22 | -15.823 | 595.9983 | -50.3617 | -396.5117 | -1894.1887 | -514.6745 | 1897.689 | -1302.2013 | 1.0034 | -343.5741 | 3800.5093 | 192.457 | 1481.0039 | 486.384 | 2258.6658 | 1720.3779 | 445.7216 | 209.9989 | -757.8014 | 969.2169 | -1630.5288 | -1817.9802 | -133.8676 | 18.7644 | 3887.7595 | -1248.0021 | -2753.9053 | -295.9596 | -85.3813 | -18.126 | 1027.0337 | 661.379 | -1296.4275 | 455.6278 | 4.3827 | 1312.635 | 3703.6511 | -78.1581 | 1.0007 | 112.5118 | -1371.5178 | -214.7346 | 3938.1929 | 1189.897 | 4833.0186 | -274.2536 | -276.874 | 5373.2197 | 1458.7546 | 540.6135 | -754.7726 | 198.8994 | -510.6534 | 2719.9465 | 0.10427 | -201.1308
2030-04-08 | 23 | -19.9455 | 325.105 | -47.0042 | -389.0932 | -1911.7843 | -330.4073 | 1218.5004 | -1423.1877 | 306.0166 | -346.3738 | 3772.8101 | 175.8849 | 1553.7316 | 462.8251 | 2240.9175 | 1217.4259 | 469.1513 | 209.9989 | -478.1375 | 1157.1335 | -1430.7775 | -1793.9021 | -23.0296 | -15.447 | 2386.3164 | -1221.3718 | -2966.7622 | -246.2939 | -70.2485 | 126.4459 | 808.8936 | 761.314 | -1451.9504 | 673.2725 | 3.5293 | 1456.7889 | 4072.21 | -319.1317 | 1.0011 | 423.4654 | -1627.6101 | 193.2349 | 3305.3894 | 1178.7787 | 4333.79 | -285.2195 | -321.2903 | 5446.2241 | 1464.6256 | 902.2043 | -335.1581 | 515.2319 | -328.9034 | 3178.9714 | 210.1043 | -274.3218
2030-04-08 | 24 | -17.9199 | 421.8342 | -41.8503 | -408.475 | -1915.7528 | -398.0946 | -276.9075 | -1745.3143 | 1017.4076 | -344.5766 | 3735.8975 | 162.5977 | 1623.1543 | 335.2214 | 2180.1118 | 1371.996 | 572.4096 | 209.9989 | -390.8271 | 899.0722 | -1440.6008 | -2182.3843 | -17.482 | -39.6264 | 1618.417 | -1236.4319 | -2673.1462 | -284.6447 | -68.096 | 152.4074 | 1126.5073 | 826.2541 | -1235.8663 | 584.9258 | 4.4045 | 2023.0073 | 4678.2563 | -0.63565 | 0.99943 | 247.0359 | -1843.1664 | 292.9161 | 2694.1909 | 1190.3088 | 3847.4524 | -295.5109 | -271.9326 | 5086.5684 | 1206.447 | 1001.5819 | -693.4373 | 474.0282 | -5.8081 | 4066.1934 | 210.1043 | -369.0707
2030-04-09 | 1 | -12.9349 | 611.116 | -39.4828 | -436.5005 | -1937.6228 | -651.1564 | -2501.3672 | -1096.4594 | 2013.6122 | -359.0159 | 3740.3796 | 195.0004 | 1700.4622 | 314.0552 | 2190.2058 | 2100.1472 | 512.2438 | 209.9989 | -379.4405 | 691.2325 | -1125.7538 | -2200.261 | -62.3589 | -40.3244 | 1731.256 | -1356.4379 | -2002.2443 | -381.6312 | -70.5208 | 174.315 | 1106.947 | 3.3222 | -947.5781 | 340.1598 | 4.289 | 1403.1671 | 4612.5024 | -376.2024 | 0.99957 | 103.3345 | -1908.9362 | 62.0658 | 2338.7778 | 1229.8451 | 3573.811 | -302.2745 | -275.8582 | 5327.7554 | 1573.886 | 901.4021 | -1027.1553 | 172.0636 | 195.8022 | 5884.4854 | 210.1042 | -280.2882
2030-04-09 | 2 | -13.4531 | 1083.0654 | -38.4968 | -471.2466 | -825.0181 | -1008.3679 | -5700.9053 | 1060.0919 | 2119.0796 | -358.927 | 3694.8323 | 189.6594 | 1719.7334 | 0.99903 | 2204.4724 | 2438.5615 | 422.9654 | 209.9989 | -294.7733 | 198.8291 | -797.2754 | -3426.9331 | -168.9159 | -26.8622 | 1109.72 | -1515.9712 | -1467.8262 | -515.6415 | -100.9733 | 219.9858 | 1713.9393 | -642.0984 | -527.9816 | 207.4096 | 4.7085 | 970.583 | 4008.5667 | -90.7154 | 85.821 | 1.0014 | -2380.4751 | -488.6062 | 2352.6868 | 1246.3406 | 3445.1638 | 1.0067 | -275.0067 | 5249.9287 | 1659.7445 | 1042.5178 | -1044.0773 | -397.7428 | 491.8956 | 5034.4219 | 210.1042 | -262.8669
2030-04-09 | 3 | -0.35793 | 2129.6438 | -42.6312 | -546.878 | -29.5466 | -1991.1819 | -9592.3662 | 3141.4983 | 2090.3677 | -316.7208 | 3466.0229 | -61.0363 | 2025.969 | -14.8439 | 2206.7451 | 2087.9961 | -68.0174 | 209.9989 | -200.8335 | 42.6346 | -465.5611 | -3645.1516 | -189.5184 | -56.5591 | 1070.1434 | -1995.9001 | -1382.1951 | -920.8315 | -143.8752 | 344.2523 | 1941.7615 | -3080.7925 | -199.6465 | -366.5554 | 2.3353 | 1381.7739 | 1106.6742 | 1.0009 | 213.5011 | 5.4249 | -2226.9985 | -371.3367 | 1827.9354 | 802.8821 | 3112.2542 | -2.0788 | -275.9194 | 2153.5774 | -2063.1548 | 443.4709 | -1072.9974 | -2048.0906 | 1772.2191 | 4598.731 | 210.1043 | 7.3645
2030-04-09 | 4 | -1.1428 | 2383.1733 | -43.6253 | -535.1018 | 265.6496 | -2174.8447 | -10573.8008 | 3740.4749 | 2118.0217 | -375.0413 | 3432.8496 | -33.2005 | 2024.0471 | -167.7977 | 1999.2375 | 1578.9313 | 25.2241 | 209.9989 | -179.8548 | -79.2839 | -442.5237 | -4270.7573 | -225.0125 | -79.8295 | 1094.4004 | -2156.894 | -1740.0823 | -979.9471 | -156.4921 | 338.1447 | 1745.4973 | -1952.3234 | -318.9675 | -394.6221 | 0.55769 | 1487.875 | -1732.0975 | 46.1294 | 0.9613 | 316.777 | -2207.3904 | -448.3161 | 1651.3324 | 838.3377 | 2722.0105 | -2.8831 | -278.1424 | 1424.8384 | -2860.2678 | 296.9108 | -1277.2438 | -2448.4385 | 1948.7163 | 2870.6038 | 210.1042 | 40.7607
2030-04-09 | 5 | -8.4938 | 2262.5872 | -46.6323 | -525.9609 | 440.8639 | -2156.5344 | -10929.4043 | 4036.4026 | 2020.2941 | -372.232 | 3444.4529 | -47.9637 | 1702.9924 | -256.4824 | 1969.4924 | 1288.1997 | 133.9897 | 209.9989 | -162.9415 | 34.6726 | -695.0397 | -4577.2397 | -172.9356 | -90.2407 | 1006.6829 | -2269.8735 | -2054.9351 | -971.2987 | -154.0783 | 402.7801 | 1742.618 | -1325.9443 | -318.4876 | -232.8164 | 0.54369 | 1627.0901 | -869.465 | 1.0009 | 1.0021 | 392.2736 | -2300.2954 | -282.3432 | 1618.9232 | 699.6428 | 2669.7271 | -2.1467 | -275.3043 | 2256.9834 | -2278.0598 | 521.5529 | -594.6617 | -3021.5955 | 1640.7053 | 2156.7361 | 210.1042 | -0.97661
2030-04-09 | 6 | -18.2281 | 2186.7268 | -58.8084 | -461.6593 | 764.5748 | -2358.24 | -12154.0352 | 4710.6011 | 1849.8378 | -353.1368 | 3663.3999 | 75.7518 | 1842.5513 | -166.5122 | 1758.2471 | 1220.744 | 149.9018 | 209.9989 | -170.6375 | -183.546 | -980.1014 | -5431.6304 | -90.9436 | -92.5235 | 1008.6799 | -2314.5613 | -2187.3428 | -1005.5382 | -148.7867 | 621.977 | 1908.9342 | -668.7551 | -194.6221 | -236.3182 | 0.51815 | 1657.7434 | -1018.4183 | 1.0014 | 70.6077 | 0.99954 | -2536.0623 | -68.4909 | 1692.8549 | 994.4757 | 2816.8887 | -2.0881 | -273.5643 | 3136.2529 | -1395.1743 | 747.4612 | 407.2062 | -3879.4302 | 1006.3323 | 2236.5132 | 210.1042 | -3.6502
2030-04-09 | 7 | -25.7155 | 1926.9733 | -69.204 | -523.6404 | 827.4946 | -2176.4209 | -12318.0371 | 4662.5576 | 397.1165 | -353.4657 | 3796.6211 | 116.3484 | 1722.2428 | -17.3607 | 1905.2872 | 849.2269 | 116.4475 | 209.9989 | -176.8332 | -373.1353 | -1024.1281 | -5787.5278 | -169.2233 | -87.6105 | 981.3566 | -2673.6111 | -1797.85 | -1001.3443 | -141.7519 | 595.1053 | 2322.6809 | -4.9425 | 108.7614 | -215.6176 | 0.53948 | 1532.9961 | -496.4969 | 1.0016 | 1.0052 | 0.99998 | -2466.9529 | -408.5629 | 2865.4543 | 1201.8152 | 3783.9954 | -2.6354 | -271.6588 | 3711.8223 | -229.8654 | 520.3074 | 0.99875 | -3512.8589 | 322.1713 | 3384.8123 | 210.1043 | -25.209
2030-04-09 | 8 | -16.3065 | 1700.9235 | -56.1112 | -499.0321 | 899.3855 | -2101.8645 | -13090.9893 | 4877.4517 | -3.1301 | -347.9057 | 3842.9353 | 178.1423 | 2051.0088 | 46.7797 | 2019.0746 | 568.7142 | 41.6547 | 209.9989 | -179.9464 | 85.4029 | -1236.2373 | -5517.1592 | -69.4912 | -67.2237 | 851.5964 | -2527.3835 | -1954.6921 | -985.7924 | -132.5896 | 672.5839 | 2436.2896 | 1.0081 | 63.5899 | -348.6401 | 0.53803 | 999.2851 | -1273.3741 | -294.0888 | 1.0026 | 449.5912 | -2061.9546 | -89.9715 | 3306.822 | 1232.2471 | 4256.1919 | -181.898 | -271.8147 | 3282.3665 | -783.933 | 849.3514 | 1238.1885 | -3575.2075 | 0.98317 | 4936.687 | 210.1042 | -13.1709
2030-04-09 | 9 | -15.619 | 1515.1709 | -59.2654 | -596.7286 | 510.242 | -1836.2622 | -12959.877 | 4169.2803 | -3.1006 | -340.0883 | 3827.3386 | 195.0002 | 2098.0781 | 39.9172 | 2013.1561 | 545.2349 | -29.5573 | 209.9989 | -175.2892 | 196.9884 | -1256.9427 | -5430.8174 | -67.5318 | -62.8644 | 780.7167 | -2432.281 | -1961.1438 | -938.7786 | -120.5293 | 609.8775 | 2452.5979 | 1.004 | 37.3658 | -252.7451 | 0.5328 | 924.4362 | -95.2007 | 1.0023 | 249.4785 | 449.3442 | -1997.2864 | -109.2213 | 3555.0972 | 1230.5128 | 4527.0928 | -2.7702 | -271.825 | 3112.5276 | -839.0931 | 855.917 | 857.2811 | -2880.1511 | 0.063712 | 3954.3779 | 210.1042 | -26.3192
2030-04-09 | 10 | -20.5002 | 1323.2471 | -47.7878 | -476.8859 | 439.177 | -1737.9036 | -13004.0879 | 4022.2048 | -184.8489 | -338.2645 | 3847.7883 | 195.001 | 2105.9446 | 35.5795 | 2011.9769 | 327.5558 | 0.9998 | 209.9989 | -174.4138 | 254.8208 | -1198.6648 | -5297.7109 | -51.9118 | -58.5406 | 717.6743 | -2197.9543 | -1964.1097 | -891.5225 | -116.9068 | 610.0302 | 2510.7693 | 3.5299 | 49.3151 | -148.0551 | 0.5337 | 900.1671 | -45.9415 | 1.0034 | 365.5659 | 449.4417 | -2009.0668 | -70.597 | 3516.043 | 1190.3466 | 4646.7212 | -2.6498 | -272.1501 | 3036.4363 | -818.8004 | 906.3769 | 933.9981 | -2901.6523 | -154.1132 | 3441.5195 | 210.1043 | -60.7837
2030-04-09 | 11 | -20.5032 | 1525.2141 | -47.7245 | -371.0206 | 539.4749 | -1902.1403 | -13438.5566 | 4183.209 | -283.3317 | -334.5682 | 3850.8135 | 195.0011 | 2108.2593 | 13.4121 | 2010.115 | -17.3045 | 41.779 | 209.9989 | -170.7393 | 274.4973 | -1198.6156 | -5125.1548 | -48.5472 | -62.3372 | 755.6832 | -2084.7297 | -1787.4562 | -916.2337 | -125.5272 | 566.0485 | 2592.5332 | 1.0077 | 75.7618 | -209.8023 | 0.5356 | 995.4044 | -940.3627 | 1.0005 | 242.3107 | 449.3427 | -1807.8101 | -2.9147 | 3458.7905 | 1186.0964 | 4446.9707 | -2.5654 | -271.8129 | 3594.949 | 349.6343 | 627.7307 | 601.3142 | -3012.9961 | 386.4898 | 2655.4868 | 210.1043 | 16.2554
2030-04-09 | 12 | -18.9087 | 1792.0343 | -43.7372 | -371.5869 | 504.8761 | -2011.7354 | -13546.8018 | 4119.1226 | -332.4086 | -351.8557 | 3820.3364 | 148.6748 | 1836.5669 | 1.918 | 2005.8309 | 200.0026 | 133.4886 | 209.9989 | -174.5451 | 340.0201 | -1235.2866 | -5244.7158 | -60.0144 | -68.5722 | 782.088 | -2240.3828 | -1857.29 | -951.8654 | -132.5566 | 478.4672 | 2503.8301 | 1.0023 | 51.8124 | -234.0509 | 0.56477 | 1088.4729 | -1522.1248 | 395.4885 | 344.6837 | 449.4202 | -1761.2345 | -2.9756 | 2647.1284 | 817.7586 | 3807.0857 | -2.2192 | -271.8682 | 2217.1775 | -642.6245 | 634.7715 | 64.9043 | -2703.1113 | 545.5727 | 1942.9591 | 210.1043 | 62.0871
2030-04-09 | 13 | -20.2968 | 1297.8093 | -42.0183 | -365.9595 | 400.8466 | -1759.3483 | -13354.6416 | 3898.2302 | -553.945 | -336.447 | 3840.4966 | 187.3802 | 1875.8519 | 70.0627 | 2028.0701 | 193.665 | 43.936 | 209.9989 | -180.9638 | 280.2994 | -1152.8748 | -5466.5776 | -41.4154 | -56.0195 | 741.2164 | -1992.386 | -1893.0382 | -882.4111 | -114.9332 | 594.4316 | 2596.2791 | 2.7337 | 76.6797 | -178.6845 | 0.51821 | 967.3607 | -730.0751 | 160.7957 | 281.0685 | 449.5202 | -1969.1847 | -63.9211 | 3332.5862 | 868.1351 | 4363.6328 | -2.3691 | -272.2354 | 2149.5933 | -1486.2682 | 961.9442 | 673.5029 | -2868.5029 | -582.3035 | 3592.2336 | 210.1042 | -93.6283
2030-04-09 | 14 | -23.9105 | 1606.3179 | -53.2846 | -553.0381 | 71.9067 | -1851.9902 | -12272.6387 | 3270.1611 | -203.3569 | -336.979 | 3833.4055 | 195.0012 | 1851.5889 | 77.0385 | 2024.6948 | 467.3945 | -36.3405 | 209.9989 | -189.0651 | 469.1759 | -1270.4016 | -5186.145 | -24.3436 | -37.3633 | 612.2578 | -2632.6931 | -2252.5806 | -945.5274 | -106.2592 | 507.8832 | 2549.7847 | 3.1054 | -11.7538 | -122.0885 | 0.57278 | 674.3893 | -162.5206 | 208.7892 | 348.7801 | 449.4729 | -1919.3857 | -39.1421 | 3267.0793 | 842.8472 | 4358.7207 | -2.2783 | -272.0654 | 2397.5642 | -1205.4789 | 994.7661 | 737.8622 | -2202.8342 | -288.4339 | 5476.1313 | 210.1043 | -113.6314
2030-04-09 | 15 | -31.2657 | 1238.9702 | -58.011 | -603.7596 | -75.193 | -1661.9364 | -11494.5566 | 2704.2615 | -383.722 | -331.9763 | 3811.9944 | 194.9997 | 1882.4218 | 143.3148 | 2045.4833 | 279.2456 | -111.489 | 209.9989 | -195.0716 | 537.2592 | -1279.0068 | -5152.21 | -10.4437 | -22.3711 | 665.8529 | -2639.6025 | -2311.1482 | -890.3738 | -87.9477 | 511.8812 | 2530.2861 | 2.9357 | -20.712 | 65.0018 | 0.65202 | 574.7234 | 871.0016 | 1.0012 | 302.466 | 449.4089 | -1942.5184 | -3.1165 | 3082.8467 | 859.0828 | 4362.6177 | -220.6971 | -271.9017 | 2842.0686 | -623.6395 | 1043.4667 | 1158.6206 | -2288.8127 | -445.3388 | 7798.1064 | 210.1043 | -81.6239
2030-04-09 | 16 | -48.0814 | 778.9473 | -64.4284 | -630.3643 | -221.2981 | -1392.3395 | -10654.5596 | 2171.4019 | -761.5024 | -337.6249 | 3437.4658 | 193.5403 | 2043.4524 | 157.9593 | 2056.8733 | 191.7084 | -56.7211 | 209.9989 | -179.6215 | 604.7739 | -1289.9449 | -5121.0786 | 31.8642 | -15.1076 | 510.8119 | -2779.1396 | -2429.3076 | -802.7471 | -69.3552 | 567.8336 | 2575.4033 | 1412.793 | -15.6914 | 411.4824 | 0.6904 | 471.5995 | 2785.936 | 315.4346 | 323.1127 | 449.2865 | -2091.217 | 8.6952 | 2921.353 | 837.3434 | 4100.0142 | -38.8514 | -271.9435 | 2010.213 | -1785.0988 | 1272.8146 | 1589.8998 | -2329.9871 | -1155.3309 | 8410.6465 | 210.1042 | -130.1456
2030-04-09 | 17 | -48.213 | 1221.0311 | -62.9766 | -604.7014 | 0.99342 | -1478.7787 | -10724.1719 | 2619.2754 | -1107.9205 | -346.8094 | 3752.4001 | 194.9999 | 1618.8004 | 207.3887 | 2092.7805 | -392.6611 | -186.0305 | 209.9989 | -180.4514 | 551.868 | -1329.1731 | -5246.8994 | 2.7453 | -16.1614 | 547.5774 | -2799.4297 | -2365.5537 | -814.7318 | -83.6074 | 548.538 | 2617.8245 | 1910.0751 | 2.3909 | 420.8497 | 0.5982 | 447.4804 | 2705.0356 | 1.0017 | 456.7589 | 449.379 | -2009.4946 | -3.017 | 3193.3232 | 827.6834 | 4393.8584 | -2.5312 | -272.0442 | 2320.936 | -2112.8877 | 1213.7583 | 1606.0647 | -2399.4312 | -1169.7332 | 6849.1201 | 210.1043 | -122.2548
2030-04-09 | 18 | -50.695 | 550.4674 | -63.7762 | -717.3243 | -242.2134 | -1038.0703 | -9967.0635 | 2026.2422 | -1153.3251 | -348.5582 | 3792.125 | 195.0011 | 2074.301 | 384.2202 | 2179.3516 | -891.9668 | -366.9229 | 209.9989 | -181.3854 | 434.6829 | -1276.5045 | -5413.3823 | 16.7759 | -7.8571 | 538.6558 | -2672.1714 | -2162.6631 | -703.3468 | -61.2525 | 642.8414 | 2354.1838 | 3303.8774 | 51.7137 | 595.9243 | 0.69054 | 277.1777 | 4327.5029 | -3.8501 | 0.99811 | 432.667 | -2191.4595 | 0.99765 | 4217.2246 | 1218.0018 | 4899.4009 | -3.3799 | -271.9354 | 2882.042 | -1357.6262 | 1210.1146 | 1971.8054 | -2286.9321 | -1494.1326 | 8696.9648 | 210.1042 | -177.14
2030-04-09 | 19 | -45.5425 | 275.5512 | -61.9741 | -757.4573 | -777.5446 | -727.0197 | -7789.2764 | 749.5443 | -638.9505 | -353.3281 | 3819.8179 | 195.0004 | 1284.6595 | 454.4319 | 2238.3647 | -1104.7019 | -482.4001 | 209.9989 | -170.2347 | 624.7397 | -1547.181 | -5656.2114 | -10.8269 | -7.6212 | 344.8676 | -2373.207 | -2561.7883 | -602.1834 | -51.6439 | 439.7355 | 1925.3779 | 3388.0571 | -240.3058 | 665.0786 | 1.1694 | 221.8427 | 5234.8755 | 51.7838 | 88.0193 | 450.0086 | -2251.8176 | -47.6275 | 4173.4297 | 1267.0312 | 4779.6411 | 134.7966 | -271.8636 | 4129.5166 | -112.9394 | 1293.1495 | 1740.6459 | -1218.8624 | -1490.6569 | 9536.7109 | 0.10427 | -240.9566
2030-04-09 | 20 | -45.612 | 162.3349 | -62.2015 | -738.619 | -974.7142 | -615.2126 | -6864.9868 | 239.9645 | -347.2108 | -348.9803 | 3815.9231 | 194.9999 | 1396.8517 | 453.9481 | 2232.98 | -650.2462 | -253.73 | 209.9989 | -170.5862 | 684.184 | -1604.4568 | -5632.8247 | -43.962 | -15.4529 | 318.4733 | -2283.7415 | -2595.4666 | -568.4536 | -50.2745 | 321.722 | 1789.8073 | 3400.6775 | -262.7953 | 703.4435 | 1.4182 | 270.9474 | 5391.269 | 1.0002 | 22.0392 | 450.3545 | -2311.5579 | -184.6094 | 4239.8018 | 1231.7452 | 4862.6094 | 1.0151 | -271.9764 | 4466.4824 | 299.437 | 1186.8892 | 1400.4952 | -856.0382 | -1186.7186 | 9928.9385 | 0.10427 | -239.0448
2030-04-09 | 21 | -48.6658 | 129.5994 | -67.0462 | -751.719 | -937.8675 | -575.6612 | -6396.9072 | 64.2993 | -581.6978 | -356.4914 | 3812.0088 | 194.9997 | 1692.8834 | 483.8339 | 2265.8843 | -1480.308 | -439.0243 | 209.9989 | -225.2427 | 713.2959 | -1607.5698 | -5321.3262 | -68.4887 | -13.5638 | 574.411 | -2356.991 | -2501.8225 | -556.8443 | -52.06 | 267.9899 | 1873.9722 | 3831.3 | -139.9068 | 771.3495 | 2.0576 | 519.0334 | 5567.0591 | -5.9682 | 60.7392 | 449.7917 | -2294.5178 | -268.3027 | 4122.0469 | 1209.3043 | 4724.5063 | -3.6867 | -271.9265 | 4560.957 | -31.6925 | 1112.359 | 1486.5961 | -901.0403 | -1182.1367 | 9821.0605 | 210.1043 | -185.7907
2030-04-09 | 22 | -44.8777 | 202.4177 | -63.295 | -715.5875 | -751.1285 | -656.1196 | -7273.4307 | 595.8207 | -148.6415 | -352.6989 | 3775.4104 | 195 | 2006.1486 | 468.1766 | 2246.5945 | -1487.1531 | -482.7391 | 209.9989 | -293.1994 | 753.5992 | -1507.0994 | -4744.1313 | -39.1226 | -13.2093 | 1205.1534 | -2319.1033 | -2361.6804 | -574.7603 | -56.2135 | 343.7464 | 1807.7411 | 3695.1064 | -131.2443 | 671.1929 | 2.1682 | 615.6417 | 4969.6826 | -1.0673 | 0.99999 | 185.8848 | -2099.1001 | -28.4498 | 3567.5249 | 1113.0275 | 4236.4985 | -2.4141 | -271.5504 | 3242.3516 | -821.8155 | 865.8575 | 1271.35 | -968.6412 | -263.0992 | 9146.6162 | 210.1043 | -85.8946
2030-04-09 | 23 | -37.0474 | 311.3614 | -56.2065 | -700.5256 | -369.0508 | -871.1521 | -9624.2256 | 1862.7942 | -37.7879 | -329.9946 | 3771.6431 | 194.9988 | 2086.5383 | 494.0293 | 2261.0022 | -1251.9264 | -601.9245 | 209.9989 | -276.3149 | 632.0285 | -1096.8801 | -4733.8369 | 56.2056 | -2.6342 | 1114.1875 | -2300.886 | -2403.0239 | -646.7844 | -57.1638 | 654.0657 | 1749.4238 | 2899.5139 | -245.277 | 468.8889 | 0.68583 | 345.3016 | 4018.3186 | -87.1404 | 35.9774 | 449.5774 | -2194.6113 | 238.6173 | 3552.7092 | 1233.5225 | 4293.9409 | -2.8463 | -271.8409 | 2862.5518 | -1205.0043 | 1114.097 | 1392.7627 | -2011.2836 | -641.8761 | 8609.0371 | 210.1043 | -130.3802
2030-04-09 | 24 | -36.9948 | 1290.7677 | -55.0577 | -724.1002 | -193.0233 | -1354.3621 | -10394.5322 | 2492.4075 | 652.5974 | -213.9042 | 3562.9783 | 167.9099 | 1841.509 | 514.2752 | 2278.926 | -1060.2479 | -519.0417 | 209.9989 | -233.5727 | 343.2694 | -919.7891 | -4689.3818 | -84.6449 | -30.9257 | 827.8156 | -2793 | -2221.4924 | -809.8848 | -93.6736 | 479.4684 | 1767.5454 | 2888.9417 | -26.9859 | 324.3393 | 0.75226 | 839.1719 | 2406.9136 | 0.99986 | 0.99775 | 296.3249 | -2306.6982 | -28.1582 | 3045.2 | 1248.6366 | 3863.8735 | -2.2092 | -271.9292 | 2203.8123 | -2012.5966 | 979.8032 | 172.0171 | -1897.5416 | -2.2913 | 6605.9717 | 210.1042 | -223.5092
2030-04-10 | 1 | -40.9212 | 1425.9268 | -54.3817 | -492.3658 | -550.8571 | -1455.7122 | -9411.6611 | 1871.2673 | 1806.6559 | -260.7958 | 3668.2888 | 36.5216 | 1564.1425 | 512.3947 | 2310.957 | -903.9267 | -246.6823 | 209.9989 | -311.9989 | 255.6944 | -878.3665 | -4949.4087 | -215.1671 | -43.999 | 1357.2742 | -2981.2849 | -1975.7209 | -817.0783 | -109.2644 | 179.7048 | 2030.0691 | 2177.5435 | 246.4252 | 321.8139 | 2.0396 | 1055.7643 | 1451.9182 | -1.9007 | -2.383 | -1.6708 | -2243.699 | -505.9881 | 2706.8916 | 1147.838 | 3771.2495 | 1.0227 | -272.759 | 2698.6633 | -2137.4258 | 765.0952 | -1366.6432 | -1129.2886 | 389.8507 | 3721.6941 | 210.1042 | -317.9162
2030-04-10 | 2 | -27.9683 | 2111.2771 | -44.2327 | -498.8431 | 1.0038 | -1935.6265 | -10231.6846 | 3094.9526 | 2092.4814 | -270.4422 | 3420.8171 | 14.9194 | 2061.4829 | 321.7135 | 2298.0916 | -289.4715 | -281.1893 | 209.9989 | -313.08 | 212.1301 | -668.3502 | -4560.5215 | -233.7729 | -58.8297 | 1576.2661 | -2475.2483 | -2038.2336 | -955.152 | -142.5137 | 177.0576 | 2026.3168 | 822.1906 | -1.059 | -18.6979 | 0.67003 | 833.7631 | 352.0352 | 1.0006 | 347.5182 | 1.0009 | -2189.8914 | -418.2955 | 1816.0881 | 1056.3639 | 3289.439 | -2.4398 | -276.5384 | 2252.1477 | -2500.0327 | 422.691 | -1185.5273 | -1823.874 | 1670.6519 | 2640.7241 | 210.1042 | -79.227
2030-04-10 | 3 | -34.319 | 2033.65 | -53.4123 | -439.1624 | 15.2438 | -1942.9075 | -10233.4844 | 3038.6729 | 2101.6299 | -374.0492 | 2897.3955 | -12.1932 | 1992.6302 | 259.4753 | 2050.8435 | 21.4763 | -3.1543 | 209.9989 | -259.1398 | 11.8466 | -517.8921 | -4168.7681 | -240.8125 | -89.1593 | 1393.5032 | -2488.1389 | -1927.8928 | -931.0118 | -141.0285 | 206.7762 | 1884.0001 | 803.3023 | 8.195 | 142.9801 | 0.69755 | 1184.1241 | 556.6803 | 44.7584 | 294.5907 | 1.1326 | -2156.96 | -427.5623 | 1730.5441 | 872.7811 | 3189.6655 | 0.71551 | -277.6841 | 1488.6403 | -3338.1052 | 251.4986 | -1080.5389 | -2095.3311 | 2022.488 | 1466.6338 | 210.1043 | 6.8042
2030-04-10 | 4 | -28.7576 | 1977.3406 | -52.6736 | -425.3519 | 113.7852 | -1931.8489 | -10152.2666 | 3142.0474 | 1902.741 | -362.4231 | 2670.1768 | -2.8705 | 2010.6179 | 174.2823 | 1778.7021 | 260.6048 | 29.5889 | 209.9989 | -228.2964 | -81.5888 | -446.7765 | -3829.0493 | -237.5817 | -106.0154 | 1377.0815 | -2393.957 | -1613.2783 | -911.3878 | -140.5856 | 250.8285 | 2038.4142 | 2.5465 | -28.003 | 127.2562 | 0.61017 | 1309.2262 | 80.7544 | -46.703 | 247.5265 | 0.99739 | -2138.4761 | -422.5087 | 1660.2283 | 766.3246 | 3110.7622 | -2.7131 | -277.9576 | 1013.6664 | -3919.1716 | 167.9352 | -1072.0448 | -2461.928 | 2083.1997 | 1731.2994 | 210.1043 | -14.4723
2030-04-10 | 5 | -24.7919 | 2342.2791 | -52.2099 | -337.0245 | 361.7579 | -2146.8386 | -10979.7832 | 3708.449 | 2026.6208 | -367.2471 | 3095.1533 | -39.6175 | 2044.1768 | 0.99912 | 1566.2622 | 211.1254 | 186.6962 | 209.9989 | -194.0006 | -186.9122 | -583.0544 | -4287.6914 | -286.1033 | -110.6233 | 1205.6393 | -2422.3481 | -1573.2081 | -965.6508 | -160.2088 | 185.8804 | 1993.1605 | 4.5697 | 10.1136 | -20.0163 | 0.61836 | 1409.3717 | -1787.4204 | 32.0851 | 192.5516 | 1 | -2150.7581 | -540.9707 | 1670.6577 | 852.1154 | 3057.2612 | 0.99823 | -278.1306 | 1516.8311 | -3480.9697 | 139.3078 | -1065.767 | -2706.7642 | 1862.2263 | 3183.0115 | 210.1042 | -13.87
2030-04-10 | 6 | -30.3017 | 2353.1943 | -57.7249 | -394.3995 | 918.6628 | -2183.1926 | -12865.1963 | 4784.7319 | 1801.6493 | -362.7848 | 3143.9817 | -24.4275 | 2039.9559 | -62.8252 | 1492.6879 | 231.9171 | 2.017 | 209.9989 | -149.1359 | -189.5121 | -978.6942 | -4600.5259 | -219.8945 | -102.1344 | 798.8879 | -2543.1169 | -1536.1833 | -990.3569 | -165.1268 | 358.4842 | 2224.8547 | 0.99823 | 130.4658 | 50.7878 | 0.6167 | 1292.8954 | -922.2139 | -129.7382 | 107.7795 | 0.992 | -2065.0232 | -222.4043 | 1892.3639 | 849.8386 | 3238.1221 | -2.2796 | -272.237 | 2170.4893 | -3312.4412 | 364.3495 | 0.97473 | -3819.2212 | 1456.429 | -887.638 | 210.1042 | 23.847
2030-04-10 | 7 | -31.2431 | 1983.7645 | -63.9297 | -394.0645 | 1052.1863 | -2194.8716 | -13186.7217 | 4939.1523 | 471.691 | -220.3459 | 3225.6526 | 38.5005 | 2142.2871 | 98.3327 | 1780.4347 | 126.523 | 1.0002 | 209.9989 | -161.0453 | -121.7815 | -1010.9964 | -4065.7578 | -139.6822 | -84.0516 | 871.279 | -2452.9995 | -1750.9445 | -968.2615 | -147.9265 | 514.762 | 2332.3875 | 2.4873 | 37.3582 | 1.0039 | 0.68924 | 856.2052 | -590.9003 | -192.7762 | 156.7762 | 1.0064 | -2412.6873 | -52.0458 | 2163.4126 | 1189.6577 | 3469.8152 | -2.107 | -271.792 | 2064.6638 | -2866.8289 | 620.193 | 320.3879 | -3981.6855 | 801.9764 | -1941.1786 | 210.1042 | 33.7218
2030-04-10 | 8 | -20.9106 | 2152.5327 | -61.6649 | -365.562 | 908.1536 | -2349.2454 | -13604.2197 | 4664.1094 | -3.2009 | -349.1828 | 3315.1394 | 127.9026 | 2147.7969 | 273.2751 | 1995.2042 | -144.3486 | -54.0544 | 209.9989 | -205.5539 | 47.7652 | -1233.3191 | -3635.5754 | -167.9434 | -53.428 | 1223.62 | -2379.8755 | -1866.2021 | -1018.8968 | -148.177 | 397.1172 | 2543.6953 | 3.5702 | -16.8661 | -306.1963 | 0.6034 | 198.6907 | -2256.1018 | -87.523 | 413.0085 | 1.0005 | -1965.0321 | -79.0363 | 2159.2151 | 1129.4006 | 3740.9514 | -2.1676 | -271.5269 | 1430.6796 | -3114.8486 | 411.9156 | 154.4229 | -3481.4509 | 848.8915 | -885.7433 | 210.1043 | 121.232
2030-04-10 | 9 | -21.3674 | 1996.7198 | -60.2227 | -387.0128 | 763.9784 | -2271.8684 | -14127.9629 | 4523.0132 | -3.1288 | -347.532 | 3620.855 | 164.5342 | 2139.9897 | 355.8351 | 2156.8418 | -460.6688 | -293.6889 | 209.9989 | -215.9305 | 113.9329 | -1172.0725 | -3756.6299 | -140.1069 | -32.4362 | 1215.8939 | -2440.3394 | -1890.2758 | -1010.6256 | -135.2841 | 441.7235 | 2675.3359 | 1.0036 | -4.0477 | -331.9593 | 0.61201 | -204.4841 | -1885.6482 | 0.99925 | 236.6474 | 449.3548 | -2113.6628 | -94.2926 | 2284.8572 | 1050.7283 | 3622.4268 | -2.252 | -271.7753 | 1817.265 | -2496.3899 | 562.7665 | -85.4923 | -3216.6912 | 234.8979 | 52.8881 | 210.1042 | 22.1003
2030-04-10 | 10 | -23.9103 | 1887.9653 | -60.3429 | -408.2875 | 587.1888 | -2158.1265 | -13779.6006 | 4189.0801 | -190.3348 | -321.4094 | 3746.6833 | 176.621 | 2138.0632 | 369.9645 | 2161.3479 | -507.0613 | -437.1072 | 209.9989 | -175.6866 | 166.5462 | -1197.761 | -3560.5691 | -120.5172 | -34.4665 | 908.9151 | -2343.8494 | -1878.155 | -979.0486 | -127.7482 | 429.6247 | 2491.6326 | 0.99324 | -116.515 | -268.2344 | 0.63801 | -338.8977 | -1338.1913 | 75.1685 | 307.0295 | 449.2066 | -2103.4749 | -81.3566 | 2815.7932 | 1015.2899 | 4081.1646 | -2.3079 | -271.9703 | 1261.6934 | -2867.261 | 626.8751 | 0.9842 | -2876.0435 | -1.0954 | -42.9673 | 210.1043 | -26.139
2030-04-10 | 11 | -24.5409 | 1825.6498 | -59.9756 | -410.1266 | 539.9113 | -2114.9946 | -13624.4297 | 4081.8938 | -393.4246 | -221.5605 | 3615.6108 | 128.2956 | 2146.572 | 371.3816 | 2177.1624 | -473.2867 | -437.6727 | 209.9989 | -152.838 | 199.1202 | -1127.1777 | -3101.2205 | -107.0686 | -47.7725 | 852.7142 | -2262.8508 | -1784.4575 | -958.9298 | -124.241 | 440.9875 | 2329.2251 | 1.0027 | -197.6905 | -246.8122 | 0.70719 | -296.6301 | -1345.4757 | 140.8201 | 333.0621 | 449.2092 | -2028.9294 | -61.4354 | 2854.4766 | 932.924 | 4205.5088 | -41.7707 | -272.0893 | 618.6064 | -3461.1016 | 654.5601 | 158.6936 | -2724.7473 | -1.0124 | 301.2859 | 210.1043 | -33.0793
2030-04-10 | 12 | -25.687 | 1745.2675 | -60.8789 | -415.0987 | 367.1932 | -2085.144 | -13493.5303 | 3863.1221 | -2.9592 | -221.1651 | 3566.1729 | 143.2044 | 2143.894 | 330.8448 | 2156.4026 | -184.5799 | -387.2099 | 209.9989 | -173.5722 | 283.6111 | -1202.9207 | -2936.0469 | -86.2129 | -47.3345 | 984.5089 | -2259.5789 | -1918.0366 | -949.3027 | -119.0454 | 430.745 | 2290.8579 | 0.99683 | -231.7558 | -231.2135 | 0.69236 | -283.2538 | -1310.1152 | 1.0009 | 75.432 | 449.6205 | -1858.9836 | -36.6218 | 3270.3228 | 1010.6191 | 4300.1226 | -2.1597 | -272.0542 | 737.593 | -3361.468 | 722.158 | 282.6277 | -2391.1096 | -54.3736 | 1300.7949 | 210.1042 | -52.1289
2030-04-10 | 13 | -19.2802 | 1592.3882 | -48.0742 | -528.9527 | 221.387 | -1962.0219 | -13358.1445 | 3697.5579 | -190.557 | -353.3334 | 3476.6067 | 151.0375 | 2139.437 | 354.6145 | 2164.677 | 162.7817 | -399.7649 | 209.9989 | -199.8184 | 94.0778 | -1077.652 | -2603.8647 | -105.4599 | -25.0919 | 1180.7748 | -2463.4236 | -1827.8188 | -958.8521 | -108.6984 | 493.4283 | 2354.9841 | 4.2385 | -92.1133 | -300.1107 | 0.68796 | -505.6695 | -755.3197 | 39.1535 | 1.0022 | 395.8601 | -2086.5586 | -197.8604 | 4165.7915 | 981.7786 | 4984.9819 | -2.4786 | -272.3072 | -255.6169 | -4348.0513 | 850.2772 | 733.1253 | -2328.8149 | -1113.9768 | 4426.959 | 210.1043 | -185.4041
2030-04-10 | 14 | -12.8582 | 1532.5742 | -44.8054 | -591.3663 | 208.2116 | -1893.8303 | -13152.8457 | 3471.855 | -536.832 | -340.887 | 3695.0327 | 195.0006 | 2076.3201 | 388.6004 | 2167.0601 | 686.8849 | -485.7933 | 209.9989 | -243.5468 | 266.8008 | -1094.8251 | -3387.9172 | -98.5099 | -11.0837 | 1381.9612 | -2420.9292 | -1853.9633 | -951.8785 | -103.8715 | 473.7767 | 2155.9448 | 0.99889 | -178.4854 | -402.5751 | 0.67836 | -555.4172 | -1045.7249 | 53.4413 | -5.1725 | -1.269 | -2131.5146 | -269.203 | 3973.5789 | 822.2294 | 5043.6606 | -260.1842 | -609.1321 | 987.1932 | -2719.5999 | 846.6129 | 1034.0083 | -1996.2529 | -907.5181 | 5292.6992 | 210.1043 | -141.1273
2030-04-10 | 15 | -13.8067 | 1495.4181 | -47.471 | -593.1215 | 4.5609 | -1892.0658 | -12802.7539 | 3150.1377 | -549.4304 | -342.6492 | 3837.2068 | 195.0002 | 2111.4407 | 401.2499 | 2168.8469 | 1091.5671 | -507.9023 | 209.9989 | -195.4561 | 296.603 | -1385.6271 | -4920.5645 | -116.3332 | -14.7419 | 702.0573 | -2485.9412 | -1906.7109 | -953.3509 | -100.8651 | 406.1155 | 2015.2209 | 1.0119 | -158.729 | -420.2397 | 0.68381 | -236.5679 | -1199.2355 | 89.1843 | 0.99518 | 1.0007 | -2072.032 | -254.4117 | 3936.8279 | 766.0173 | 5020.7412 | -260.9597 | -599.5767 | 919.5759 | -2956.2742 | 953.8387 | 1195.1045 | -1782.2882 | -1042.9146 | 6806.4346 | 210.1043 | -151.7213
2030-04-10 | 16 | -26.4415 | 1161.1427 | -54.3571 | -557.2331 | -188.143 | -1755.9781 | -12393.3652 | 2615.6814 | -1218.3615 | -341.9424 | 3804.53 | 194.9995 | 1959.5974 | 392.5056 | 2169.7742 | 993.3101 | -479.3387 | 209.9989 | -180.6923 | 107.6527 | -1376.9034 | -5448.0571 | -90.0002 | -19.6741 | 487.504 | -2697.1272 | -1892.3408 | -907.5296 | -85.5582 | 456.1011 | 2080.5457 | 20.0641 | -44.4987 | -193.3019 | 0.68358 | 213.2083 | 349.8633 | 15.9882 | 0.99785 | 0.99988 | -2147.9495 | -328.018 | 3821.9478 | 815.3999 | 4917.8057 | -263.6476 | -599.9426 | 1858.3127 | -2341.1489 | 986.6032 | 1039.9354 | -1765.1307 | -1312.5289 | 7818.6602 | 210.1043 | -163.9324
2030-04-10 | 17 | -23.1204 | 1068.5844 | -57.443 | -586.705 | -373.1162 | -1671.5956 | -12055.6143 | 2161.8005 | -1086.4363 | -342.0361 | 3780.3711 | 195.0016 | 1793.243 | 442.6212 | 2187.6108 | 792.2029 | -563.8158 | 209.9989 | -190.3975 | 111.1275 | -1537.3654 | -5675.2627 | -107.8364 | -16.774 | 501.3408 | -2709.125 | -1856.604 | -897.567 | -80.2776 | 408.4016 | 2048.4504 | 4.6277 | -51.1201 | -198.3427 | 0.67883 | 202.844 | 155.6406 | 30.0317 | 1.0002 | 93.9271 | -2023.3214 | -380.446 | 3777.9331 | 799.5671 | 4875.8403 | -265.7115 | -501.6885 | 2253.3459 | -2401.4167 | 966.4028 | 696.3099 | -1496.1556 | -1519.8939 | 8674.0674 | 210.1043 | -178.915
2030-04-10 | 18 | -18.8496 | 982.3032 | -59.8862 | -687.7393 | -377.1345 | -1639.0142 | -12178.5459 | 2207.8054 | -1043.6404 | -339.8195 | 3788.043 | 194.9991 | 1986.1078 | 424.6642 | 2182.2666 | 830.3068 | -602.1059 | 209.9989 | -211.5743 | 124.77 | -1394.4225 | -5605.4531 | -82.0382 | -21.4921 | 636.3332 | -2601.5598 | -1913.1344 | -895.5239 | -74.7391 | 480.0204 | 1922.816 | 3.525 | -121.4374 | -242.2166 | 0.68128 | 264.8503 | 80.6939 | 0.99868 | -2.2956 | 375.3367 | -2306.7083 | -332.2363 | 4275.6504 | 1156.4976 | 5053.6382 | 0.98662 | -271.9923 | 3757.1833 | -1068.7472 | 1063.7495 | 862.8755 | -1452.6122 | -1585.0201 | 9483.1484 | 210.1043 | -194.8388
2030-04-10 | 19 | -25.8362 | 782.2108 | -60.4102 | -610.6764 | -412.283 | -1597.0718 | -12138.248 | 2077.0369 | -1035.9283 | -342.6079 | 3788.4517 | 195.0009 | 1893.6831 | 376.5412 | 2161.114 | 832.0442 | -471.6297 | 209.9989 | -210.0212 | 324.616 | -1536.8958 | -5703.397 | -12.7951 | -25.3195 | 656.8821 | -2462.1243 | -2267.8831 | -849.6042 | -67.746 | 508.5947 | 1843.75 | 4.742 | -271.2472 | -78.7947 | 0.68322 | 266.1567 | 519.6483 | 1.0006 | 1.0003 | 278.5362 | -2280.5029 | -107.3028 | 4234.3545 | 1123.0516 | 4999.1665 | -3.0653 | -271.8212 | 3663.6614 | -1344.4449 | 1258.51 | 1462.8711 | -1641.7625 | -1608.8057 | 9383.9971 | 210.1043 | -145.2776
2030-04-10 | 20 | -43.7972 | 606.323 | -60.9497 | -567.2866 | -459.7041 | -1483.4254 | -11850.9209 | 1862.4982 | -440.3134 | -341.7404 | 3551.3298 | 195.0007 | 2040.2446 | 356.6619 | 2158.2148 | 390.5449 | -197.477 | 209.9989 | -244.4033 | 256.3639 | -1572.3997 | -5712.2212 | -48.805 | -36.1474 | 1053.1127 | -2612.0298 | -2052.5684 | -795.7364 | -67.2918 | 469.3137 | 1884.2972 | 1831.3693 | -220.8374 | 287.7574 | 0.67788 | 507.2083 | 1481.0443 | 1.0004 | 31.258 | 449.6411 | -2302.3921 | -91.8054 | 3344.9177 | 958.0535 | 4260.833 | -2.4784 | -271.9505 | 3352.9675 | -2047.1627 | 986.8713 | 853.7578 | -1823.5293 | -851.364 | 8416.0801 | 210.1043 | -120.9429
2030-04-10 | 21 | -37.5865 | 718.7878 | -60.4497 | -572.2743 | -436.1843 | -1622.7194 | -12099.542 | 2002.8531 | -674.1542 | -343.7612 | 3640.8093 | 185.8751 | 2121.5532 | 270.7238 | 2119.3989 | 91.1763 | -55.4295 | 209.9989 | -300.7068 | 279.7221 | -1680.7926 | -5642.3809 | -35.7159 | -43.4233 | 1464.127 | -2463.7434 | -1986.5802 | -826.8262 | -71.259 | 481.0123 | 2227.5959 | 1219.4625 | -202.6695 | 242.544 | 0.62462 | 589.7145 | 1032.292 | 1.0009 | 1.0028 | 104.6993 | -2051.4004 | 0.99168 | 3314.8643 | 919.4984 | 4293.3096 | -2.4764 | -271.7803 | 2686.1453 | -2563.5364 | 896.3722 | 1151.7902 | -1699.4178 | -516.6251 | 8603.7344 | 210.1042 | -37.1764
2030-04-10 | 22 | -35.4751 | 761.8522 | -55.523 | -553.3774 | -459.6243 | -1633.6218 | -12103.6416 | 2180.521 | -148.2348 | -343.2996 | 3518.2168 | 178.566 | 1876.0388 | 192.9023 | 2083.5339 | -49.7989 | 45.7841 | 209.9989 | -354.3253 | 433.5289 | -1510.8854 | -5310.1602 | -21.7137 | -25.0715 | 1669.3014 | -2418.2417 | -2129.4419 | -830.3967 | -72.174 | 489.8312 | 2501.3621 | 1062.5598 | -181.2073 | 226.4814 | 0.67739 | -129.8391 | 761.8239 | 1.0011 | 26.3431 | 274.0084 | -2271.9229 | -3.6573 | 3125.2974 | 905.6043 | 4058.1375 | -2.8216 | -271.784 | 3584.4849 | -1843.5754 | 999.2318 | 1275.7959 | -1526.6981 | -382.298 | 8568.1191 | 210.1043 | -57.9004
2030-04-10 | 23 | -33.6519 | 866.0226 | -52.7751 | -538.2362 | -381.011 | -1702.0225 | -12577.8633 | 2383.4446 | -66.136 | -336.4182 | 3269.7217 | 195.0015 | 2038.9465 | 121.0461 | 2043.2517 | -131.5386 | 47.0809 | 209.9989 | -326.8218 | 395.8903 | -1400.7765 | -5063.4517 | -10.116 | -11.4877 | 1531.7274 | -2314.8516 | -2058.7163 | -849.1844 | -76.7201 | 523.6516 | 2551.572 | 566.6078 | -174.1866 | 174.0306 | 0.64059 | -54.8897 | 299.6861 | 1.0011 | 1.0023 | 227.0582 | -2068.324 | 226.097 | 2680.7056 | 891.7768 | 3700.6985 | -2.2351 | -271.6133 | 3119.969 | -2030.2208 | 1029.5591 | 1403.6334 | -1820.6881 | -323.6347 | 8527.9277 | 210.1043 | -25.3555
2030-04-10 | 24 | -31.7993 | 1254.1541 | -60.2326 | -404.0327 | -1.5955 | -2026.7806 | -13657.9434 | 3454.9673 | 845.8088 | -342.1624 | 3193.1963 | 121.6288 | 2134.8171 | 45.0438 | 1836.9285 | -23.7986 | 7.9312 | 209.9989 | -358.3893 | 137.892 | -957.3179 | -4707.6211 | -28.6405 | -29.7878 | 2002.7589 | -2372.364 | -1628.1605 | -928.5201 | -96.1463 | 634.5416 | 2571.3821 | 1.013 | -27.7535 | -2.4698 | 0.58787 | 273.2231 | -977.5977 | 0.9998 | 0.99979 | 364.1395 | -2163.6245 | 180.2179 | 2357.3813 | 856.7395 | 3485.719 | -2.3103 | -271.8159 | 1876.1062 | -3724.0815 | 900.3953 | 403.3597 | -2495.8572 | 230.6159 | 7689.9976 | 210.1042 | -95.8579
2030-04-11 | 1 | -26.7399 | 1834.1267 | -55.8714 | -369.2458 | 45.5395 | -2100.1982 | -12957.4551 | 3565.2021 | 1985.892 | -292.4279 | 3320.5049 | -2.051 | 2095.4744 | -158.0907 | 1496.8856 | -91.4676 | 59.3331 | 209.9989 | -367.5742 | -192.1825 | -651.7012 | -4544.1865 | -138.8112 | -61.7605 | 2367.9624 | -2413.8296 | -711.5862 | -947.8773 | -136.6211 | 506.3684 | 2337.8691 | 1.0088 | 139.7943 | -2.5061 | 0.64432 | 644.3707 | -896.313 | 1.0029 | 37.8576 | 297.3716 | -1899.494 | -77.9652 | 2026.1884 | 847.4687 | 3196.6675 | -2.1751 | -272.0583 | 1173.1525 | -4212.0015 | 418.2698 | -943.1484 | -2299.8977 | 1577.8469 | 2385.4006 | 210.1042 | -94.8218
2030-04-11 | 2 | -28.4326 | 1609.8423 | -52.9011 | -324.4283 | -7.0138 | -1770.6967 | -10574.8594 | 3099.7866 | 1972.356 | -122.2226 | 2971.3135 | -37.3305 | 2141.7083 | -196.0099 | 1368.1967 | 100.9305 | 199.4053 | 209.9989 | -399.761 | -85.6045 | -415.8801 | -4253.9946 | -118.452 | -60.4749 | 2631.4136 | -2136.6162 | -815.8494 | -814.8699 | -129.0184 | 471.0703 | 1733.8275 | 4.5726 | -229.6003 | 172.408 | 0.75693 | 462.831 | -448.8013 | -1.0972 | 124.1007 | 1.0002 | -2261.4438 | -113.9253 | 1907.9862 | 778.6629 | 3243.5022 | -2.1971 | -272.1794 | 1345.6703 | -4010.7061 | 507.6222 | -1050.0564 | -1448.757 | 1517.782 | 3118.0461 | 210.1043 | -120.2005
2030-04-11 | 3 | -11.7676 | 649.1932 | -25.9553 | -275.8733 | -393.7155 | -1055.9987 | -8657.4131 | 2117.3013 | 2020.3602 | -122.1215 | 2290.9248 | -2.9347 | 2010.1584 | -281.4062 | 1154.1608 | 101.0434 | 168.9864 | 209.9989 | -371.7765 | 37.7911 | -301.223 | -3139.0139 | -54.7799 | -61.5035 | 2635.4453 | -1513.5233 | -1036.9897 | -601.3021 | -80.7882 | 523.2147 | 1332.7888 | 1.0117 | -617.8552 | 376.3653 | 0.71556 | 313.6578 | 112.9157 | -1.606 | 96.6005 | 1.0007 | -2229.1096 | 53.8587 | 1767.678 | 558.9973 | 3069.3835 | -2.0796 | -272.3706 | 1273.6595 | -4778.8257 | 464.5463 | -780.8144 | -1324.1069 | 1546.741 | 8934.4102 | 210.1042 | -58.4119
2030-04-11 | 4 | -8.1436 | 454.787 | -20.9103 | -158.7988 | -366.3507 | -949.5747 | -8091.9546 | 2029.3893 | 1989.1349 | -122.0871 | 2611.7563 | 0.99779 | 1938.8334 | -339.8671 | 1007.9428 | 101.0055 | 169.688 | 209.9989 | -99.0615 | -37.5983 | -300.8853 | -2799.9062 | -70.1892 | -80.9059 | 1407.5092 | -1208.5472 | -889.2332 | -544.9675 | -81.1853 | 510.2611 | 1018.8889 | 0.98723 | -743.3425 | 256.7701 | 0.76595 | 145.7293 | -338.8573 | 0.99867 | 31.4526 | 96.9938 | -2233.5867 | -1.1189 | 1639.0596 | 522.5345 | 2874.4109 | -2.2105 | -272.4041 | 1348.7966 | -4595.2725 | 407.6134 | -794.3917 | -1452.1724 | 1563.563 | 9547.7744 | 210.1042 | -23.8586
2030-04-11 | 5 | -11.7167 | 637.0024 | -24.8825 | -205.5867 | -169.56 | -1072.705 | -8315.0996 | 2301.1841 | 2057.1003 | -122.0597 | 2904.4929 | 23.2045 | 2054.751 | -337.8054 | 975.0823 | 100.9898 | 174.3457 | 209.9989 | -88.4166 | -65.5663 | -392.915 | -3304.9587 | -65.9286 | -85.1199 | 1351.8065 | -1459.7063 | -1065.9537 | -581.5826 | -85.0425 | 534.4819 | 1085.3702 | 0.98281 | -736.6768 | 369.2979 | 0.75787 | 217.7835 | -233.1888 | 0.99908 | 74.5962 | 1 | -2329.158 | -10.2598 | 1725.3013 | 692.4186 | 2973.3357 | -2.17 | -275.5998 | 1504.4153 | -3866.7859 | 502.1964 | -427.1653 | -2002.1124 | 1389.3601 | 9808.9248 | 210.1042 | -46.6586
2030-04-11 | 6 | -20.604 | 1962.9276 | -53.7841 | -284.1003 | 954.8846 | -1979.5148 | -12760.9648 | 4769.0757 | 1854.7566 | -282.054 | 3134.3958 | 133.4656 | 2142.9141 | -521.4816 | 764.9595 | 768.2057 | 376.9897 | 209.9989 | -338.4518 | -287.4739 | -565.0466 | -3827.3628 | -115.7939 | -81.5699 | 2648.5588 | -2000.233 | -1082.7408 | -859.9458 | -155.9421 | 596.97 | 1439.3633 | 0.996 | -484.4231 | 10.325 | 0.59015 | 625.4525 | -2363.3613 | 1.0007 | 224.6216 | 0.9993 | -2421.3611 | -21.5024 | 1831.3604 | 958.3215 | 3163.3582 | -2.5507 | -277.6018 | 1366.9453 | -3829.189 | 488.6833 | 361.7873 | -3586.1213 | 1228.735 | -1411.3097 | 210.1043 | 20.8973
2030-04-11 | 7 | -22.7835 | 1821.25 | -60.0744 | -301.1429 | 1094.0448 | -2052.8999 | -13289.4443 | 4987.4795 | 912.4869 | -277.7611 | 3013.7832 | 142.5956 | 2153.9587 | -441.4139 | 975.6634 | 531.7491 | 271.1329 | 209.9989 | -325.9144 | -303.871 | -617.8524 | -3211.6138 | -96.7587 | -78.1514 | 2581.3 | -2119.4707 | -1089.7415 | -874.9625 | -153.1387 | 671.2347 | 1660.34 | 0.98304 | -374.1638 | -2.3433 | 0.58686 | 388.8997 | -2350.9827 | 23.243 | 380.4892 | 1.0015 | -2495.2117 | -2.3914 | 1844.771 | 963.0516 | 3356.9509 | 1.0005 | -277.6569 | 1256.4585 | -4431.7622 | 409.0865 | 480.607 | -4036.356 | 1179.3236 | -847.536 | 210.1042 | 51.447
2030-04-11 | 8 | -19.6052 | 1589.589 | -58.94 | -291.0085 | 1091.2568 | -2042.8745 | -13603.4756 | 4853.6675 | 306.6495 | -286.143 | 2771.2681 | 167.3456 | 2156.6194 | -461.2261 | 1116.3186 | 409.6068 | 201.8634 | 209.9989 | -323.1272 | -138.7254 | -632.2689 | -2415.2168 | -46.091 | -60.0952 | 2618.3372 | -1985.8777 | -1217.6111 | -858.8051 | -138.1933 | 736.1291 | 1708.707 | 1.0074 | -555.1125 | -82.0375 | 0.58972 | -142.1328 | -2648.1958 | -4.8159 | 547.8763 | 1.0001 | -2481.2578 | 87.2335 | 1617.2393 | 831.1146 | 3322.1018 | 0.99225 | -354.3012 | 1103.1527 | -4676.7676 | 434.3888 | 782.5687 | -4115.3696 | 919.8612 | 402.8373 | 210.1042 | 139.8893
2030-04-11 | 9 | -24.5756 | 1266.2102 | -58.4 | -331.8515 | 899.5251 | -1841.3746 | -13821.5557 | 4510.4824 | 0.99909 | -297.5359 | 2724.6785 | 194.9819 | 2150.6777 | -262.3032 | 1455.7565 | 367.1396 | 37.8497 | 209.9989 | -313.7428 | -30.245 | -592.7679 | -1718.8057 | 6.4765 | -38.6355 | 2733.6458 | -1907.3922 | -1334.8037 | -803.5814 | -120.4387 | 799.5726 | 1844.0406 | 0.99647 | -720.304 | 22.7084 | 0.59961 | -604.6398 | -1531.2983 | -145.7296 | 408.5337 | 1.0066 | -2475.9802 | 203.0358 | 1647.8761 | 696.5324 | 3181.7493 | 0.94975 | -521.6851 | 562.7125 | -5183.2788 | 478.2337 | 805.3342 | -4200.2119 | 605.2271 | 784.1584 | 210.1042 | 151.4863
2030-04-11 | 10 | -26.472 | 1198.7874 | -59.0851 | -352.4093 | 888.5233 | -1823.5635 | -13902.5459 | 4586.8027 | -289.8808 | -316.7126 | 2713.8547 | 187.1965 | 2152.4209 | -205.2538 | 1609.7162 | 163.2336 | 70.441 | 209.9989 | -300.6294 | -70.9848 | -529.6095 | -1198.6879 | 25.8984 | -35.4213 | 2779.8225 | -1893.7195 | -1266.3893 | -807.4285 | -112.6516 | 884.4766 | 1965.837 | 1.0206 | -755.2773 | 0.9992 | 0.59811 | -721.5096 | -1265.0657 | 166.6987 | 550.5887 | 1.0013 | -2372.8474 | 202.9017 | 2261.5271 | 732.2399 | 3887.6621 | 1.008 | -620.574 | -2.0028 | -5729.3613 | 476.4983 | 614.3459 | -4113.0498 | 178.1644 | 1428.1794 | 210.1043 | 94.0339
2030-04-11 | 11 | -27.986 | 1073.5248 | -61.0329 | -352.4203 | 651.5447 | -1725.6615 | -13419.8594 | 4228.9326 | -2.8913 | -323.6342 | 2824.3713 | 159.7599 | 2162.823 | -207.821 | 1652.2296 | 143.1909 | 87.3509 | 209.9989 | -311.433 | -58.65 | -625.1866 | -1425.0582 | 33.0769 | -28.2688 | 2857.4417 | -1900.9199 | -1315.2955 | -771.9767 | -106.942 | 844.649 | 1845.1427 | 2.7244 | -753.2236 | 34.4214 | 0.66115 | -882.0005 | -1375.0437 | 69.731 | 189.2154 | 0.99872 | -2153.5154 | 125.3263 | 3170.8252 | 846.6964 | 4301.1362 | -2.7592 | -652.4839 | -672.1346 | -6083.6978 | 619.7915 | 791.0925 | -3421.7861 | 1.0033 | 2516.8652 | 210.1043 | 37.232
2030-04-11 | 12 | -30.7165 | 963.4233 | -63.0734 | -364.831 | 383.6887 | -1651.7139 | -13051.6934 | 3776.7012 | -2.9735 | -314.2647 | 3365.1838 | 195.0011 | 2152.4585 | -295.1185 | 1818.516 | 364.8277 | 50.3651 | 209.9989 | -358.4117 | -33.2091 | -702.4135 | -2032.3115 | 12.8846 | -22.3818 | 3097.3147 | -1900.3817 | -1449.0364 | -748.8835 | -102.0707 | 773.6622 | 1843.0114 | 380.7858 | -766.2817 | 87.4598 | 0.65575 | -903.2747 | -1171.5962 | 51.4577 | 139.0818 | 1 | -2164.791 | 80.7823 | 3237.762 | 952.0248 | 4305.2305 | -2.8005 | -686.587 | -556.0571 | -5807.8105 | 583.5408 | 683.5733 | -2908.2224 | 0.99136 | 3785.2776 | 210.1043 | 47.7701
2030-04-11 | 13 | -29.3711 | 942.8373 | -64.1153 | -382.3558 | 178.2733 | -1687.0817 | -12691.7314 | 3385.908 | -3.1228 | -331.88 | 3603.2397 | 195.0009 | 2167.1216 | -233.4198 | 1981.0353 | 511.9419 | 6.9323 | 209.9989 | -332.7832 | 7.073 | -855.9877 | -2746.6213 | -7.3118 | -9.8278 | 2600.2004 | -1906.9009 | -1496.4944 | -766.7147 | -98.0171 | 705.8062 | 1971.2688 | 131.0802 | -735.77 | -1.0297 | 0.65114 | -1016.403 | -1582.4344 | 109.1278 | 339.6914 | 0.99724 | -2206.7234 | 1.0004 | 3236.2671 | 1019.4106 | 4504.2036 | -2.6741 | -520.6876 | 351.7595 | -4734.2954 | 647.2897 | 1003.1553 | -2698.314 | 0.99242 | 7400.8789 | 210.1043 | 41.6803
2030-04-11 | 14 | -34.8253 | 914.8075 | -67.9323 | -399.6036 | -7.1054 | -1668.6384 | -12232.5654 | 2744.6794 | -3.1092 | -338.2374 | 3747.4202 | 194.9996 | 2165.3547 | -69.8287 | 2040.8425 | 748.3339 | 83.2564 | 209.9989 | -351.3396 | 129.939 | -1028.0188 | -3106.8071 | -6.1292 | 5.2376 | 2442.4773 | -1970.1671 | -1542.5253 | -768.0231 | -94.0665 | 623.8684 | 2104.1755 | 425.9816 | -655.9521 | 1.0008 | 0.65152 | -1083.3933 | -1405.6302 | 116.4876 | 331.2689 | 1.0032 | -2300.8037 | 2.9198 | 3008.9355 | 917.1637 | 4378.0747 | -2.6771 | -658.618 | 576.0098 | -4041.8777 | 690.7001 | 1325.2351 | -2439.7529 | 0.14106 | 8389.2812 | 210.1043 | 18.4293
2030-04-11 | 15 | -32.3242 | 796.3099 | -53.2603 | -549.4734 | -135.0407 | -1539.0636 | -12095.2666 | 2450.239 | -51.495 | -338.3874 | 3771.5566 | 195.0001 | 2158.2979 | 35.7282 | 2029.1935 | 888.4717 | -14.6954 | 209.9989 | -340.2604 | 178.6162 | -1112.3973 | -2876.0376 | -17.513 | 20.7872 | 2165.8215 | -2048.7063 | -1508.7599 | -779.0339 | -80.8522 | 610.2208 | 2237.0935 | 949.8542 | -518.3839 | -2.8936 | 0.66362 | -1247.6447 | -180.5929 | 253.0689 | 0.99612 | 238.3553 | -2319.0449 | -36.1227 | 3776.3547 | 735.3109 | 4955.0098 | -258.6818 | -358.8036 | 997.0738 | -3780.3569 | 842.0305 | 1520.4166 | -2142.074 | -79.6835 | 9367.3867 | 210.1043 | -94.0733
2030-04-11 | 16 | -26.5703 | 667.8423 | -48.0708 | -535.6628 | -215.5688 | -1377.7277 | -11715.291 | 2029.3215 | -50.6585 | -341.2922 | 3709.8989 | 194.9995 | 2149.5864 | 119.7913 | 2062.1355 | 1149.1799 | -151.9295 | 209.9989 | -295.009 | 264.3633 | -1121.4967 | -2362.3254 | -5.9379 | 26.5692 | 1950.9601 | -1985.7106 | -1488.2809 | -749.0616 | -72.366 | 586.3636 | 2139.4937 | 1074.1875 | -593.4418 | -2.6381 | 0.64567 | -1371.0044 | -118.3676 | 309.0922 | -5.883 | 92.5327 | -2268.0002 | -74.2804 | 4268.043 | 830.2213 | 5077.9912 | -2.3369 | -447.9543 | 735.8301 | -4242.6558 | 948.6675 | 1116.2665 | -2007.6383 | -616.7487 | 9143.4316 | 210.1043 | -194.4217
2030-04-11 | 17 | -29.3431 | 506.564 | -52.4893 | -552.9847 | -270.4935 | -1337.298 | -12129.3975 | 2055.5916 | -235.7171 | -344.1209 | 3683.5059 | 195 | 2151.3323 | 205.2927 | 2091.7219 | 1428.9607 | -288.3292 | 209.9989 | -269.033 | 262.8459 | -1051.7445 | -1513.574 | 26.2603 | 28.0908 | 1848.418 | -2016.5067 | -1354.2869 | -733.4465 | -66.4716 | 669.7176 | 2019.7866 | 828.0332 | -594.2693 | 0.67152 | 0.67484 | -1446.0726 | 643.9889 | 332.3819 | -5.8953 | 153.2458 | -2274.7009 | -2.3303 | 4245.0625 | 813.7318 | 5076.6279 | -2.3338 | -452.6234 | 743.1605 | -4606.416 | 987.8469 | 1169.1505 | -2208.5464 | -739.544 | 9854.4307 | 210.1043 | -199.1768
2030-04-11 | 18 | -17.5221 | 548.4556 | -51.0232 | -571.3737 | -264.0918 | -1367.7087 | -12541.6543 | 2050.1208 | -335.9133 | -283.7895 | 3714.6118 | 194.9989 | 2138.7505 | 250.111 | 2114.4402 | 1595.0135 | -447.6869 | 209.9989 | -281.6159 | 354.8989 | -1132.2267 | -1420.0428 | 47.6382 | 29.7679 | 1956.5972 | -1742.0253 | -1467.0413 | -729.5232 | -65.6064 | 665.2171 | 1652.5367 | 0.99918 | -850.1724 | -197.7816 | 0.70985 | -1628.4923 | -528.2103 | 177.8754 | 1.0003 | 0.99957 | -2341.3616 | 93.9421 | 4076.3928 | 879.0461 | 5072.9023 | -144.5811 | -719.483 | 1694.7186 | -3881.1943 | 1083.2844 | 1500.8147 | -2283.1121 | -701.4873 | 8834.4639 | 210.1043 | -194.4504
2030-04-11 | 19 | -5.8279 | 642.8491 | -49.5438 | -630.1905 | -309.0633 | -1372.5317 | -12792.752 | 1994.6714 | -193.0334 | -193.7955 | 3772.3267 | 195.0009 | 2050.8357 | 293.5872 | 2136.96 | 1474.9027 | -531.5602 | 209.9989 | -342.9817 | 495.924 | -1177.2517 | -945.8577 | 65.1043 | 30.148 | 2430.3606 | -1581.5552 | -1545.2512 | -732.817 | -65.8742 | 636.7445 | 1485.3491 | -570.1238 | -910.3644 | -359.4819 | 1.8015 | -1596.6661 | -927.2085 | 1.0016 | 166.1623 | 449.5033 | -2383.4768 | 179.0686 | 3970.4438 | 964.7075 | 4948.7378 | -3.2672 | -272.24 | 2554.2524 | -3059.4565 | 1189.4866 | 1955.1691 | -2206.3401 | -494.1369 | 8016.7305 | 210.1043 | -155.8775
2030-04-11 | 20 | -1.6806 | 674.6263 | -48.2905 | -591.9314 | -369.6022 | -1353.5861 | -12514.7578 | 1913.2437 | -3.1291 | -106.6664 | 3665.2656 | 169.6322 | 2135.396 | 248.9313 | 2081.4287 | 1332.9469 | -553.5183 | 209.9989 | -407.4254 | 357.9991 | -1039.9431 | -622.3823 | 10.5805 | 20.8333 | 3093.2678 | -1604.6544 | -1407.7291 | -720.818 | -72.1001 | 596.6964 | 1279.8042 | -1066.897 | -960.4628 | -412.8316 | 2.1301 | -1455.2761 | -1335.6844 | 364.7651 | 1.0038 | 449.6634 | -2363.3245 | 4.3438 | 4145.0713 | 1064.7607 | 4915.3101 | -3.3026 | -276.7615 | 2396.1863 | -3150.6353 | 867.616 | 983.9802 | -2190.168 | -203.6201 | 7601.8931 | 210.1043 | -130.4181
2030-04-11 | 21 | -6.0432 | 651.0514 | -67.1663 | -601.4274 | -307.259 | -1402.9297 | -12157.876 | 1842.7357 | -3.1101 | -106.5948 | 3434.2673 | 194.9994 | 2140.3425 | 175.1397 | 1986.8232 | 1191.1271 | -591.4692 | 209.9989 | -445.9469 | 499.8366 | -1086.6227 | -629.1443 | 31.5887 | 16.4176 | 3472.5955 | -1398.2809 | -1974.5586 | -709.0929 | -73.4348 | 546.789 | 947.6938 | -1343.6805 | -1340.7683 | -371.6326 | 1.2479 | -1661.0667 | -1141.5389 | 718.4559 | 354.9991 | 216.3359 | -2361.6985 | 118.5704 | 3901.2092 | 1065.2728 | 5030.8096 | 0.98667 | -277.2736 | 2201.488 | -3551.249 | 779.4796 | 1063.8602 | -2184.845 | 206.2558 | 7810.814 | 210.1043 | -66.0253
2030-04-11 | 22 | -3.677 | 571.4853 | -50.052 | -570.2369 | -502.2703 | -1302.5391 | -12199.6016 | 1864.1069 | 1.0003 | -99.9928 | 3022.2339 | 166.8763 | 2075.9194 | 180.6582 | 1997.4006 | 739.5842 | -572.5616 | 209.9989 | -477.0761 | 500.5392 | -917.1638 | -403.4978 | 46.9478 | 20.9537 | 3588.8994 | -1503.3986 | -1751.3524 | -689.9485 | -71.7489 | 604.0357 | 1055.222 | -1235.5968 | -1226.1694 | -297.9982 | 1.8675 | -1578.2886 | -872.1756 | 349.9266 | 99.6776 | 449.4609 | -2320.9172 | 140.4698 | 3576.542 | 857.2748 | 4493.5371 | -2.6304 | -275.1299 | 2125.1262 | -4311.3691 | 815.9683 | 1069.3903 | -2187.9268 | -1.0927 | 7453.3076 | 210.1043 | -27.5168
2030-04-11 | 23 | -9.845 | 554.9033 | -60.5406 | -605.912 | -362.7861 | -1314.6815 | -12448.9707 | 2197.5752 | 1.0073 | -97.577 | 2758.7356 | 110.7216 | 2158.9929 | 74.2008 | 1772.8518 | 194.8796 | -566.7845 | 209.9989 | -457.452 | 442.1692 | -536.0828 | 217.0204 | 90.3697 | 7.0333 | 3690.105 | -1526.6841 | -1367.6765 | -698.937 | -67.6573 | 742.9934 | 1086.674 | -824.1155 | -1099.6691 | -186.7525 | 1.8862 | -1215.2994 | -400.8982 | 306.5854 | 0.99837 | 449.4591 | -2191.1096 | 367.9849 | 3110.9626 | 857.844 | 4081.8562 | -2.5499 | -277.1231 | 1300.1715 | -4604.6128 | 551.2969 | 162.7198 | -2138.0503 | 0.6269 | 8278.9365 | 210.1043 | 33.8103
2030-04-11 | 24 | -20.8799 | 340.5549 | -38.8415 | -359.0626 | 111.2017 | -1326.3413 | -13099.9639 | 3062.9768 | 1014.462 | -117.9951 | 2029.1764 | 1.0013 | 2155.3098 | -24.2789 | 1579.2505 | -95.3742 | -393.3889 | 209.9989 | -334.1602 | 505.3677 | -254.1828 | 300.0653 | 206.5087 | -7.7873 | 3173.1992 | -1519.9081 | -1646.4257 | -644.0023 | -65.1981 | 943.4359 | 831.7816 | 1.0136 | -1341.4641 | 94.3652 | 0.823 | -1025.1113 | -1477.6753 | 1.002 | 247.6786 | 191.2699 | -2443.49 | 789.2982 | 2129.0422 | 585.413 | 3747.2507 | -298.17 | -327.1317 | -389.259 | -6479.7407 | 828.1603 | 822.351 | -3597.6536 | 320.5619 | 8090.0674 | 210.1043 | 85.267
2030-04-12 | 1 | -22.3391 | 568.3909 | -53.2555 | -442.1889 | 9.6515 | -1293.3184 | -11715.8828 | 2969.6646 | 2044.123 | -80.7878 | 2217.375 | 47.1454 | 2145.4861 | -393.2202 | 1360.6257 | -569.5598 | -23.1346 | 209.9989 | -359.2503 | 426.3014 | -104.2528 | 656.0618 | 202.3982 | -31.3236 | 3181.2351 | -1670.619 | -1275.2389 | -662.8247 | -77.0052 | 962.7502 | 1134.1549 | 5.583 | -859.6424 | 221.7702 | 3.5737 | -217.3852 | -121.7649 | -168.224 | 207.0058 | 0.99979 | -2454.6929 | 748.9959 | 2264.3533 | 680.0405 | 3800.0283 | -188.4083 | -272.0956 | -443.6476 | -5385.7559 | 900.2877 | 589.9222 | -3406.823 | 956.6843 | 9068.041 | 210.1042 | -15.2134
2030-04-12 | 2 | -15.0434 | 665.3061 | -32.3822 | -398.9003 | -198.1163 | -1117.8779 | -8867.8262 | 2255.8423 | 2382.9336 | -35.7021 | 1.0101 | 63.5129 | 2128.6692 | -571.738 | 831.0984 | -690.2687 | 9.3271 | 209.9989 | -153.429 | 295.3658 | -1.2184 | 873.5131 | 91.4782 | -81.0865 | 1588.5625 | -1699.9371 | -902.9396 | -606.5764 | -83.0735 | 733.8365 | 1079.5734 | 6.1592 | -749.9338 | 217.9271 | 3.7821 | 129.422 | -35.2933 | -90.8617 | 264.9972 | 1.0014 | -2301.0486 | 422.9156 | 1983.8409 | 560.788 | 3526.6084 | -79.3723 | -272.2487 | 67.1549 | -4862.9204 | 573.5582 | -170.2603 | -2616.2424 | 1439.2305 | 9090.915 | 210.1043 | 21.1173
2030-04-12 | 3 | -18.3917 | 288.2417 | -32.278 | -357.2799 | -581.777 | -880.3104 | -7175.2568 | 1246.0377 | 2283.7769 | -10.4608 | 1.0029 | 93.9665 | 2128.3811 | -600.4015 | 639.7634 | -1050.9951 | 31.2411 | 209.9989 | -140.0065 | 329.2554 | 18.4584 | 924.1055 | 86.1867 | -80.2964 | 1445.3585 | -1616.8024 | -1050.4598 | -507.9172 | -47.6565 | 633.6928 | 597.627 | 474.7007 | -1020.8508 | 357.5613 | 4.0356 | 143.8143 | 308.7285 | -95.7935 | 271.5135 | 0.9987 | -2275.4849 | 377.1835 | 1882.5143 | 476.7798 | 3348.5723 | -40.0249 | -272.4056 | 594.9178 | -4014.5044 | 504.4935 | -488.8546 | -2300.5168 | 1351.653 | 8861.166 | 210.1042 | 17.2221
2030-04-12 | 4 | -25.0347 | 0.99603 | -31.6259 | -302.2689 | -731.6769 | -488.0111 | -6036.6157 | 755.3684 | 2176.6167 | -39.8644 | 1.0476 | -14.0826 | 825.7703 | -642.9567 | 482.0228 | -1400.6825 | 66.315 | 209.9989 | -164.9325 | 370.5831 | -4.0639 | 941.9556 | 78.716 | -70.3316 | 1715.8557 | -1357.7584 | -1078.1965 | -362.834 | -42.932 | 575.3091 | 313.2667 | 1498.484 | -1109.7148 | 708.1511 | 4.2534 | 33.2343 | 1245.4994 | -8.061 | 264.3293 | 0.97835 | -2267.4534 | 327.4222 | 1380.7087 | 5.6528 | 3146.9656 | -317.0517 | -600.6224 | 254.4445 | -4593.9639 | 474.4873 | -932.9611 | -2147.8826 | 1186.6918 | 5460.4712 | 210.1042 | 5.2124
2030-04-12 | 5 | -14.5852 | 27.7405 | -26.3431 | -268.4092 | -454.7773 | -343.9456 | -5352.7334 | 992.1382 | 1554.678 | -56.6639 | 1.0137 | -40.8629 | 77.6595 | -570.6203 | 505.4987 | -1363.2262 | 85.7466 | 209.9989 | -167.0137 | 255.7137 | -104.5456 | 919.4533 | 20.8531 | -66.5565 | 1508.3125 | -942.3764 | -891.3074 | -330.1001 | -56.2475 | 486.3639 | 367.0544 | 1362.9922 | -1151.199 | 588.3057 | 6.4156 | 0.99864 | 1669.5739 | -34.609 | 196.9329 | 0.99959 | -2414.5264 | 91.7392 | 1233.9821 | 0.99809 | 2940.8799 | -317.8468 | -864.2986 | 674.0344 | -4163.7178 | 794.5774 | -77.1414 | -2503.6941 | 588.2025 | 3770.0691 | 210.1042 | -18.4338
2030-04-12 | 6 | -15.7922 | -12.7183 | -27.2379 | -269.6967 | -431.0559 | -303.7565 | -5366.9014 | 1099.3154 | 1338.4287 | -70.0847 | 1.0038 | -38.4109 | 1.0039 | -498.0122 | 607.9668 | -1156.5778 | 121.103 | 209.9989 | 19.8839 | -110.1266 | -168.9826 | 23.2154 | -53.177 | -101.85 | 30.4579 | -1069.6306 | -401.4419 | -327.7967 | -58.6348 | 494.5056 | 679.0027 | 1511.4224 | -914.1856 | 634.5671 | 6.6199 | 3.4808 | 1851.963 | 1.0023 | 34.9126 | 449.5725 | -2430.2981 | -201.5587 | 2113.1594 | 0.99469 | 3295.0269 | -2.309 | -272.4797 | 3603.7832 | -1096.712 | 731.5415 | -78.6588 | -2190.791 | -1.5172 | 3545.6816 | 210.1043 | -139.1668
2030-04-12 | 7 | -27.5294 | 534.3311 | -40.3427 | -392.8767 | -23.1729 | -814.7811 | -6739.4277 | 2111.6885 | 1611.5997 | -81.3563 | 0.92214 | -59.6758 | 1.1194 | -545.3228 | 710.6646 | -1118.7319 | 167.9962 | 209.9989 | -80.454 | -195.2724 | -111.3737 | 249.9118 | -14.9063 | -106.4923 | 1005.0278 | -1799.6012 | -465.4554 | -503.1391 | -70.1042 | 660.1901 | 980.9993 | 1901.8265 | -607.4096 | 628.0013 | 6.4203 | 321.0341 | 1647.4612 | 0.99867 | 1.0038 | 441.6761 | -2486.0815 | -100.28 | 2638.3142 | 485.4588 | 3691.9285 | -2.2118 | -272.5771 | 2214.729 | -2428.2256 | 734.743 | -402.0344 | -2669.3286 | 1.0056 | 5959.127 | 210.1042 | -132.3516
2030-04-12 | 8 | -45.5683 | 371.6346 | -48.0212 | -475.0107 | 193.0518 | -800.1474 | -7363.0835 | 2454.4155 | 1173.5487 | -93.0659 | 379.6394 | 0.99997 | 560.7661 | -501.991 | 1019.3553 | -973.8505 | 175.058 | 209.9989 | -94.8431 | 62.0368 | -268.241 | -436.95 | 117.0423 | -93.9153 | 1171.6605 | -2054.3428 | -1059.8851 | -522.8035 | -73.8115 | 883.1141 | 1074.858 | 3532.6208 | -596.2895 | 807.4855 | 5.0868 | 150.3676 | 3467.0103 | 0.99812 | 1.001 | 1.0004 | -2551.1475 | 308.6634 | 3755.6138 | 849.7126 | 4718.1025 | -2.4034 | -272.0615 | 2143.3438 | -2128.9021 | 1014.8868 | 401.1404 | -3220.7444 | -404.5686 | 7630.8379 | 210.1043 | -189.7224
2030-04-12 | 9 | -52.163 | 104.7248 | -54.2069 | -499.8431 | 349.4381 | -957.9599 | -8198.8994 | 2742.1567 | 323.5551 | -107.0689 | 2452.1602 | 39.9415 | 1657.6805 | -355.1655 | 1455.1852 | -858.2333 | 167.8007 | 209.9989 | -341.0227 | 94.3457 | -410.5629 | -575.4985 | 235.9301 | -51.6442 | 3054.145 | -2083.8667 | -1095.9792 | -538.4407 | -53.856 | 1124.9534 | 1251.3412 | 3889.9294 | -641.1718 | 889.174 | 4.6487 | -176.4064 | 4528.0913 | -1.0221 | -2.4143 | 26.3868 | -2683.2563 | 657.9832 | 4140.5166 | 1244.1758 | 5029.2983 | 0.81213 | -271.9965 | 1826.9467 | -1418.9401 | 1224.2832 | 2037.3376 | -4054.4202 | -737.2302 | 8825.833 | 210.1043 | -100.0123
2030-04-12 | 10 | -57.8397 | -167.5099 | -63.4389 | -640.3289 | -5.6533 | -580.9958 | -6888.3213 | 1824.1544 | -2.9482 | -143.6012 | 2300.0784 | 21.0908 | 2098.2502 | -66.846 | 1548.5717 | -632.58 | 131.7694 | 209.9989 | -363.0822 | 217.4821 | -597.2655 | -397.0895 | 214.4148 | -28.6811 | 3142.5349 | -2205.1416 | -1113.0366 | -437.5301 | -48.8997 | 1010.1653 | 1276.7759 | 5043.2954 | -766.0893 | 1167.5798 | 5.0012 | -539.2831 | 6411.1694 | -317.0304 | -140.3882 | 432.838 | -2653.188 | 632.1437 | 4257.251 | 1313.6154 | 5047.7964 | 0.99669 | -272.707 | 1498.4031 | -1484.8574 | 1157.2827 | 2361.4233 | -3380.6804 | -828.3022 | 9027.8037 | 210.1043 | -33.3402
2030-04-12 | 11 | -45.8507 | -785.4226 | -62.9683 | -503.4763 | -928.6949 | 1.0045 | -4662.7104 | 38.6284 | 1.0051 | -136.8231 | 2659.0088 | 78.1134 | 2128.3455 | 49.9927 | 1724.8163 | -573.5073 | 58.4268 | 209.9989 | -387.4406 | 358.3712 | -792.392 | -434.7567 | 166.6742 | 0.78451 | 3151.8726 | -1602.9277 | -1273.035 | -240.2488 | -41.3856 | 817.3407 | 998.3131 | 3804.6465 | -1095.8097 | 1083.8972 | 4.9069 | -859.3486 | 5560.3564 | -256.7684 | -236.3634 | 449.8214 | -2446.0676 | 440.1649 | 4372.0884 | 1462.2354 | 5057.2729 | 1.0037 | -392.7956 | 1363.9753 | -1282.0023 | 1079.9171 | 1341.0811 | -1600.1409 | -798.4545 | 8016.6392 | 210.1043 | -67.2791
2030-04-12 | 12 | -42.1775 | 11.3385 | -68.8769 | -544.7253 | -1265.7007 | -492.288 | -4640.8213 | -2.1391 | 1.0042 | -171.0407 | 2869.8738 | 91.6266 | 2114.5742 | 196.0346 | 1986.7697 | -664.5623 | 90.8018 | 209.9989 | -498.9263 | 62.6388 | -836.5915 | 219.8074 | 90.709 | 9.2502 | 3647.3472 | -2047.0833 | -693.305 | -403.4925 | -59.5841 | 685.599 | 1549.0398 | 3436.6211 | -616.9598 | 746.3777 | 7.9905 | -239.5387 | 4934.7559 | -440.842 | -1.9444 | 449.6348 | -2404.2542 | 222.7681 | 4132.4272 | 1513.3262 | 5062.0933 | -3.1525 | -419.9221 | 3028.5547 | 495.8932 | 864.3752 | 599.4433 | -976.0803 | -761.749 | 7843.0664 | 210.1043 | -62.2409
2030-04-12 | 13 | -40.7859 | 113.2446 | -70.0534 | -562.6035 | -1449.0564 | -530.3036 | -4660.0684 | -488.6658 | 246.8161 | -189.7724 | 3079.2358 | 119.822 | 2131.9353 | 275.4168 | 2155.8818 | -395.4391 | 105.906 | 209.9989 | -520.2504 | 130.1461 | -984.7165 | 442.0373 | 81.7624 | 25.1437 | 3742.8418 | -2010.7599 | -684.488 | -419.2309 | -60.1259 | 613.7869 | 1748.8279 | 3080.4966 | -628.6463 | 699.5314 | 8.5893 | -219.5616 | 5690.877 | -379.8259 | 1.0011 | 449.5515 | -2199.8518 | 245.8696 | 4155.2061 | 1534.0698 | 5056.3096 | -3.1186 | -458.2464 | 3447.4485 | 913.3841 | 660.0141 | 1005.0811 | -1269.8694 | -381.2838 | 6775.8447 | 210.1043 | -30.0531
2030-04-12 | 14 | -38.3062 | 1.0037 | -70.8726 | -525.2007 | -1601.1465 | -376.9564 | -3326.6177 | -872.5922 | 158.2274 | -223.8874 | 3180.6238 | 150.0638 | 2124.1704 | 273.3788 | 2146.2439 | 17.579 | 143.4221 | 209.9989 | -504.6641 | 247.4703 | -983.4709 | 795.1302 | 70.5523 | 30.2331 | 3683.4597 | -1732.1066 | -1011.2318 | -341.7076 | -57.8293 | 537.1695 | 1589.9547 | 2481.4009 | -963.3987 | 763.7757 | 7.4656 | -449.6341 | 5835.3726 | -525.9473 | 0.99941 | 449.7903 | -2138.9932 | 197.9778 | 4034.6182 | 1526.0172 | 5045.9868 | -184.1497 | -503.7895 | 3567.2402 | 997.7407 | 603.316 | 335.8597 | -484.032 | -301.249 | 4792.8369 | 210.1043 | -117.0887
2030-04-12 | 15 | -38.4618 | -31.5807 | -74.243 | -513.5955 | -1760.09 | -347.3195 | -434.292 | -1006.7742 | 1.0022 | -193.9787 | 3180.5015 | 105.5269 | 1549.4294 | 322.1454 | 2158.8901 | 276.7343 | 173.3458 | 209.9989 | -551.201 | 392.1098 | -1080.8461 | 639.5672 | 68.7904 | 22.6354 | 3730.2583 | -1687.2617 | -1474.976 | -303.5909 | -50.6396 | 452.3271 | 1080.0024 | 2224.4695 | -1312.7102 | 743.5469 | 8.1687 | -241.9757 | 6010.1484 | -374.3929 | -521.3508 | 450.2301 | -2284.873 | 102.9695 | 4899.8169 | 1529.769 | 5058.4663 | 118.7138 | -1313.7362 | 3979.5618 | 1406.1323 | 897.9754 | 743.109 | -174.3408 | -1007.7086 | 4456.3438 | 210.1043 | -266.3814
2030-04-12 | 16 | -53.4562 | -199.7608 | -81.4567 | -547.1633 | -1810.0338 | -170.484 | 895.8342 | -1354.9229 | -2.7321 | -148.8837 | 2441.8198 | 179.9617 | 732.0081 | 149.0083 | 1923.6458 | 643.5242 | 460.8048 | 209.9989 | -626.0764 | 400.07 | -1146.1274 | 809.745 | 77.8457 | -64.1627 | 4116.0615 | -1793.5751 | -1766.1882 | -258.0743 | -50.8666 | 427.0201 | 455.3101 | 3883.9565 | -1435.8344 | 1140.6827 | 8.0907 | 1354.078 | 7958.8804 | -186.1668 | -182.5212 | 45.3562 | -2474.4844 | 196.4915 | 4411.063 | 1467.9381 | 5055.6533 | -3.5498 | -1184.8383 | 5128.0083 | 2620.3118 | 938.0086 | 1077.4651 | -695.489 | -1059.2634 | 4614.9146 | 210.1043 | -260.691
2030-04-12 | 17 | -36.8781 | -175.7736 | -77.0218 | -474.1384 | -1631.4237 | -332.9503 | 23.4563 | -1063.2802 | -2.6887 | -151.8852 | 2408.0955 | 188.5116 | 1299.4406 | 0.999 | 2036.1483 | 1142.0364 | 466.593 | 209.9989 | -620.0291 | 563.614 | -1245.205 | 996.687 | 155.8392 | -74.6124 | 4150.6431 | -1438.9456 | -2462.854 | -257.6017 | -45.8956 | 528.2831 | -193.1632 | 2137.1736 | -1914.6447 | 766.723 | 6.6086 | 1556.5176 | 6094.564 | -322.4081 | -471.4559 | 450.6045 | -2350.6711 | 496.6037 | 4822.2197 | 1476.0623 | 5057.5054 | 115.4148 | -842.4004 | 4331.2183 | 1462.371 | 812.8372 | 1185.5513 | -1047.1161 | -829.0101 | 3723.7969 | 210.1043 | -226.226
2030-04-12 | 18 | -30.0255 | -201.8517 | -76.2678 | -451.7227 | -1722.0474 | -396.7672 | 44.244 | -1219.24 | -2.7132 | -151.3351 | 2457.6277 | 194.9974 | 1267.319 | -19.7438 | 2083.2124 | 1001.3704 | 350.0708 | 209.9989 | -581.8041 | 606.1625 | -1208.3073 | 950.3831 | 164.9948 | -73.5089 | 3940.2644 | -1342.1929 | -2751.4626 | -262.9484 | -41.2498 | 533.2651 | -305.3815 | 1437.8381 | -2129.6628 | 568.5002 | 5.0197 | 1395.6207 | 5199.0283 | -306.2657 | -491.7134 | 450.7056 | -2281.6782 | 531.82 | 4827.7417 | 1499.0442 | 5051.3809 | 101.6065 | -489.2882 | 4372.4653 | 1305.7654 | 695.4399 | 1096.6577 | -1142.9249 | -650.7014 | 4012.1597 | 0.10427 | -214.2956
2030-04-12 | 19 | -54.6004 | -146.7659 | -83.4661 | -562.0352 | -1821.7296 | -273.0388 | 99.6012 | -1220.1815 | -189.6754 | -143.3991 | 3051.7585 | 170.4484 | 1357.3793 | 23.5635 | 1880.3926 | 228.7648 | 496.654 | 209.9989 | -596.5184 | 447.5103 | -1252.9323 | 1246.5883 | 113.6558 | -97.5259 | 4112.5093 | -1921.1918 | -2235.6016 | -291.25 | -47.0708 | 480.4948 | 370.5322 | 3770.801 | -1445.9138 | 1076.8988 | 7.8343 | 2019.8875 | 7739.8579 | -269.9581 | -490.5162 | 450.7177 | -2055.1177 | 395.7535 | 4696.833 | 1550.8921 | 5042.8301 | 1.0128 | -355.6599 | 4653.1353 | 1486.4611 | 660.942 | 737.0137 | -443.1922 | -618.1171 | 4629.1982 | 0.10427 | -238.5675
2030-04-12 | 20 | -52.9094 | -12.1061 | -81.7902 | -570.3389 | -1880.891 | -303.0087 | 230.8716 | -1183.8214 | 84.2573 | -120.3769 | 2819.2432 | 173.0512 | 1428.1287 | 11.1889 | 1679.6459 | -742.2164 | 210.4626 | 209.9989 | -575.8601 | 502.7294 | -1063.7504 | 1069.4675 | 42.9911 | -93.187 | 3953.5447 | -1928.6654 | -2060.426 | -305.1383 | -51.8389 | 386.0671 | 478.5608 | 3784.542 | -1343.1586 | 1082.1879 | 7.925 | 1794.726 | 7722.8062 | -292.5827 | -528.4943 | 450.7621 | -2264.8853 | 145.4575 | 4763.0186 | 1585.767 | 5041.7656 | 0.98954 | -364.3647 | 4523.9995 | 1248.0532 | 524.6415 | 387.3088 | -233.0238 | -271.1123 | 4110.9077 | 0.10427 | -220.8202
2030-04-12 | 21 | -52.7454 | -86.6349 | -82.7757 | -564.4467 | -1889.5455 | -254.5228 | 669.469 | -1179.9634 | -259.1316 | -126.907 | 2528.6011 | 174.0202 | 1650.1611 | 80.0185 | 1743.4249 | -1295.5958 | 111.017 | 209.9989 | -591.7158 | 648.6957 | -1074.4978 | 714.7513 | 62.8656 | -77.777 | 4014.7327 | -1822.0118 | -2417.1885 | -275.8255 | -49.5947 | 397.4531 | 445.0622 | 4016.7036 | -1514.5751 | 1140.3123 | 7.0728 | 1555.2788 | 7266.1025 | -127.6462 | -353.1951 | 450.6279 | -2386.1853 | 149.0747 | 4751.9395 | 1700.1978 | 5035.7075 | 177.2729 | -279.5548 | 4327.4453 | 1143.4899 | 610.9456 | 755.7365 | 1.0012 | -80.4367 | 3897.0781 | 0.10427 | -205.7287
2030-04-12 | 22 | -54.9407 | -11.0874 | -79.7959 | -594.5273 | -1858.908 | -328.1415 | 29.7887 | -1547.4089 | 40.2951 | -147.8212 | 2841.8516 | 154.5054 | 1690.3656 | 256.3307 | 1880.729 | -1664.2844 | 135.7349 | 209.9989 | -626.6254 | 685.9772 | -1008.7267 | 1145.2762 | 67.9088 | -72.5046 | 4266.3452 | -1972.375 | -2212.5737 | -319.5235 | -49.2246 | 406.8785 | 799.322 | 4722.1196 | -1274.3029 | 1183.8365 | 7.2872 | 1187.4155 | 6890.2812 | -89.1293 | -186.5461 | 450.4621 | -2124.9077 | 300.6907 | 4639.7793 | 1773.8798 | 5027.063 | 308.6007 | -279.9147 | 4618.1133 | 1771.228 | 617.2961 | 852.4203 | 109.9327 | -593.4935 | 4582.4023 | 0.10427 | -158.7927
2030-04-12 | 23 | -58.0467 | 0.99047 | -76.214 | -609.8562 | -1900.0524 | -265.0007 | 243.6714 | -1671.642 | 1.0057 | -138.1023 | 2532.6089 | 134.5641 | 1993.3993 | 222.408 | 1776.7472 | -1940.8324 | 124.0027 | 209.9989 | -654.0146 | 690.5103 | -999.1066 | 1373.4896 | 73.7891 | -69.158 | 4387.7915 | -2031.562 | -2121.4534 | -312.0661 | -49.34 | 394.8018 | 830.1909 | 5815.3447 | -1157.1235 | 1309.5861 | 7.7288 | 1354.9365 | 7009.269 | -100.2583 | 125.4054 | 450.2027 | -1932.2108 | 424.861 | 3973.3625 | 1702.5869 | 5014.8345 | 41.3121 | -278.1554 | 4642.1191 | 2041.9351 | 572.5667 | 513.1238 | 0.99546 | -312.1221 | 4867.7891 | 210.1043 | -132.5057
2030-04-12 | 24 | -55.2577 | 0.99287 | -69.422 | -578.5826 | -1627.5145 | -280.0981 | 20.3129 | -1517.5825 | 722.4647 | -112.0706 | 2746.7273 | 63.0042 | 2021.7855 | -25.5344 | 1585.454 | -2154.0762 | 113.2102 | 209.9989 | -655.1536 | 592.2933 | -828.4084 | 567.0878 | 61.4224 | -54.1242 | 4279.5811 | -2055.1213 | -2302.5886 | -307.8943 | -46.7799 | 405.0072 | 383.7018 | 5546.4697 | -1057.2451 | 1262.0695 | 8.1905 | 1466.5103 | 6268.8779 | -1.9667 | 0.99877 | 441.0981 | -2183.437 | 304.5543 | 3765.3677 | 1578.2345 | 4898.5 | -64.726 | -276.4323 | 4638.043 | 2111.022 | 705.4871 | -25.1261 | -47.5412 | -163.5744 | 5204.3687 | 210.1043 | -244.3484
2030-04-13 | 1 | -52.3145 | -9.6649 | -64.6251 | -551.9672 | -1862.1764 | -371.3588 | -1774.2147 | -1540.3859 | 1363.3442 | -25.338 | 2801.79 | 169.5661 | 1470.3947 | -37.8027 | 1102.9913 | -1856.3593 | 119.7788 | 209.9989 | -722.0098 | 613.4251 | -715.3642 | -1014.7589 | 66.718 | -53.3758 | 4477.6377 | -2121.1331 | -2273.7307 | -347.7389 | -45.4368 | 448.3317 | 412.3927 | 5295.4653 | -896.0348 | 1248.1213 | 8.5346 | 1530.3108 | 5733.9224 | -28.5494 | 410.4145 | 1.0003 | -2464.7959 | 326.4093 | 3023.7083 | 1580.8322 | 4619.4536 | -4.4347 | -278.973 | 6236.7358 | 3532.7039 | 1320.9601 | 548.461 | 1.0005 | -247.486 | 8349.9658 | 210.1043 | -372.3197
2030-04-13 | 2 | -37.4106 | 160.4423 | -55.535 | -520.5958 | -1376.4254 | -663.0526 | -4653.8618 | -2.327 | 1979.5984 | -8.6335 | 2820.6272 | 153.0227 | 1405.4891 | -112.8886 | 840.5823 | -1253.0658 | 31.3328 | 209.9989 | -681.4786 | 260.586 | -450.6166 | -1783.3129 | 39.803 | -54.6696 | 4270.6748 | -2071.6533 | -1884.3926 | -444.9261 | -50.8727 | 543.8506 | 636.3943 | 3217.1931 | -534.5914 | 868.358 | 9.0295 | 1496.7446 | 3627.7197 | 152.662 | 345.3844 | 450.179 | -2484.9678 | 27.0429 | 2878.2388 | 1579.8773 | 4404.9707 | -4.8013 | -278.0739 | 5142.7227 | 2655.6777 | 1396.2999 | 143.5526 | -255.7846 | -753.2462 | 10057.2891 | 210.1043 | -402.4302
2030-04-13 | 3 | -14.2917 | 420.3843 | -39.1169 | -387.7065 | -994.6792 | -709.0303 | -6265.7622 | 671.1808 | 1831.422 | -36.915 | 3182.1091 | 48.622 | 2017.5145 | -257.3442 | 695.7399 | -225.0215 | -73.3323 | 209.9989 | -615.678 | 268.9531 | -387.2302 | -2336.3347 | -18.4081 | -48.043 | 3941.7039 | -1432.9391 | -1904.7013 | -428.4366 | -62.5584 | 436.7776 | 95.2088 | 1277.7762 | -752.9127 | 474.5089 | 7.3455 | 1211.291 | 841.5628 | -17.803 | 521.1435 | 1.0011 | -2345.3599 | 0.99875 | 2505.3914 | 1442.2733 | 4372.0737 | -34.5178 | -272.4979 | 4628.9561 | 2042.7954 | 928.4326 | -150.5002 | -1026.6221 | 653.9092 | 6695.8779 | 210.1042 | -148.3903
2030-04-13 | 4 | -8.8049 | 755.3506 | -32.028 | -339.6241 | -648.532 | -861.4623 | -7181.396 | 1398.6075 | 1777.645 | -52.0208 | 3539.262 | 0.99963 | 1984.0284 | -445.7223 | 651.4252 | 758.2902 | 71.5883 | 209.9989 | -564.3652 | 25.8921 | -467.565 | -3117.6902 | -91.0856 | -58.4335 | 3579.9568 | -1413.0975 | -1609.9574 | -481.9788 | -85.7425 | 405.6172 | 466.3795 | 672.1504 | -456.3058 | 393.2621 | 6.7238 | 1570.9849 | 885.1902 | -56.668 | 473.9509 | 0.99934 | -2180.8389 | -145.3015 | 2459.3333 | 1558.0762 | 4268.0708 | -3.1492 | -271.9315 | 4202.29 | 1406.5392 | 750.0046 | -163.2954 | -1799.3929 | 1056.8704 | 4814.9014 | 210.1042 | -25.219
2030-04-13 | 5 | -1.7412 | 805.9506 | -30.178 | -305.9493 | -556.7458 | -971.1788 | -6937.2266 | 1384.6052 | 1597.8104 | -40.2341 | 3596.3057 | 0.99928 | 1615.9967 | -615.9371 | 537.3914 | 1641.7717 | 140.111 | 209.9989 | -518.4308 | 142.3053 | -591.481 | -3191.8677 | -127.1422 | -66.6477 | 3079.9529 | -1321.5266 | -2113.2744 | -519.0593 | -91.9019 | 301.4165 | 355.839 | 0.83629 | -492.7328 | 115.2281 | 7.1025 | 1649.3458 | 569.9774 | -2.1009 | 473.7433 | 0.99997 | -2197.0769 | -213.5803 | 2398.7886 | 1497.6244 | 4209.019 | -3.1654 | -271.9543 | 3482.7139 | 490.7481 | 729.1118 | -402.6132 | -1852.2274 | 1046.4865 | 3581.033 | 210.1043 | -22.3392
2030-04-13 | 6 | -3.1155 | 723.0986 | -31.2206 | -301.6275 | -415.8362 | -1001.5928 | -6985.1743 | 1574.5483 | 1728.1322 | -40.5546 | 3572.2012 | 3.7071 | 1968.3121 | -652.4256 | 546.2452 | 2207.8027 | 218.3168 | 209.9989 | -514.3577 | 147.1273 | -535.7402 | -2883.3479 | -121.8084 | -76.0878 | 3213.6414 | -1397.3638 | -2343.4966 | -533.8257 | -91.9977 | 324.0295 | 443.7451 | -269.7487 | -554.1824 | 182.6796 | 5.7341 | 1429.1455 | 809.6602 | -2.0408 | 414.9473 | 1.0014 | -2232.4814 | -211.5882 | 2535.229 | 1494.6864 | 4272.0142 | -3.0719 | -271.9286 | 3636.9822 | 610.2123 | 685.5186 | -468.5945 | -2055.5447 | 1110.5984 | 3178.7888 | 210.1043 | -5.8424
2030-04-13 | 7 | 2.3159 | 998.4156 | -30.1593 | -313.0714 | -195.3611 | -1201.208 | -7638.9971 | 2032.7457 | 1705.2555 | -63.8984 | 3490.2935 | -24.6981 | 2015.3875 | -579.2438 | 731.3087 | 2087.7078 | 161.3106 | 209.9989 | -443.7197 | 121.3566 | -517.7411 | -2693.8206 | -115.9034 | -85.3476 | 2863.6265 | -1380.6074 | -2324.5376 | -612.5128 | -99.0794 | 383.3589 | 581.7537 | -1206.8011 | -477.558 | -35.9974 | 5.0749 | 1552.1555 | 320.4245 | 11.3668 | 0.99568 | 413.4476 | -2286.041 | -184.4252 | 2679.7974 | 1439.1042 | 3927.3066 | -2.6853 | -272.5054 | 2802.3232 | -470.6023 | 648.1017 | -563.678 | -2354.7007 | 1227.1946 | 4276.2505 | 210.1043 | -0.68437
2030-04-13 | 8 | 9.0467 | 1383.4196 | -35.1994 | -340.8272 | 195.4828 | -1572.0748 | -9301.3662 | 2930.4128 | 1727.394 | -84.1133 | 3655.1426 | -14.5639 | 1990.9197 | -478.2378 | 1049.9739 | 1751.7394 | -14.779 | 209.9989 | -408.7345 | 172.1834 | -604.846 | -3318.0642 | -75.3454 | -79.3782 | 2563.9827 | -1495.6028 | -2612.3513 | -751.9767 | -128.4383 | 501.9196 | 727.989 | -2385.2632 | -457.9572 | -309.5157 | 3.6739 | 1399.014 | -853.6315 | -288.6503 | 657.5995 | 1.0018 | -2430.6108 | -62.7747 | 2815.9404 | 1503.623 | 4620.5835 | -4.208 | -271.6642 | 3745.365 | 470.0427 | 766.8052 | 229.7855 | -3178.2554 | 1103.9935 | 5170.7871 | 210.1042 | 40.3161
2030-04-13 | 9 | 16.4499 | 2136.4009 | -43.7936 | -457.4488 | 642.7825 | -2090.7881 | -11390.3242 | 3797.0366 | 923.4971 | -122.096 | 3685.7285 | 29.5799 | 2002.2188 | -365.1946 | 1412.3031 | 2236.947 | -452.5191 | 209.9989 | -433.4736 | 376.1966 | -839.9736 | -4388.958 | -69.9332 | -58.7664 | 2576.1208 | -1856.3153 | -3565.5596 | -951.7418 | -146.5741 | 436.9736 | 587.7419 | -4699.7832 | -923.9802 | -761.8327 | 0.55598 | 763.0134 | -2829.6926 | -85.6636 | 505.1799 | 0.99875 | -2473.6284 | 39.7808 | 2838.2625 | 1492.9983 | 4362.8584 | 54.8273 | -276.5011 | 4381.7759 | 1471.447 | 878.6022 | 517.1562 | -3338.4934 | 523.9111 | 5523.0889 | 210.1042 | -64.2048
2030-04-13 | 10 | 10.0075 | 2113.5073 | -49.1914 | -517.0733 | 862.0692 | -2164.356 | -12167.8164 | 4025.8496 | -3.0515 | -122.188 | 3823.6746 | 26.1634 | 1995.7653 | -266.1895 | 1756.0668 | 1939.5818 | -346.7253 | 209.9989 | -547.5284 | 447.4742 | -1042.5626 | -5469.3843 | -54.5089 | -34.2505 | 3151.1379 | -1927.6819 | -3506.979 | -989.5396 | -141.7221 | 505.7164 | 949.0247 | -3812.7512 | -768.2822 | -706.9976 | 0.65068 | 598.5605 | -2543.281 | 0.99985 | 281.4959 | 245.0763 | -2576.4441 | 0.9987 | 3919.7336 | 1775.0319 | 4513.5576 | 641.2623 | -274.2513 | 4326.3999 | 1497.799 | 1207.953 | 1405.3473 | -4045.2922 | -604.0307 | 4230.3579 | 210.1043 | -115.4329
2030-04-13 | 11 | -6.6222 | 1956.7303 | -60.3454 | -582.1098 | 650.8187 | -2121.3269 | -12471.1162 | 3843.2712 | -2.9345 | -166.9495 | 3796.5894 | 2.497 | 2025.6628 | -166.1899 | 2156.1868 | 1313.6754 | -216.2172 | 209.9989 | -598.4357 | 316.322 | -1148.2642 | -5351.9033 | -109.6081 | -25.2832 | 3580.9067 | -2348.7307 | -3032.3042 | -994.192 | -136.1032 | 493.3919 | 1563.9891 | -2652.1938 | -396.9741 | -548.7606 | 0.69322 | 668.8284 | -1373.7603 | -57.9242 | 258.2345 | 52.4572 | -2393.001 | -69.3443 | 4218.8794 | 1625.2831 | 4986.4956 | 402.2651 | -273.313 | 3648.6658 | 671.8616 | 836.2956 | 1141.9739 | -3383.0569 | 1.0086 | 3864.2095 | 210.1043 | -9.1273
2030-04-13 | 12 | -13.582 | 1884.1776 | -57.2179 | -619.922 | 574.9841 | -2087.5579 | -13122.4248 | 3887.1589 | -2.9616 | -230.5533 | 3387.6797 | 109.4996 | 2065.907 | -190.9217 | 2111.6833 | 1035.0642 | -53.9002 | 209.9989 | -623.2278 | 302.4223 | -1204.0275 | -5418.2383 | -77.2268 | -16.8365 | 3778.8083 | -2431.479 | -2940.009 | -1000.6189 | -129.9906 | 578.9493 | 1832.4436 | -1328.2131 | -254.6254 | -397.9236 | 0.66335 | 707.5229 | -1483.4908 | -166.1791 | 73.2559 | 184.5906 | -2240.5688 | -38.9222 | 4030.6997 | 1524.4044 | 5012.688 | 1.0013 | -277.7957 | 3053.9048 | -185.1799 | 842.0782 | 1168.6775 | -3041.426 | -75.4661 | 3720.6965 | 210.1042 | -43.6549
2030-04-13 | 13 | -11.946 | 1813.9838 | -55.3879 | -620.342 | 518.8586 | -2072.4854 | -13355.0996 | 3812.2603 | -257.8087 | -274.8896 | 3863.5002 | 182.4208 | 2059.4456 | -168.477 | 2120.1946 | 1093.3855 | -127.7029 | 209.9989 | -606.6075 | 380.4474 | -1279.3624 | -5422.5371 | -48.9936 | -5.3487 | 3598.4417 | -2354.4727 | -3015.0222 | -988.7568 | -123.3346 | 603.2419 | 1888.6907 | -1698.8058 | -342.2532 | -412.2 | 0.57322 | 593.8804 | -1716.988 | 74.1105 | 25.7432 | 450.2432 | -2211.4106 | -2.41 | 4664.4067 | 1781.0861 | 4825.1426 | 757.8269 | -274.7521 | 3784.0862 | 858.7156 | 917.6692 | 1368.8851 | -3226.8362 | -416.1841 | 4229.1382 | 210.1043 | -56.6366
2030-04-13 | 14 | -23.1743 | 934.8818 | -63.6237 | -627.235 | 1.0025 | -1528.9757 | -11635.9668 | 2603.9402 | -334.5045 | -283.3379 | 3910.9336 | 195.0014 | 2007.295 | -150.3536 | 2149.2861 | 1407.9813 | -162.0296 | 209.9989 | -589.0644 | 369.4232 | -1275.8604 | -5018.9224 | 19.9401 | 3.505 | 3426.9426 | -2409.8376 | -3045.4409 | -816.5627 | -85.9533 | 646.3856 | 1850.0963 | -1283.4785 | -463.5815 | -40.9424 | 0.4933 | 500.3577 | 1420.8822 | 143.3941 | 112.199 | 450.168 | -2238.0642 | 15.422 | 4655.2798 | 1844.7191 | 4822.1616 | 831.5535 | -275.0442 | 3851.8955 | 762.5654 | 911.3596 | 1216.3224 | -2461.7688 | -141.0937 | 5641.7769 | 210.1043 | -65.6929
2030-04-13 | 15 | -35.6011 | 240.9275 | -63.2475 | -588.1121 | -6.5302 | -820.9942 | -9610.2656 | 1948.5333 | -517.634 | -270.5961 | 3902.9185 | 192.4951 | 1987.7968 | -118.9954 | 2137.9814 | 646.0309 | -3.7665 | 209.9989 | -530.1072 | 254.5186 | -1240.0258 | -5237.8862 | 31.4459 | 5.1745 | 2875.7454 | -2024.7699 | -2663.6951 | -587.4802 | -69.0009 | 663.4436 | 1783.0826 | 494.1119 | -487.6864 | 428.1858 | 0.5756 | 446.6936 | 3967.9175 | 138.9836 | 133.1729 | 450.1755 | -2274.1631 | 41.6769 | 4658.4668 | 1835.1381 | 4808.9141 | 854.9818 | -275.1974 | 3683.1963 | 451.4892 | 966.4567 | 1322.5398 | -2528.4197 | -336.8037 | 6260.7124 | 210.1043 | -87.9618
2030-04-13 | 16 | -54.5744 | -41.7529 | -72.7716 | -637.4481 | -351.2617 | -558.7861 | -7566.0781 | 643.4667 | -654.7604 | -307.1705 | 3879.5879 | 172.7713 | 1300.1383 | -165.0046 | 2124.521 | 127.5607 | 151.2112 | 209.9989 | -427.4557 | 318.9544 | -1474.4591 | -5772.1826 | 25.9757 | -5.6291 | 1988.1827 | -2224.3291 | -2958.8435 | -504.8791 | -56.9276 | 547.6745 | 1669.368 | 2445.6094 | -558.3448 | 846.1562 | 0.59513 | 728.358 | 5312.3389 | 457.9925 | 342.0125 | 450.0713 | -2331.3694 | -46.2151 | 4416.8452 | 1815.52 | 4788.7773 | 830.4691 | -279.5935 | 4500.8804 | 1104.7212 | 1212.5784 | 1991.6447 | -2069.6228 | -555.7893 | 7225.9722 | 210.1042 | -148.8395
2030-04-13 | 17 | -74.927 | -56.3746 | -82.7058 | -766.8959 | -452.0603 | -600.1471 | -7828.2104 | 517.2048 | -955.1547 | -208.1622 | 3833.0054 | 122.0676 | 1582.2245 | -15.5033 | 2099.0989 | -215.404 | 289.2026 | 209.9989 | -343.8218 | 442.7857 | -1424.9711 | -5593.6763 | 105.6918 | -26.6208 | 1477.1558 | -2645.8562 | -2951.5564 | -531.0768 | -45.5712 | 607.6678 | 1910.516 | 4350.5244 | -566.6374 | 1236.5703 | 0.57174 | 999.7653 | 6666.7583 | 285.3347 | 185.5775 | 450.1488 | -2399.3728 | 81.3404 | 4438.937 | 1842.522 | 4732.2148 | 849.4957 | -279.7089 | 4502.9668 | 946.403 | 1387.9927 | 1807.3566 | -2046.5244 | -981.0076 | 8358.8662 | 210.1042 | -208.9478
2030-04-13 | 18 | -85.8379 | -339.0467 | -85.8192 | -769.3642 | -169.9026 | -601.9451 | -8727.3135 | 1036.6727 | -1122.3112 | -276.4525 | 3761.4907 | 163.0269 | 2101.0522 | -18.1082 | 1766.0735 | -300.3181 | 355.1772 | 209.9989 | -338.599 | 437.253 | -1205.8657 | -4650.7559 | 193.6842 | -34.5343 | 1674.1041 | -2766.4561 | -2664.1897 | -531.345 | -32.0457 | 858.3331 | 1965.5825 | 5336.6514 | -440.2057 | 1409.0737 | 0.53165 | 1093.6962 | 7253.3457 | -28.3443 | 186.4672 | 203.1013 | -2376.4849 | 449.1133 | 4034.4016 | 1516.329 | 4973.5522 | 244.7208 | -272.4001 | 3982.1465 | -132.4564 | 1436.0376 | 2746.6011 | -3109.3816 | -613.1502 | 9568.7227 | 0.10427 | -41.9712
2030-04-13 | 19 | -81.7086 | -325.4058 | -81.798 | -771.5642 | -216.2057 | -600.7986 | -8843.7275 | 868.4103 | -1092.1836 | -140.0922 | 3813.2786 | 167.9348 | 730.1423 | 1.0001 | 2103.1877 | -309.892 | 298.9339 | 209.9989 | -305.8512 | 602.0045 | -1268.1263 | -4268.707 | 218.1115 | -39.3576 | 1400.4744 | -2547.8076 | -3227.7964 | -524.1242 | -27.631 | 841.0452 | 1857.0325 | 5312.2026 | -681.9782 | 1369.72 | 0.57103 | 1075.4038 | 7011.6226 | 1216.3796 | 660.645 | 163.8129 | -2390.8267 | 590.3383 | 3741.3542 | 1645.459 | 5002.3364 | 316.7892 | -280.6079 | 6355.9429 | 2020.0688 | 1426.7603 | 2815.7183 | -3262.6782 | -559.4925 | 9030.7109 | 210.1043 | -21.0384
2030-04-13 | 20 | -62.0223 | 0.99829 | -76.8423 | -749.6006 | -317.0228 | -667.3544 | -8724.1182 | 937.6992 | -341.2009 | -293.9215 | 3716.1948 | 195.0006 | 2039.5442 | -222.4472 | 1851.5371 | 374.9201 | 86.683 | 209.9989 | -240.7354 | 293.9226 | -1195.0184 | -4037.322 | 69.0254 | -36.6275 | 1179.4004 | -2643.6843 | -2791.2837 | -553.6279 | -50.9229 | 671.3253 | 1531.8805 | 3914.7974 | -592.9656 | 926.1077 | 0.53666 | 812.0665 | 5484.5386 | -91.9468 | 125.9441 | 153.4147 | -2254.1619 | 137.82 | 3985.4495 | 1570.9423 | 4995.9502 | 85.4714 | -278.1847 | 3490.6116 | -650.6276 | 942.5358 | 1118.0784 | -2552.897 | -23.1057 | 7438.4565 | 210.1043 | -40.1512
2030-04-13 | 21 | -45.4221 | 0.99511 | -70.2375 | -644.1218 | -417.9866 | -632.2691 | -8286.6328 | 739.1176 | -295.6329 | -256.2712 | 3754.52 | 195.0007 | 2104.7678 | -160.1835 | 2046.6053 | 830.6008 | 74.9604 | 209.9989 | -299.2319 | 465.3819 | -1309.2224 | -3881.5332 | 36.7685 | -20.0005 | 1475.2424 | -2274.8606 | -2962.3345 | -523.9571 | -57.5375 | 534.3284 | 1410.4194 | 2589.1421 | -653.1301 | 693.5735 | 1.9951 | 629.369 | 4282.002 | -236.6096 | -77.7297 | 232.4005 | -2284.0305 | 28.2449 | 4207.5952 | 1477.182 | 5030.6021 | 0.99639 | -274.3399 | 3459.835 | -1264.8783 | 1059.953 | 1344.8972 | -2166.5408 | 0.99629 | 6678.606 | 210.1042 | -66.3003
2030-04-13 | 22 | -22.9018 | -15.9208 | -54.4201 | -506.4971 | -499.7315 | -484.5912 | -7638.2373 | 590.4379 | -357.9148 | -224.1522 | 3769.136 | 195.0013 | 2104.1719 | -15.3315 | 2163.054 | 992.3424 | -3.9164 | 209.9989 | -395.6937 | 560.0651 | -1367.2159 | -4401.4341 | 5.1452 | 11.4037 | 1877.2933 | -1559.6726 | -2483.5938 | -462.9254 | -66.0423 | 419.6381 | 1259.5466 | 742.9834 | -743.0964 | 369.687 | 3.2681 | 47.6478 | 2675.0947 | -150.8009 | 61.9995 | 186.9898 | -2262.4456 | 0.9953 | 4158.8076 | 1419.2112 | 4994.8652 | 147.8255 | -272.0827 | 3561.334 | -1008.647 | 1139.6216 | 1326.8679 | -1542.4794 | -278.0562 | 4868.311 | 0.10427 | -88.1704
2030-04-13 | 23 | -5.5061 | -200.1227 | -42.0665 | -330.45 | -539.5994 | -356.891 | -7899.542 | 629.0851 | 1.0056 | -120.076 | 3723.9319 | 120.0704 | 2060.9575 | 27.8139 | 2006.0751 | 1232.089 | -139.6976 | 209.9989 | -441.8275 | 698.6076 | -1228.0768 | -4295.6997 | -6.2104 | 19.5015 | 2147.3765 | -886.5206 | -1875.479 | -387.4761 | -71.1195 | 387.4274 | 898.5751 | -791.2659 | -939.5058 | 90.7667 | 3.5116 | -288.5233 | 981.153 | -132.3249 | 285.6576 | 0.99975 | -2221.4595 | 140.0022 | 3698.5713 | 1426.4666 | 4932.3472 | 1.0141 | -276.9816 | 4121.7041 | -215.2911 | 1072.5325 | 1324.3337 | -1702.7919 | -396.4725 | 3736.6287 | 210.1042 | -94.799
2030-04-13 | 24 | 9.0735 | 28.8874 | -34.936 | -279.9113 | -6.2824 | -627.0571 | -10398.083 | 2260.6814 | 89.5074 | -88.4256 | 3711.0486 | 152.6389 | 2122.8572 | -106.2082 | 1607.8368 | 1654.8605 | -276.8033 | 209.9989 | -448.7978 | 370.1308 | -792.9178 | -4178.4888 | 71.8246 | 46.491 | 2356.5457 | -679.7487 | -1406.2611 | -455.8397 | -78.9404 | 707.5716 | 715.2373 | -2497.6702 | -1026.8812 | -255.5748 | 2.7394 | -580.1716 | -491.188 | -2.8888 | -2.1118 | -2.1215 | -2509.3887 | 282.9727 | 3515.2922 | 1363.4105 | 4522.1899 | 0.99346 | -276.7597 | 3086.7588 | -985.442 | 1239.0699 | 1708.0771 | -2424.9939 | -720.3718 | 3368.9133 | 210.1043 | -114.3243
2030-04-14 | 1 | -14.0429 | 912.032 | -44.7031 | -422.0013 | -120.9497 | -1300.3757 | -11383.8086 | 2721.3967 | 978.2499 | -93.3066 | 3681.5476 | 3.1252 | 1743.3291 | -478.7147 | 1126.7528 | 1074.1219 | 89.7432 | 209.9989 | -422.3915 | 11.6097 | -444.5368 | -1919.626 | 36.0323 | -16.7575 | 2176.5193 | -1835.6324 | -172.4925 | -668.8546 | -94.2312 | 729.3669 | 1378.4122 | 0.30249 | -136.3526 | 58.5284 | 6.5296 | 302.0047 | -90.7197 | -136.6818 | 0.99763 | 1.0023 | -2451.4519 | 138.9543 | 2716.7017 | 1127.333 | 3830.2969 | 0.99728 | -272.8123 | 5126.104 | 537.3167 | 1343.681 | 1109.8472 | -2459.3828 | -356.8692 | 3840.4143 | 210.1042 | -263.1931
2030-04-14 | 2 | -5.414 | 127.3365 | -33.1595 | -254.7222 | -33.7145 | -754.5398 | -9675.7822 | 2554.7188 | 1471.3712 | -59.3326 | 3516.4617 | 0.99994 | 2030.8372 | -606.1379 | 686.4005 | 355.1014 | 100.4635 | 209.9989 | -232.6907 | -126.9563 | -125.4364 | 476.7516 | -8.8981 | -59.6912 | 1323.3358 | -1137.7953 | 348.6884 | -449.8233 | -71.4551 | 692.6877 | 843.0203 | 0.50396 | -352.093 | 192.2392 | 5.8202 | 195.0281 | -158.5039 | -3.7581 | 100.7192 | 1.0008 | -2115.938 | 30.7193 | 2167.5747 | 849.0732 | 3431.564 | -2.2296 | -272.5737 | 4187.979 | -641.2531 | 728.3416 | -347.876 | -2629.7163 | 541.525 | -395.6705 | 210.1042 | -111.6195
2030-04-14 | 3 | -0.58117 | 39.4377 | -26.7419 | -162.9152 | -263.5526 | -568.1614 | -8795.2363 | 2023.8428 | 1770.0299 | -62.7493 | 3345.3687 | -16.6757 | 2068.499 | -628.297 | 608.3282 | -172.8449 | 70.3466 | 209.9989 | -203.0593 | -13.7096 | -84.6499 | 1068.9635 | -28.6693 | -49.6287 | 1275.7982 | -807.9902 | 321.9118 | -383.9649 | -80.5631 | 556.0165 | 683.1169 | 0.99423 | -525.1492 | 172.6738 | 6.7056 | 4.2763 | -530.0735 | 1.0024 | 1.0008 | 76.7712 | -1963.7133 | 25.2334 | 1869.2365 | 624.2641 | 3052.1797 | -2.2135 | -272.3857 | 2614.7976 | -2345.032 | 562.684 | -77.6663 | -2495.7214 | 1421.1392 | -677.0931 | 210.1042 | 20.1634
2030-04-14 | 4 | 0.5147 | -11.7688 | -25.6095 | -148.5269 | -358.5378 | -536.1702 | -8141.9121 | 1761.0961 | 1299.97 | -95.5697 | 2877.1284 | -103.3336 | 2078.8428 | -641.1411 | 573.3608 | -462.8558 | 31.4216 | 209.9989 | -195.2366 | -17.1252 | -90.7564 | 1296.1771 | -50.3257 | -56.1325 | 1313.7515 | -809.0863 | 411.7557 | -371.3854 | -79.7096 | 504.7868 | 628.1852 | 1.0134 | -514.0411 | 197.488 | 6.4929 | 10.1518 | -300.4771 | 1.0031 | 1.0002 | 73.8847 | -1868.9254 | -2.3073 | 1695.9207 | 559.1687 | 2911.2144 | -2.2062 | -272.5031 | 2682.0439 | -2852.4382 | 416.8778 | -457.5678 | -2431.2485 | 1398.5454 | 1375.1771 | 210.1042 | 41.8989
2030-04-14 | 5 | -1.789 | -60.8507 | -27.4602 | -164.1029 | -181.6188 | -582.1078 | -7745.853 | 1728.7671 | 1.0056 | -114.2062 | 2181.3828 | -115.384 | 1858.0979 | -606.5739 | 742.9054 | -420.5489 | 62.424 | 209.9989 | -120.7917 | 41.6418 | 14.1981 | 1770.7896 | -9.9275 | -50.3927 | 830.1307 | -844.6382 | 352.4579 | -381.1689 | -71.7128 | 579.8486 | 791.9361 | 4.0057 | -512.1232 | 131.4444 | 6.3866 | 5.8027 | 45.0488 | 56.1007 | 0.99999 | 313.317 | -1972.6844 | 81.6009 | 1642.121 | 386.2893 | 2807.9646 | -2.2223 | -272.5264 | 1772.5409 | -3938.5657 | 417.7168 | -428.7931 | -3060.5635 | 944.8519 | 1703.2373 | 210.1043 | 68.1446
2030-04-14 | 6 | -2.6555 | -13.7559 | -25.8855 | -186.4871 | -91.8603 | -682.1794 | -7638.6768 | 1842.6039 | 1.0091 | -105.1074 | 3040.8066 | -66.7631 | 2089.3335 | -541.5164 | 800.2175 | 88.878 | 196.6237 | 209.9989 | -145.394 | 43.9682 | 37.0139 | 1685.0227 | 10.292 | -46.0079 | 1307.2941 | -677.9246 | 62.4742 | -408.2643 | -70.3879 | 621.2342 | 874.9379 | 3.9599 | -647.4177 | 164.444 | 6.0392 | -22.3461 | 258.1883 | 1.0011 | 0.99913 | 300.9577 | -2072.5364 | 142.3132 | 1672.7811 | 468.2176 | 2832.4739 | -2.1699 | -272.5829 | 1702.0366 | -4031.7681 | 435.9514 | -101.7596 | -3323.4236 | 968.373 | 2419.249 | 210.1042 | 92.0359
2030-04-14 | 7 | -4.8428 | 0.99019 | -26.832 | -204.9665 | -191.2482 | -678.9928 | -7514.3774 | 1782.9337 | 962.6722 | -120.9024 | 3423.1108 | -41.2477 | 2141.7163 | -453.5807 | 1160.1927 | 68.8513 | 276.0294 | 209.9989 | -40.1962 | 90.4796 | -58.257 | 1519.1793 | 6.143 | -37.7487 | 1111.6309 | -709.2843 | 9.4439 | -409.5484 | -71.1359 | 597.2814 | 1107.2059 | 3.6724 | -696.5397 | 256.072 | 6.1499 | -212.2609 | 582.5569 | 1.0079 | 7.1364 | 0.96899 | -2237.5527 | 99.1494 | 1673.5305 | 605.0005 | 2933.3015 | -2.118 | -275.7172 | 1734.8571 | -3777.9216 | 566.7051 | -189.1947 | -3064.7102 | 1068.9801 | 4584.1387 | 210.1043 | 66.6252
2030-04-14 | 8 | -5.7363 | 521.808 | -32.8543 | -272.9384 | 223.729 | -1122.4882 | -9168.041 | 2755.7488 | 1680.6575 | -131.8985 | 1968.9685 | -14.4866 | 1596.2609 | -241.3848 | 1519.9695 | -168.6428 | 249.4007 | 209.9989 | -108.0392 | -70.9112 | 108.0161 | 1229.9785 | 23.2756 | -33.0056 | 1157.8701 | -1169.745 | -210.7935 | -548.9266 | -84.1598 | 731.5031 | 1324.439 | 4.8359 | -703.8906 | 164.2387 | 4.7134 | -251.9721 | -34.0302 | 21.2028 | 64.6086 | 205.2222 | -2308.7798 | 150.8607 | 1524.2645 | 421.1689 | 2725.7122 | -32.877 | -459.7375 | 479.9309 | -5209.8779 | 456.633 | -33.5354 | -3855.3464 | 1428.4391 | 3537.6418 | 210.1042 | 104.596
2030-04-14 | 9 | -10.8071 | 903.0267 | -43.394 | -335.5952 | 798.7449 | -1522.4426 | -11317.0205 | 3905.4563 | 941.237 | -188.6222 | 2773.6206 | -123.7283 | 2129.4495 | -236.389 | 1633.7373 | -191.5334 | 188.7139 | 209.9989 | -179.1965 | 114.5964 | -3.5917 | 693.902 | 136.1362 | -23.0183 | 1671.3669 | -1560.407 | -874.2502 | -660.1171 | -88.865 | 923.4309 | 1246.0212 | 1.0068 | -897.6128 | 150.8911 | 4.4225 | -457.1825 | -279.9043 | 1 | 45.4615 | 0.99936 | -2535.3123 | 474.0331 | 2169.6089 | 563.3198 | 3314.5906 | -2.2979 | -272.2113 | 1587.2437 | -3546.8428 | 901.7606 | 1127.457 | -4780.9009 | 782.7742 | 1566.9944 | 210.1043 | 38.8784
2030-04-14 | 10 | -13.8814 | 1012.2762 | -65.6539 | -349.8886 | 1105.1123 | -1796.0602 | -12805.79 | 4465.2339 | -90.5394 | -210.9715 | 2932.6074 | -166.917 | 2141.5977 | -128.2769 | 1744.2258 | 98.873 | -30.5584 | 209.9989 | -200.103 | 294.6961 | -107.4558 | 202.433 | 188.6494 | -14.3033 | 1840.4373 | -1406.7466 | -1370.6882 | -698.3223 | -112.555 | 1011.2463 | 901.8729 | -315.261 | -1192.7823 | -108.3202 | 2.6738 | -716.562 | -1665.615 | -58.0342 | 176.3739 | 0.99988 | -2569.6145 | 635.6367 | 2285.6858 | 845.577 | 3541.5854 | 1.0187 | -277.8573 | 634.9459 | -4024.2998 | 962.2523 | 1554.7064 | -5201.481 | 362.854 | -595.3165 | 210.1043 | 61.2657
2030-04-14 | 11 | -21.5836 | 810.2359 | -67.5833 | -255.9043 | 1144.8352 | -1718.6683 | -13792.3672 | 4642.751 | -406.2405 | -191.8115 | 2743.3904 | -151.6137 | 2135.0735 | -42.8575 | 1603.6501 | 101.0957 | -177.9772 | 209.9989 | -231.9925 | 434.2337 | -85.4448 | 342.9865 | 247.9681 | -13.947 | 2112.2224 | -1367.4596 | -1967.1038 | -662.996 | -105.2612 | 1093.4976 | 605.1083 | -179.7018 | -1477.4723 | -22.2879 | 0.97717 | -1046.6442 | -2585.7539 | -20.506 | 186.4538 | 1.0038 | -2571.9724 | 806.751 | 2544.2468 | 857.8699 | 3758.6094 | 0.99723 | -277.4577 | 203.2145 | -4262.4722 | 973.9153 | 2069.3743 | -5676.4766 | 145.9571 | 946.8595 | 210.1042 | 134.0865
2030-04-14 | 12 | -23.9136 | 718.7596 | -70.3496 | -303.7541 | 1196.2972 | -1812.0101 | -13963.2754 | 4572.6245 | -1435.8762 | -194.2691 | 3018.6489 | -145.4988 | 2137.325 | -159.6173 | 1640.0734 | -179.7609 | 6.8365 | 209.9989 | -349.671 | 480.7096 | -224.2765 | 154.1842 | 294.0656 | -8.6711 | 2709.1855 | -1675.9634 | -1895.5886 | -714.7039 | -89.5574 | 1188.2955 | 1084.8723 | 1.0073 | -1023.5827 | -18.3788 | 2.6111 | -689.1232 | -1785.5648 | -126.4661 | -2.7544 | -1.4463 | -2664.2078 | 897.1048 | 3026.564 | 876.6354 | 3989.728 | 1.0199 | -273.3687 | 903.6772 | -3666.6257 | 1365.8622 | 3448.334 | -6309.1548 | -647.408 | 3479.3909 | 210.1042 | 123.7328
2030-04-14 | 13 | -27.3447 | 692.3517 | -74.0621 | -367.8058 | 1017.9604 | -1813.9058 | -13535.126 | 4021.3215 | -1906.4871 | -157.9586 | 3526.1348 | -24.7014 | 1992.6871 | 32.6175 | 1681.1655 | -221.6368 | -123.471 | 209.9989 | -458.8887 | 639.7075 | -392.7851 | 188.3554 | 295.2713 | 22.5858 | 3132.1194 | -1793.6096 | -1880.752 | -735.0557 | -80.6395 | 1106.2997 | 1275.0858 | 0.99658 | -831.8987 | -63.6109 | 4.586 | -709.8318 | -1687.8036 | -2.8918 | 67.9981 | 0.99952 | -2717.1631 | 847.7819 | 3640.4502 | 1006.6461 | 4650.0908 | -2.8907 | -271.9396 | 2422.2305 | -1747.3253 | 1553.2538 | 3231.8594 | -5994.6675 | -1451.574 | 6462.2876 | 210.1043 | 3.9611
2030-04-14 | 14 | 3.4294 | 652.2125 | -50.8286 | -443.3327 | 602.3419 | -1611.3855 | -12609.3955 | 3288.2056 | -935.8352 | -163.274 | 3732.4688 | -41.6828 | 2156.3315 | 187.6138 | 1692.9351 | -247.6246 | -557.9517 | 209.9989 | -478.6255 | 678.8239 | -497.0868 | 63.7777 | 248.6646 | 40.3834 | 3225.8811 | -1694.9811 | -1875.8301 | -728.4874 | -75.6852 | 965.1177 | 1028.2018 | -2475.9414 | -910.3177 | -378.0977 | 5.0986 | -820.9207 | -2455.0493 | 1.0008 | 0.99622 | 273.8225 | -2610.218 | 760.7138 | 3666.1233 | 1115.6025 | 4607.2383 | -2.43 | -274.2531 | 864.937 | -2947.1445 | 1401.8273 | 2957.7158 | -4828.8271 | -827.9702 | 8747.3213 | 210.1042 | -27.9923
2030-04-14 | 15 | -3.0832 | -13.7195 | -48.6086 | -343.5907 | 0.9986 | -807.0225 | -9775.0137 | 1803.5497 | -920.3897 | -159.5527 | 3727.9009 | -43.5828 | 2153.1506 | 268.5076 | 1660.379 | -846.395 | -450.9545 | 209.9989 | -549.7173 | 684.0599 | -623.5902 | -51.1734 | 202.6863 | 50.8337 | 3599.1611 | -1019.9521 | -1870.9706 | -463.4178 | -65.7182 | 796.4118 | 713.5155 | -730.3506 | -1063.8912 | 49.0128 | 7.0119 | -265.417 | -703.468 | 1.0036 | 0.99976 | 416.3024 | -2546.2273 | 557.3525 | 3605.9155 | 1184.3623 | 4563.1235 | -2.419 | -272.714 | 1750.6715 | -1832.4408 | 1440.3983 | 2292.7249 | -3291.5901 | -678.5853 | 6743.2871 | 210.1043 | -109.6039
2030-04-14 | 16 | -3.6459 | -616.8932 | -51.2355 | -304.6783 | -938.2176 | -441.9426 | -6721.2261 | -17.8657 | -177.9401 | -171.3794 | 3812.7317 | 21.5139 | 2132.1208 | 401.8034 | 1960.2662 | -467.3687 | -199.4816 | 209.9989 | -632.4841 | 736.9526 | -687.2913 | 144.9668 | 179.1847 | 24.0302 | 3856.2737 | -738.574 | -1909.2749 | -346.198 | -48.5351 | 622.2813 | 399.9308 | 2.6092 | -1072.6682 | 85.132 | 8.2723 | 217.9277 | 76.0411 | -376.7841 | 0.99904 | 449.4066 | -2332.8687 | 521.2628 | 3417.4697 | 1181.8811 | 4594.5405 | -178.9914 | -272.2799 | 2887.3599 | -567.6379 | 1362.4257 | 1496.0769 | -1807.353 | -597.6725 | 7518.4546 | 210.1042 | -243.5288
2030-04-14 | 17 | -14.6617 | 10.2556 | -60.751 | -385.005 | -1010.6844 | -698.9955 | -5249.7378 | -2.4066 | -433.8612 | -154.8666 | 3923.7131 | 100.1873 | 1314.3774 | 427.3027 | 1970.5015 | 180.9261 | 159.6226 | 209.9989 | -621.1724 | 446.3181 | -760.9904 | -773.4993 | 47.3822 | -3.0538 | 3743.0562 | -1404.4872 | -1573.6306 | -446.1783 | -63.8538 | 481.6888 | 845.4368 | 568.0518 | -670.5795 | 252.7828 | 7.1871 | 693.6599 | 857.6756 | -3.013 | 0.98019 | 1.0278 | -2008.8309 | 13.8503 | 3916.8557 | 1240.1732 | 4997.0288 | -84.5483 | -280.2321 | 4753.3228 | 1058.3907 | 1065.077 | 834.6791 | -932.3931 | -580.6192 | 6582.1719 | 210.1043 | -301.344
2030-04-14 | 18 | -27.9399 | 91.8649 | -71.4038 | -475.6677 | -1077.3033 | -742.9734 | -5214.6729 | -2.6321 | -222.209 | -179.1255 | 3869.7476 | 8.8119 | 831.2306 | 374.048 | 1874.3597 | 97.7253 | 198.5524 | 209.9989 | -568.4935 | 440.8331 | -754.2971 | -285.8612 | 54.1866 | -30.0541 | 3440.145 | -1820.3936 | -1641.5172 | -473.3849 | -59.525 | 514.765 | 837.3604 | 1694.6469 | -568.2557 | 426.5967 | 7.3823 | 1422.3777 | 1985.1769 | 266.7293 | 271.6717 | 450.1659 | -2071.4211 | 28.3146 | 3700.9836 | 1325.2178 | 4818.4741 | 44.5143 | -278.1665 | 5148.4155 | 1275.3784 | 968.3904 | 608.1019 | -846.8758 | -522.2528 | 6154.8218 | 210.1042 | -277.7091
2030-04-14 | 19 | -37.1525 | 80.2899 | -75.3419 | -518.3036 | -1184.3701 | -731.1552 | -4941.7676 | -2.6157 | -247.3364 | -144.6353 | 3901.4495 | 75.4934 | 931.3132 | 374.752 | 1813.9937 | 43.998 | 274.1609 | 209.9989 | -505.1854 | 437.3853 | -806.595 | -223.1025 | 62.6539 | -53.5763 | 3108.0012 | -2004.2577 | -1744.0957 | -457.338 | -53.0675 | 515.5236 | 773.3468 | 2325.3137 | -696.4048 | 657.4412 | 6.9548 | 1705.5277 | 2723.666 | 220.1801 | 204.0524 | 450.2152 | -2042.5508 | 71.5818 | 3744.9199 | 1327.374 | 4822.0664 | 23.0229 | -278.0432 | 5183.4072 | 1267.7546 | 999.6486 | 492.8665 | -574.7773 | -501.8398 | 5535.2422 | 0.10427 | -294.4495
2030-04-14 | 20 | -29.7606 | 209.4742 | -70.5728 | -486.0171 | -1218.4545 | -792.9577 | -5130.1113 | -2.3135 | -2.9214 | -97.3728 | 3868.1941 | 176.6272 | 1289.527 | 355.6237 | 1758.9928 | 213.7778 | 228.8741 | 209.9989 | -360.5855 | 288.9324 | -916.3387 | -709.4883 | -1.6257 | -76.707 | 2019.5258 | -1894.0632 | -1586.2996 | -464.7808 | -60.893 | 441.3899 | 706.9924 | 1561.8657 | -722.0749 | 518.6035 | 6.7665 | 1805.0139 | 2035.7551 | -31.6641 | 12.9413 | 320.2293 | -2057.7917 | -111.0567 | 4053.2756 | 1373.9806 | 4976.6851 | 1.0039 | -277.8006 | 5102.2588 | 1109.4302 | 1026.6532 | 294.6794 | -485.0225 | -424.3942 | 4526.7871 | 0.10427 | -307.9197
2030-04-14 | 21 | -27.5941 | 295.7523 | -70.8999 | -484.8823 | -940.7385 | -877.032 | -5673.2056 | 156.2624 | -2.9897 | -124.5572 | 3820.7874 | 144.5843 | 1308.2329 | 361.4821 | 1808.0703 | 489.7273 | 236.9077 | 209.9989 | -346.6693 | 223.5141 | -973.405 | -1344.0283 | -15.8814 | -79.5616 | 1806.14 | -1860.9585 | -1313.8512 | -483.9334 | -64.9412 | 433.8016 | 619.9807 | 1269.9894 | -792.1453 | 462.7571 | 6.5686 | 1626.1146 | 1844.1876 | -272.3637 | -147.4677 | 317.4322 | -2104.1968 | -183.6776 | 4307.8047 | 1321.0004 | 5018.4321 | -3.7504 | -428.4774 | 4948.2749 | 644.3923 | 1116.2203 | 853.9044 | -834.5075 | -398.3567 | 4188.4204 | 210.1043 | -262.0007
2030-04-14 | 22 | -23.4944 | 542.4189 | -65.8989 | -496.6384 | -561.9129 | -1055.6998 | -7295.2983 | 1080.2417 | -415.862 | -128.9256 | 3796.1787 | 139.1163 | 2109.6262 | 380.8464 | 1836.7449 | 713.1115 | 230.2195 | 209.9989 | -459.279 | 185.1634 | -924.4915 | -2006.8717 | 9.3043 | -73.1379 | 2609.6633 | -1985.0148 | -1194.321 | -557.9992 | -74.2611 | 542.682 | 704.58 | 844.6857 | -625.2435 | 350.1795 | 6.4304 | 1729.6776 | 1507.6326 | -408.2796 | 1.0014 | 449.446 | -1901.3979 | -10.2167 | 3776.6826 | 1278.637 | 4905.8892 | -214.7769 | -272.4741 | 4229.7231 | -481.517 | 1170.6482 | 1000.0552 | -1704.4919 | -1023.6678 | 4068.2363 | 210.1042 | -216.6588
2030-04-14 | 23 | -20.113 | 587.7949 | -57.1701 | -474.4143 | -1100.2534 | -993.5685 | -7596.9272 | 364.3443 | -314.5412 | -116.5214 | 3782.1633 | 90.8618 | 2116.4917 | 296.1526 | 1651.0323 | 936.2992 | 248.5972 | 209.9989 | -586.6772 | 167.6906 | -915.7396 | -3185.717 | -8.9088 | -74.4851 | 3438.1899 | -1910.6454 | -1111.8043 | -546.5652 | -81.2361 | 456.3948 | 490.6678 | 578.0601 | -706.9207 | 304.9027 | 6.9519 | 1810.2932 | 1355.0114 | -246.209 | 0.99986 | 425.8689 | -1746.108 | 2.5276 | 3441.6975 | 1237.2679 | 4417.5903 | -3.4515 | -272.1203 | 5028.1079 | 526.9056 | 1012.8161 | 434.9004 | -796.2086 | -419.2759 | 4661.2222 | 210.1043 | -194.1507
2030-04-14 | 24 | -12.7544 | 763.236 | -44.0175 | -461.7338 | -524.0079 | -1072.4753 | -9651.5127 | 1654.6078 | 674.233 | -78.3944 | 3745.8723 | 120.6844 | 2135.7205 | 64.7317 | 1430.0371 | 1122.125 | 256.8123 | 209.9989 | -679.686 | -64.5411 | -530.1702 | -3575.313 | -11.9084 | -51.2616 | 4173.8804 | -1764.6624 | -184.0834 | -570.6085 | -82.6067 | 586.6991 | 644.9843 | 81.3901 | -532.1378 | 192.8522 | 7.8447 | 1108.8013 | 947.3452 | -183.0179 | 0.99967 | 314.3438 | -2366.238 | -40.027 | 2967.6646 | 1204.861 | 4079.6018 | -2.5146 | -272.1292 | 4101.022 | -254.0919 | 1267.9718 | 95.3306 | -1616.7205 | -648.5687 | 2631.5542 | 210.1042 | -294.9385
2030-04-15 | 1 | -10.4143 | 1585.5078 | -41.7616 | -502.7815 | -179.2346 | -1495.1338 | -10700.542 | 3275.554 | 1480.7375 | -115.9391 | 3352.7444 | -25.7275 | 2138.2871 | 22.3896 | 1285.3452 | 1387.8545 | 147.2486 | 209.9989 | -502.6019 | -214.7172 | -187.1524 | -2085.1357 | -0.18318 | -81.2891 | 2703.7371 | -2190.2517 | 1142.4382 | -789.5088 | -107.318 | 751.3835 | 1301.085 | -526.0231 | 97.563 | 77.125 | 7.7316 | 1986.2316 | 1022.7697 | -165.3776 | 265.9654 | 0.99939 | -1774.657 | 61.0934 | 2020.9194 | 1173.6801 | 3466.3984 | -2.7613 | -276.9719 | 2650.3713 | -603.0798 | 896.9849 | 1.0041 | -1155.2698 | 1268.4667 | 3642.7324 | 210.1042 | -105.1102
2030-04-15 | 2 | -3.532 | 1814.1101 | -37.5071 | -434.5735 | 213.6406 | -1720.9617 | -10268.0576 | 3753.1782 | 1240.5497 | -98.4478 | 3694.5559 | -27.0541 | 2006.6992 | -214.5039 | 1103.2833 | 1499.9323 | 138.0293 | 209.9989 | -186.2848 | -76.5623 | -182.6019 | -543.1708 | -33.1518 | -91.0534 | 1225.5525 | -2134.603 | 1040.4915 | -844.5805 | -124.4403 | 621.7629 | 1272.2393 | -516.8178 | 113.0751 | -228.9876 | 8.6735 | 2022.8304 | -1113.1946 | -41.46 | 339.5314 | 0.99862 | -1724.2023 | 88.2815 | 1804.892 | 1204.0736 | 3236.0071 | 70.2944 | -278.9207 | 2334.2051 | -1290.4481 | 695.8655 | -106.4229 | -2170.6775 | 1518.6002 | 3249.6616 | 210.1042 | -12.8316
2030-04-15 | 3 | -6.6362 | 510.2175 | -29.762 | -148.929 | -282.3067 | -847.3373 | -8228.1455 | 2417.3083 | 1583.0624 | -79.2794 | 3903.6545 | 10.8272 | 1272.6871 | -418.1988 | 1148.9119 | 676.1237 | 280.0161 | 209.9989 | -140.7657 | 413.0892 | -264.4379 | -994.2664 | 66.7006 | -83.266 | 877.0353 | -1209.6472 | 9.4225 | -485.3125 | -68.7818 | 585.0098 | 324.6244 | 1.0012 | -927.1426 | 200.2913 | 5.8703 | 1162.4703 | -775.3687 | 1.0005 | 441.5161 | 449.425 | -2152.396 | 291.4735 | 1149.9861 | 1059.7252 | 2725.6316 | -2.4842 | -276.2479 | 6227.8101 | 1932.8541 | 1090.541 | 345.3 | -1163.376 | 955.9899 | -2214.2771 | 210.1043 | -87.09
2030-04-15 | 4 | -9.2335 | 1099.4288 | -33.4731 | -233.9946 | -66.3618 | -1287.6149 | -8576.5742 | 2944.365 | 1416.6217 | -146.2337 | 3676.2266 | 0.99995 | 1941.0117 | -341.722 | 989.0364 | 100.9481 | 286.9598 | 209.9989 | -118.6358 | 202.4007 | -266.0238 | -1426.2057 | 1.0001 | -94.3494 | 879.1527 | -1700.9574 | 78.8394 | -656.9749 | -87.8322 | 571.247 | 912.8473 | 1.0104 | -466.4296 | 87.7647 | 5.7339 | 1574.3661 | -898.6993 | -2.2937 | 443.5858 | 1.0016 | -1939.5796 | 142.1996 | 1662.7493 | 1231.8497 | 2998.4375 | 229.1983 | -279.4649 | 2473.7112 | -944.4943 | 900.0601 | -314.9044 | -1207.652 | 1010.2053 | 4487.4463 | 210.1043 | -76.8406
2030-04-15 | 5 | -4.003 | 1956.0861 | -36.4523 | -369.2542 | 415.8512 | -1951.0002 | -10346.3721 | 4117.2793 | 1095.9371 | -276.0346 | 3662.9219 | 15.1244 | 1828.902 | -380.6733 | 990.611 | 926.6624 | 191.5623 | 209.9989 | -131.0916 | -173.0943 | -323.821 | -3272.0186 | -62.5182 | -99.2554 | 998.5001 | -2202.6084 | 342.8842 | -909.563 | -115.8917 | 634.0805 | 1431.8153 | -1275.2074 | -71.4081 | -283.2845 | 4.0949 | 1807.698 | -1539.719 | 266.9904 | 865.986 | 1.001 | -1972.052 | 0.99792 | 1701.2263 | 1451.511 | 2922.6077 | 752.6122 | -281.2491 | 1523.4335 | -1677.1995 | 739.924 | -457.0676 | -2030.2021 | 1142.928 | 8039.9795 | 210.1042 | -22.1047
2030-04-15 | 6 | -1.0107 | 2274.9629 | -50.9504 | -360.6711 | 1048.8505 | -2353.2219 | -12711.7666 | 5448.2402 | 1632.7705 | -179.7491 | 3568.5195 | 1.0041 | 1818.2241 | -378.7757 | 1621.5792 | 1670.869 | 19.7419 | 209.9989 | -237.7762 | -287.4507 | -345.676 | -4737.1094 | -89.8886 | -84.7627 | 1472.6219 | -2148.2815 | -570.8397 | -1012.3594 | -159.3763 | 745.1075 | 1555.9447 | -2591.1873 | -217.5325 | -641.9855 | 0.95629 | 1772.2904 | -3181.6765 | 189.798 | 686.3072 | 0.99996 | -2387.856 | -104.8375 | 1947.3959 | 1467.3085 | 3130.0833 | 551.6433 | -279.6577 | 1115.1226 | -2612.8474 | 667.2899 | 178.5621 | -3719.9407 | 1213.9695 | 5418.353 | 210.1042 | 72.8642
2030-04-15 | 7 | 5.4698 | 2356.8623 | -41.6818 | -393.0043 | 669.299 | -2373.802 | -13897.8408 | 5079.5601 | 765.9398 | -146.7177 | 3678.2271 | 32.8921 | 1794.269 | -204.587 | 2103.6958 | 1477.2378 | -27.4427 | 209.9989 | -273.0597 | 37.1178 | -823.7034 | -5159.8564 | -48.7762 | -48.4309 | 922.6171 | -2196.7156 | -1524.3589 | -1032.8391 | -159.0334 | 695.4393 | 1891.2739 | -2712.8311 | -247.5335 | -735.1188 | 0.63274 | 1301.9717 | -3292.4546 | 1.0023 | 814.9193 | 0.99923 | -2436.7051 | 48.206 | 2221.0059 | 1457.3977 | 3554.3066 | 540.6345 | -279.0032 | 2364.4919 | -944.1147 | 979.1421 | 96.9941 | -3246.1216 | 503.7194 | 1063.1017 | 210.1043 | -56.672
2030-04-15 | 8 | -1.3699 | 2141.6003 | -44.9605 | -540.5081 | 635.0711 | -2208.2739 | -14074.0156 | 4996.9268 | -237.9378 | -346.5074 | 3650.2449 | 176.8385 | 2040.629 | 0.9712 | 2059.5039 | 1116.2726 | -18.0618 | 209.9989 | -284.1067 | 174.052 | -1003.0836 | -5198.4658 | -22.9116 | -18.8682 | 762.5922 | -2358.6455 | -1294.1648 | -1022.2749 | -140.9805 | 754.3426 | 2449.3374 | -1512.0479 | -15.0873 | -602.3376 | 1.4725 | 892.7471 | -1831.8042 | -732.9549 | 333.909 | 1.0003 | -2333.4985 | 92.8664 | 2518.7791 | 1351.7383 | 3840.3484 | 0.98534 | -277.6068 | 2184.4976 | -483.2617 | 976.2516 | 757.3695 | -3299.8657 | 218.43 | 166.755 | 0.10427 | 68.7251
2030-04-15 | 9 | -5.9707 | 1963.6539 | -48.4361 | -498.3436 | 277.5857 | -2171.1018 | -14215.3057 | 4753.605 | -3.0328 | -352.1154 | 3805.2104 | 154.3358 | 1736.7089 | 59.2947 | 2034.7507 | 1077.2285 | -151.3979 | 209.9989 | -288.0547 | 115.4698 | -1077.8469 | -4939.9004 | -50.3612 | -11.7381 | 962.7249 | -2360.4717 | -1309.0565 | -1005.325 | -135.4398 | 713.1233 | 2730.0945 | -981.9537 | 55.372 | -633.0692 | 0.51659 | 514.7219 | -1959.3997 | -367.5211 | 1.0033 | 449.7661 | -1939.8622 | -2.5922 | 4190.9478 | 1367.8944 | 5035.8213 | -3.6436 | -378.14 | 1336.9365 | -2141.4612 | 898.7227 | 367.1092 | -2352.6072 | -0.24251 | 1503.9733 | 0.10427 | -69.4341
2030-04-15 | 10 | -11.6743 | 1521.0973 | -57.928 | -501.8767 | 55.0832 | -2001.7446 | -13745.3838 | 4520.0864 | -90.2132 | -347.9412 | 3817.1138 | 177.3389 | 1789.4854 | 60.6172 | 2030.4172 | 912.6135 | -179.4398 | 209.9989 | -315.778 | 172.8155 | -1174.0475 | -4953.5869 | 12.6119 | 0.97114 | 980.8195 | -2213.9861 | -1231.2932 | -949.1537 | -117.5551 | 814.8719 | 2811.9143 | -625.0612 | 46.5976 | -555.4355 | 0.50473 | 300.2531 | -1684.5264 | -659.1232 | -2.1407 | 449.5999 | -1796.7368 | 31.9088 | 4199.9028 | 1411.9294 | 5049.7339 | -3.1435 | -1100.2002 | 1291.9385 | -2102.136 | 1008.0131 | 543.0071 | -2281.4683 | 0.021133 | 6017.7285 | 0.10427 | -47.394
2030-04-15 | 11 | -18.9866 | 1097.6113 | -46.7731 | -481.7997 | -140.6783 | -1764.3025 | -12961.7842 | 3560.4763 | -295.8796 | -336.3535 | 3837.1316 | 194.9999 | 1520.4069 | 45.2929 | 2011.6708 | 676.4473 | -56.4144 | 209.9989 | -331.2586 | 323.5101 | -1286.42 | -4827.2793 | 44.7616 | 5.9324 | 986.5684 | -2345.0281 | -1560.3699 | -892.258 | -95.0266 | 768.9459 | 2855.9912 | 0.99468 | 23.3042 | -246.0511 | 0.51304 | 481.5786 | -467.2052 | -667.7058 | -2.115 | 449.5085 | -1769.4679 | 149.4579 | 4283.6377 | 1405.0745 | 5039.9819 | -2.9865 | -1309.7926 | 856.4243 | -1807.0334 | 1085.5973 | 729.1872 | -2445.9534 | 1.014 | 9222.7207 | 0.10427 | -41.4563
2030-04-15 | 12 | -17.5873 | 952.2159 | -45.0692 | -388.2807 | -444.488 | -1770.1755 | -12961.3066 | 3328.0117 | 429.1956 | -330.9941 | 3871.5923 | 191.7584 | 431.646 | 51.3576 | 2027.0988 | 708.1467 | 25.1313 | 209.9989 | -338.3158 | 464.7794 | -1230.7515 | -5037.1558 | 74.9697 | 13.4962 | 858.594 | -2172.9148 | -1932.2603 | -891.9225 | -85.1182 | 801.9241 | 3008.5359 | 2.8197 | 15.2689 | -217.9227 | 0.51829 | 272.0925 | -759.5771 | -453.3439 | 0.99687 | 415.0441 | -2155.7593 | 217.5837 | 3440.7244 | 1261.5073 | 4511.9595 | -268.3517 | -1926.9937 | 5981.1528 | 2848.9492 | 1326.5619 | 2271.8264 | -2081.2686 | 1038.9152 | 8407.1836 | 210.1043 | -9.9272
2030-04-15 | 13 | -21.2546 | 785.1178 | -60.0447 | -488.0351 | -468.8951 | -1655.9197 | -12211.752 | 2819.9387 | -228.2219 | -334.8154 | 3889.2344 | 195.0005 | 1422.2886 | 75.0356 | 2027.0883 | 512.8798 | 1.1158 | 209.9989 | -336.2635 | 609.3718 | -1423.4613 | -4686.7925 | 101.1085 | 12.088 | 998.8579 | -2147.4851 | -1982.9207 | -871.0076 | -75.5592 | 773.1181 | 2988.5776 | 1.0013 | 23.2773 | -141.0396 | 0.50665 | 490.2052 | -193.4112 | -661.944 | -2.1568 | 449.4881 | -1584.4031 | 293.8916 | 4205.3389 | 1396.6262 | 5042.1685 | -19.2748 | -1373.1742 | 699.9662 | -1880.2726 | 1272.3986 | 264.9462 | -1911.8804 | -375.8497 | 9265.5664 | 210.1043 | -84.4911
2030-04-15 | 14 | -15.9304 | 487.1038 | -44.0846 | -483.5419 | -583.0264 | -1459.6608 | -12559.2217 | 2538.5615 | -566.8492 | -340.9422 | 3878.1621 | 195.0005 | 801.8322 | 55.5507 | 2022.3241 | 590.1258 | -9.9516 | 209.9989 | -334.1323 | 545.3453 | -1461.1605 | -4910.2959 | 102.3645 | 12.5926 | 892.7678 | -1939.67 | -1838.04 | -824.6809 | -63.3146 | 796.9713 | 2952.9353 | 2.767 | 63.0954 | -105.603 | 0.54488 | 379.5174 | 27.4039 | -244.9388 | -38.3141 | 449.9799 | -1590.1542 | 256.2975 | 4651.4966 | 1528.2446 | 5063.3013 | 355.5374 | -1350.5349 | 1778.9166 | -779.768 | 1281.3456 | 854.9312 | -1947.3242 | -700.4354 | 8090.3364 | 210.1042 | -140.1238
2030-04-15 | 15 | -20.5173 | 379.4891 | -49.689 | -503.4474 | -470.7877 | -1488.5436 | -12777.4492 | 2534.4067 | -914.4595 | -339.8361 | 3902.8088 | 195.0004 | 711.9427 | 99.4026 | 2036.141 | 266.4952 | 0.99918 | 209.9989 | -372.8126 | 628.2957 | -1477.1702 | -4829.6885 | 148.1888 | 17.6507 | 853.2523 | -2076.2236 | -1970.861 | -832.2917 | -54.7772 | 856.8725 | 2894.1169 | 164.5106 | 45.2611 | -31.042 | 0.52134 | 763.5037 | 209.0259 | -147.8002 | 49.7215 | 449.9525 | -1594.7941 | 393.2144 | 4639.9927 | 1557.5651 | 5063.3608 | 405.4288 | -1350.6655 | 1707.1742 | -1222.2532 | 1484.3989 | 1695.339 | -1859.2185 | -784.9044 | 8553.75 | 210.1043 | -147.2294
2030-04-15 | 16 | -26.9849 | 322.3078 | -67.8772 | -511.859 | -431.8563 | -1524.4675 | -13120.4492 | 2751.9641 | -1526.6667 | -346.3896 | 3860.4792 | 168.9113 | 824.74 | 80.3548 | 2031.3004 | 324.7091 | 7.8177 | 209.9989 | -359.8514 | 623.1859 | -1522.5 | -4976.7446 | 168.8163 | 12.5139 | 648.1221 | -2122.9424 | -2049.8608 | -831.5106 | -52.9073 | 904.2317 | 2862.7712 | 1.011 | 47.4291 | -33.3172 | 0.53653 | 822.1315 | 16.4069 | 18.7268 | 170.4197 | 449.8546 | -1594.9183 | 450.6774 | 4665.1309 | 1639.1884 | 5062.5425 | 590.4912 | -1351.4241 | 1968.3119 | -1159.9204 | 1580.8225 | 1548.2759 | -1467.4242 | -804.4609 | 8280.5273 | 210.1043 | -186.1222
2030-04-15 | 17 | -30.3226 | 163.2969 | -71.6012 | -417.2327 | -737.2752 | -1568.3107 | -13013.5547 | 2461.3552 | -1859.837 | -339.3101 | 3858.6482 | 195.0003 | 694.6376 | 60.8935 | 2017.0837 | 472.9046 | 42.8664 | 209.9989 | -352.1727 | 644.4667 | -1473.6102 | -4835.0352 | 182.5837 | 7.9938 | 658.4164 | -2119.9958 | -2095.1228 | -823.4672 | -47.9932 | 929.3177 | 2879.0725 | 1.0047 | 67.375 | 21.7755 | 0.53408 | 782.2558 | -768.809 | 10.8526 | 226.6908 | 449.7066 | -1609.0104 | 475.9859 | 4878.6826 | 1815.9254 | 5061.7905 | 895.195 | -1352.8268 | 2427.7683 | -753.2538 | 1539.7264 | 1714.356 | -1472.0986 | -869.1974 | 10352.6494 | 210.1042 | -181.9336
2030-04-15 | 18 | -36.6753 | 65.1324 | -81.1428 | -563.8395 | -904.4681 | -1497.5314 | -12417.335 | 1960.4728 | -1930.778 | -342.7885 | 3844.5378 | 183.8511 | 1491.7424 | 74.2626 | 2032.0964 | 441.3771 | 53.0051 | 209.9989 | -324.2718 | 676.0996 | -1542.7979 | -5129.4595 | 199.3783 | 3.0027 | 660.8873 | -2337.7195 | -2225.1848 | -822.5853 | -38.7081 | 946.8207 | 2843.9331 | 1.23 | 55.7767 | 154.0473 | 0.52868 | 804.2382 | -51.0492 | -226.3254 | 95.6358 | 449.8214 | -1684.0503 | 542.5699 | 4786.7046 | 1746.2424 | 5059.3979 | 691.0967 | -1351.7487 | 2107.261 | -1197.3303 | 1623.6384 | 1901.3303 | -1283.4807 | -950.0233 | 12947.0166 | 0.10427 | -186.0195
2030-04-15 | 19 | -36.5318 | 100.7639 | -81.2336 | -560.2034 | -957.8374 | -1548.6644 | -12719.2793 | 2009.599 | -1432.0719 | -337.3281 | 3823.3171 | 194.999 | 1711.1265 | 66.8592 | 2027.1866 | 510.4423 | 105.5161 | 209.9989 | -328.7643 | 647.2251 | -1562.8268 | -5142.1768 | 181.9129 | -2.99 | 911.3145 | -2397.4587 | -2236.2859 | -839.9382 | -37.0658 | 927.3632 | 2832.2915 | 1.0242 | 55.7241 | 130.1022 | 0.52712 | 840.7974 | -412.6585 | -143.715 | 343.7921 | 449.6352 | -1619.6564 | 528.1246 | 4744.8193 | 1849.097 | 5048.0957 | 887.8275 | -1098.5288 | 2638.7388 | -370.4158 | 1454.0197 | 1100.2013 | -873.3375 | -717.8906 | 13302.627 | 210.1043 | -207.3354
2030-04-15 | 20 | -23.5293 | 517.6479 | -56.9309 | -529.2983 | -807.773 | -1653.6576 | -13154.167 | 2116.9529 | -926.5319 | -338.7998 | 3833.3623 | 194.9994 | 1653.4059 | 70.1914 | 2032.6791 | 640.3666 | 156.5774 | 209.9989 | -323.7933 | 635.262 | -1623.413 | -5430.8716 | 129.6805 | -3.7702 | 793.2323 | -2469.8411 | -2310.7866 | -884.0953 | -54.616 | 799.7905 | 2813.0042 | 1.013 | 43.9987 | 13.9116 | 0.52043 | 832.3076 | -821.9602 | -252.074 | 198.6488 | 449.7982 | -1706.7854 | 384.7306 | 4743.5039 | 1804.4235 | 5046.7329 | 700.5949 | -1118.014 | 2806.4458 | -103.7654 | 1397.9441 | 667.7817 | -1216.236 | -508.5811 | 10817.793 | 210.1043 | -167.7026
2030-04-15 | 21 | -23.5089 | 535.4519 | -55.7901 | -414.2538 | -699.372 | -1687.7833 | -13180.668 | 2217.833 | -969.4816 | -341.5466 | 3836.9958 | 195.0016 | 1745.4568 | 77.1984 | 2042.0697 | 531.419 | 87.8231 | 209.9989 | -328.9105 | 597.9171 | -1595.9303 | -5131.272 | 96.1324 | -4.019 | 881.294 | -2271.3838 | -2053.9705 | -873.4465 | -64.3711 | 762.5177 | 2847.8772 | 0.99883 | 75.5828 | -18.4061 | 0.50597 | 878.1729 | -723.6546 | -374.107 | 168.0133 | 449.7899 | -1473.4061 | 388.5291 | 4469.8008 | 1612.5745 | 5050.5688 | 331.2541 | -1137.7572 | 1722.1553 | -1185.4979 | 1172.4351 | 565.3738 | -1498.9065 | -54.2308 | 9772.9893 | 0.10427 | -66.2326
2030-04-15 | 22 | -22.8128 | 680.0211 | -52.3689 | -510.9906 | -839.8752 | -1683.2249 | -12915.2666 | 2138.6174 | -333.9198 | -351.2302 | 3819.5361 | 166.0781 | 1682.0726 | 75.0026 | 2042.0653 | 557.3198 | 75.2783 | 209.9989 | -334.712 | 751.8242 | -1586.4106 | -4988.5586 | 133.5122 | 9.1785 | 900.0478 | -2466.1738 | -2139.3887 | -892.9694 | -60.8475 | 769.0995 | 2897.0349 | 1.0146 | 9.6239 | 0.99863 | 0.53209 | 666.0949 | -414.6129 | -412.4441 | 208.2227 | 449.7751 | -1460.0677 | 495.7552 | 4174.8555 | 1531.1941 | 5041.1294 | 145.3229 | -428.3845 | 2239.5845 | -886.5909 | 1313.0801 | 1089.0372 | -893.3444 | -414.8936 | 10467.7432 | 0.10427 | -129.1744
2030-04-15 | 23 | -27.1649 | 1016.4698 | -46.1143 | -429.8256 | -975.0675 | -1915.7269 | -12949.292 | 2063.6545 | -273.6508 | -339.2331 | 3800.9548 | 185.9355 | 1611.9172 | 59.9754 | 1998.3722 | 834.0767 | 131.3529 | 209.9989 | -341.477 | 621.053 | -1529.4318 | -4748.8867 | 78.3688 | 11.7693 | 1043.2045 | -2557.1948 | -2029.8448 | -937.6038 | -73.6224 | 609.4791 | 3020.1248 | 1.007 | 29.2525 | -63.7354 | 0.56286 | 248.2321 | -1065.556 | -105.1446 | 667.6376 | 449.9985 | -1301.5537 | 516.6702 | 4055.0503 | 1787.8722 | 5023.3174 | 617.7852 | -273.8593 | 3731.0159 | 536.749 | 1042.9161 | 125.4329 | -835.7595 | 447.8632 | 10738.9883 | 210.1042 | -51.2022
2030-04-15 | 24 | -36.9518 | 1055.8125 | -64.3895 | -432.402 | -1123.1671 | -1971.131 | -12049.0537 | 1707.7142 | -3.1256 | -363.7722 | 3581.0859 | 69.3527 | 1966.6785 | 49.4113 | 2030.8151 | 848.4246 | 230.743 | 209.9989 | -326.9135 | 582.7994 | -1357.5809 | -4624.9111 | 98.1432 | -11.5701 | 1193.8649 | -2448.8601 | -1821.1464 | -932.2845 | -72.1151 | 626.7465 | 2866.7085 | 0.98846 | -11.1357 | 52.4813 | 0.58765 | 405.9749 | -1006.5302 | -312.8637 | 599.1409 | 0.99747 | -1274.6974 | 684.991 | 2876.4592 | 1462.4189 | 4676.8569 | 0.98421 | -272.5551 | 1538.72 | -1462.7166 | 1085.9907 | 149.9158 | -589.4135 | 328.6878 | 13846.5918 | 210.1042 | -59.9698
2030-04-16 | 1 | -22.0272 | 1388.155 | -55.6306 | -326.4072 | -420.1775 | -2129.1018 | -13467.9316 | 3076.5283 | 1384.3879 | -308.6728 | 3803.2646 | 195.0054 | 916.2758 | 1.0007 | 2004.9084 | 903.1006 | 456.8578 | 209.9989 | -223.0742 | 223.0879 | -817.0601 | -4884.8076 | 97.574 | -24.2863 | 811.9714 | -2235.9656 | -1507.9099 | -943.5135 | -94.1608 | 770.1389 | 2581.1494 | 1.009 | -182.0068 | -90.1207 | 0.49649 | 606.5727 | -2486.2993 | -4.6523 | 31.8926 | 1.0048 | -2403.1833 | 514.7614 | 1995.0482 | 1397.0312 | 3064.2612 | -2.703 | -955.3345 | 6419.1958 | 3439.8523 | 1389.6886 | 1305.9839 | -905.1599 | 262.7594 | 7547.3999 | 210.1043 | -83.8367
2030-04-16 | 2 | -15.6983 | 1776.1616 | -51.627 | -291.4442 | 173.4677 | -2158.4094 | -13137.6338 | 3937.1514 | 1887.6693 | -348.8933 | 3588.9502 | 77.6564 | 1970.6387 | 1.0014 | 1893.1399 | 537.7608 | 387.9662 | 209.9989 | -203.2841 | 197.3213 | -643.8878 | -3038.1289 | 61.1067 | -42.3095 | 1067.2882 | -2133.8269 | -1386.3672 | -945.3768 | -118.8993 | 731.2204 | 2335.2502 | -289.8108 | -231.0677 | -169.6689 | 0.58447 | 388.1423 | -2736.0679 | -147.2478 | 407.2126 | 1.0028 | -2209.1599 | 459.4445 | 2672.5242 | 1508.6982 | 4078.8674 | 52.9633 | -278.2701 | 1569.0968 | -1080.0692 | 1049.6052 | 711.6754 | -1177.7579 | 992.01 | 2933.3738 | 210.1042 | -72.9979
2030-04-16 | 3 | -17.404 | 1661.2258 | -51.0875 | -275.2238 | 35.3575 | -2067.6147 | -12756.5596 | 3764.8083 | 2024.2028 | -346.5696 | 3566.2996 | 75.449 | 1961.5094 | -11.6481 | 1820.2979 | 165.9043 | 426.2492 | 209.9989 | -184.2312 | 304.5657 | -415.5858 | -2343.6399 | 24.6789 | -55.9798 | 1143.7277 | -1993.601 | -1372.1118 | -905.4921 | -118.6586 | 669.0638 | 2061.8762 | 1.0013 | -467.9082 | -51.4685 | 0.58569 | 494.4103 | -2349.4773 | -86.5005 | 565.7836 | 0.99877 | -2292.4426 | 330.2488 | 2574.6851 | 1520.3849 | 3981.5898 | 208.3339 | -279.2911 | 1450.7709 | -1155.3756 | 996.443 | 271.726 | -1092.1862 | 806.0613 | 2028.4939 | 210.1042 | -90.5443
2030-04-16 | 4 | -17.6428 | 1743.0123 | -50.2888 | -272.8505 | 258.9018 | -2045.9552 | -12714.8662 | 4089.3633 | 1960.7312 | -348.2492 | 3560.9763 | 23.1789 | 1959.1748 | -156.8094 | 1540.1471 | 325.6978 | 420.5817 | 209.9989 | -73.6492 | 33.5757 | -369.8006 | -2182.9324 | -14.1562 | -81.6619 | 1005.2646 | -1965.0837 | -476.5731 | -894.3293 | -128.6407 | 679.1627 | 2011.0148 | 1.0027 | -422.2557 | -27.0988 | 0.58959 | 422.882 | -2341.8938 | 12.8826 | 544.1122 | 0.99907 | -2185.2559 | 231.5893 | 2437.3838 | 1452.0892 | 3806.7756 | 228.9428 | -278.1769 | 1336.3191 | -1518.55 | 793.0861 | 1.0291 | -1524.4166 | 1243.1327 | 1569.1748 | 210.1042 | -33.3024
2030-04-16 | 5 | -17.599 | 1834.4977 | -50.8312 | -276.6148 | 363.1461 | -2088.21 | -12474.2568 | 4124.4463 | 1710.4476 | -335.8745 | 3529.0852 | -7.0673 | 1924.1194 | -386.8867 | 1099.0128 | 965.1461 | 450.3282 | 209.9989 | -83.7182 | 123.3486 | -415.8492 | -1424.1785 | -19.5898 | -71.628 | 465.5227 | -2045.9298 | -980.6453 | -908.5953 | -131.5443 | 654.78 | 1903.8011 | 1.0013 | -373.6538 | -63.7745 | 1.1145 | 245.8786 | -2287.1907 | -12.9471 | 285.0987 | 0.99957 | -2372.9268 | 169.3563 | 2307.1763 | 1192.9061 | 3643.906 | 1.0186 | -278.5401 | 853.401 | -2619.1677 | 988.0867 | 830.9291 | -1940.03 | 1035.3088 | 1750.2096 | 210.1042 | -22.0722
2030-04-16 | 6 | -21.3159 | 2017.0319 | -55.7781 | -308.043 | 394.2539 | -2215.0051 | -12300.1943 | 4064.5317 | 1733.7716 | -126.8541 | 3776.0732 | -51.0815 | 1657.8395 | -177.4534 | 1518.4353 | 588.2875 | 441.2654 | 209.9989 | -83.6563 | -81.4816 | -615.4322 | -1765.8691 | -123.3128 | -79.1189 | 358.3742 | -2248.6509 | -1218.6138 | -965.4196 | -139.0806 | 561.3895 | 2171.8528 | 1.0014 | -148.8496 | -162.1842 | 1.2396 | 371.6606 | -2369.5251 | -151.6498 | 357.1866 | 0.99995 | -2504.251 | -260.4276 | 2741.2966 | 1387.2274 | 3910.5791 | 161.1027 | -278.7682 | 2675.696 | -915.3679 | 835.1075 | 172.2922 | -2390.1194 | 579.1423 | 2558.0449 | 210.1042 | -127.5213
2030-04-16 | 7 | -19.016 | 1842.8407 | -61.717 | -326.3819 | 602.4846 | -2244.6318 | -12851.4961 | 4340.4839 | -3.0994 | -321.2748 | 3813.9878 | 105.1424 | 2114.6333 | -146.1491 | 1520.5657 | 784.9251 | 291.5728 | 209.9989 | -113.5357 | -52.312 | -826.9476 | -1148.8584 | -69.1746 | -79.7383 | 709.7571 | -2225.6597 | -914.2919 | -966.5676 | -133.7836 | 677.0875 | 2300.6089 | -74.3894 | -139.3122 | -202.832 | 0.58145 | 193.1252 | -2674.5132 | -319.999 | -1.987 | 1.0007 | -2353.5208 | -2.4267 | 3505.7185 | 1313.1763 | 4339.605 | -3.3792 | -271.6486 | 1599.9088 | -2556.0469 | 813.3605 | 494.3495 | -2520.0835 | 53.3561 | 4825.3804 | 210.1042 | -110.8858
2030-04-16 | 8 | -22.8103 | 1739.8691 | -62.1786 | -371.4972 | 415.0277 | -2144.4934 | -12542.6201 | 4035.5332 | -3.0416 | -159.9438 | 3938.0159 | 25.5345 | 2055.7581 | 115.6971 | 2080.032 | 686.9304 | 71.9557 | 209.9989 | -154.6518 | -21.6075 | -1044.7429 | -1683.621 | -77.128 | -54.385 | 860.8482 | -2183.6143 | -434.5463 | -951.8198 | -126.5413 | 628.5632 | 2577.3843 | 1.0096 | -104.54 | -188.467 | 0.74079 | -234.0881 | -1869.6063 | -406.9717 | 1.0016 | 329.5279 | -1899.6863 | -3.1028 | 3975.1433 | 1331.5968 | 4684.6221 | -4.185 | -271.7491 | 1693.0776 | -2367.4385 | 672.9851 | 517.7597 | -2234.4753 | 245.1821 | 5596.2261 | 210.1043 | -28.0894
2030-04-16 | 9 | -14.8635 | 1818.2979 | -59.5337 | -358.0446 | 237.0286 | -2370.3823 | -13082.3311 | 3956.8662 | -3.0527 | -231.7685 | 3909.8977 | 112.3532 | 1661.4283 | 78.5029 | 2063.3608 | 731.8124 | 30.1622 | 209.9989 | -150.7588 | 107.3835 | -1158.9934 | -974.8392 | -35.6892 | -31.0317 | 795.103 | -2104.7339 | -915.7968 | -1005.2833 | -120.2016 | 667.7865 | 2642.0251 | 1.0058 | -167.3135 | -429.7512 | 0.67739 | -699.1986 | -2997.8823 | -401.4943 | 1.0015 | 449.6516 | -1647.4816 | 90.1971 | 4111.1406 | 1335.983 | 5030.2271 | -275.734 | -271.8748 | 851.9412 | -2862.958 | 740.4901 | 885.9705 | -1848.9514 | 148.0397 | 7312.083 | 210.1043 | -43.4739
2030-04-16 | 10 | -18.7369 | 1575.7772 | -62.1535 | -388.0022 | 184.5688 | -2240.946 | -13126.6709 | 3908.9153 | -3.0527 | -331.3759 | 3912.8044 | 190.4801 | 1885.0013 | 1.0003 | 2008.475 | 1196.6494 | -114.2893 | 209.9989 | -139.9814 | 144.5956 | -1049.0454 | -341.9115 | 14.3105 | -18.048 | 903.5906 | -2162.4939 | -1178.803 | -974.7651 | -108.4646 | 770.8324 | 2745.6577 | -30.3102 | -207.4714 | -400.2615 | 0.53834 | -882.1398 | -2151.7097 | -396.7932 | 1.0017 | 449.8085 | -1599.475 | 242.386 | 4160.2627 | 1320.8553 | 5035.5269 | -239.9304 | -599.243 | 189.0632 | -3468.8696 | 727.5307 | 1234.3259 | -2001.1378 | 1.032 | 8247.8311 | 210.1043 | 1.2167
2030-04-16 | 11 | -18.9188 | 1440.0969 | -63.8205 | -406.0559 | -53.8268 | -2155.5156 | -12444.6123 | 3216.4971 | -50.2355 | -329.7126 | 3936.6741 | 194.9997 | 1973.5121 | 11.0794 | 2066.2063 | 1365.1737 | -216.0466 | 209.9989 | -129.0217 | 187.6275 | -1125.2339 | -324.7526 | 20.6123 | -20.8501 | 842.4838 | -2065.2607 | -997.3528 | -953.9103 | -98.3663 | 711.637 | 2544.0015 | -886.3334 | -345.0299 | -447.5555 | 0.5039 | -985.7905 | -2277.0193 | -404.8076 | 0.99713 | 449.515 | -1470.4337 | 232.1222 | 4223.0527 | 1318.208 | 5041.958 | -161.7516 | -766.1206 | -310.7285 | -3669.0417 | 670.0767 | 1118.4261 | -1963.0266 | 1.0316 | 9875.2676 | 210.1043 | 29.0256
2030-04-16 | 12 | -26.6842 | 1097.087 | -67.7963 | -490.9894 | -570.1949 | -1918.948 | -11540.6143 | 2459.6785 | -239.8892 | -270.4639 | 3927.5637 | 194.9987 | 1960.5823 | -162.9726 | 2058.0283 | 1311.9084 | -148.6804 | 209.9989 | -131.3985 | 383.8603 | -1225.0679 | -880.4026 | 71.8535 | -40.3123 | 730.5179 | -2001.608 | -1416.3899 | -890.831 | -79.6308 | 719.0057 | 2321.5354 | -104.4501 | -536.0728 | -209.6267 | 0.54598 | -885.0752 | -1385.8146 | -412.6624 | 1.0006 | 449.8358 | -1745.7212 | 333.5028 | 4306.3882 | 1330.902 | 5046.4604 | -99.8667 | -820.9741 | -481.1997 | -3801.3994 | 875.6701 | 1111.7422 | -1254.1288 | 0.98758 | 11842.0547 | 210.1043 | -22.7145
2030-04-16 | 13 | -21.9575 | 979.2239 | -49.6006 | -656.5396 | -680.0038 | -1625.4055 | -11158.6621 | 2097.3606 | -265.1782 | -219.2562 | 3943.4534 | 131.0372 | 2068.6863 | -90.0743 | 2016.248 | 1541.7642 | -297.2858 | 209.9989 | -164.237 | 350.5916 | -1341.8167 | -2190.3743 | 127.9793 | -34.7422 | 865.0778 | -2136.8586 | -1669.8954 | -844.7473 | -66.5731 | 853.2357 | 2248.2234 | -817.0151 | -526.7559 | -54.9955 | 0.61466 | -201.5714 | 2113.7163 | -413.3548 | -1.9344 | 449.604 | -1548.5812 | 485.1476 | 4330.2295 | 1321.1621 | 5047.9556 | -110.9601 | -649.3245 | -292.0371 | -3728.1304 | 936.4006 | 1380.8728 | -1289.6941 | 0.12007 | 14504.8311 | 210.1043 | -18.8087
2030-04-16 | 14 | -42.8728 | -347.8272 | -65.202 | -614.5473 | -1749.1523 | -652.5729 | -7952.6416 | -4.8693 | 1.0072 | -185.6178 | 3985.0674 | 89.8286 | 2112.1328 | -15.9836 | 2113.0896 | 1124.0133 | -58.4622 | 209.9989 | -159.8346 | 527.4223 | -1508.5775 | -1955.812 | 240.7296 | -24.9449 | 657.2692 | -2290.5833 | -1998.4316 | -549.9302 | -20.3774 | 874.1257 | 1939.2572 | 1304.5111 | -614.205 | 669.2954 | 1.5981 | -109.5826 | 5575.7588 | -439.05 | 0.99792 | 307.5399 | -1435.0989 | 753.7877 | 4109.2524 | 1270.4166 | 4998.9248 | -265.8389 | -271.7914 | 567.1181 | -2929.7266 | 1108.2135 | 1004.7636 | -57.2502 | -583.6793 | 15525.6943 | 210.1042 | -118.2087
2030-04-16 | 15 | -45.5113 | -166.4998 | -70.3385 | -721.658 | -1666.3407 | -717.0211 | -6319.7827 | -3.5927 | -2.9711 | -161.7994 | 3967.0854 | 28.2996 | 1093.4723 | 82.6621 | 2118.1975 | 743.0918 | -40.0338 | 209.9989 | -175.0929 | 652.8649 | -1425.9807 | -1652.1475 | 300.4443 | -27.9887 | 539.075 | -2537.3132 | -2511.1409 | -582.2341 | -17.9549 | 965.2693 | 1941.0338 | 1624.4478 | -637.306 | 684.7847 | 0.84685 | -44.9634 | 6344.5 | -234.6653 | 0.99936 | 449.5673 | -1626.0863 | 761.9973 | 3281.8564 | 1130.828 | 4210.1309 | -265.2561 | -1251.7555 | 5158.4712 | 1752.8605 | 742.6967 | 1086.7931 | -13.7 | -1003.5849 | 16601.7129 | 210.1043 | -224.0458
2030-04-16 | 16 | -43.1993 | -388.1703 | -71.7276 | -694.6603 | -1600.7161 | -569.6266 | -5328.2427 | -71.869 | 1.0075 | -164.9946 | 3901.2144 | 27.9885 | 1335.9904 | 185.8986 | 2075.7664 | 397.1586 | -58.976 | 209.9989 | -366.3932 | 535.9068 | -1395.6725 | -1604.8751 | 296.7773 | 2.2333 | 1482.3439 | -2382.7395 | -2310.9612 | -530.9536 | -10.9816 | 1017.6552 | 1906.9484 | 1819.7466 | -604.6106 | 624.1696 | 0.98416 | -87.0364 | 5938.2227 | -119.7095 | -162.8647 | 450.0901 | -1576.5391 | 698.5744 | 4773.0923 | 1321.5608 | 5073.0112 | 134.252 | -383.3305 | 1969.6427 | -1545.5793 | 713.8287 | 1196.0319 | -52.2158 | -1317.0017 | 16149.9727 | 210.1043 | -260.9371
2030-04-16 | 17 | -33.4782 | -507.7013 | -72.3316 | -638.5789 | -1359.589 | -511.3452 | -4075.6445 | -72.1692 | 1.0041 | -163.7212 | 3869.9932 | 69.4929 | 761.9308 | 221.1466 | 2012.4552 | 86.8865 | -219.9764 | 209.9989 | -394.4098 | 516.5969 | -1437.4082 | -1808.9757 | 189.064 | 3.5254 | 1604.3683 | -2056.0288 | -1920.1608 | -496.333 | -9.5884 | 927.4228 | 1695.4414 | 1161.7053 | -557.9138 | 400.3766 | 1.689 | 125.3529 | 4821.0415 | 169.8671 | 76.6381 | 449.8911 | -1384.2042 | 653.0082 | 4706.0454 | 1395.0145 | 5072.1665 | 280.4412 | -272.6837 | 3567.1887 | 128.5466 | 653.1453 | 821.8596 | 24.2143 | -1314.3577 | 15678.5098 | 210.1043 | -286.4978
2030-04-16 | 18 | -31.3177 | -618.2911 | -73.449 | -593.3145 | -1506.9585 | -485.849 | -4297.6948 | -176.3144 | 65.1937 | -152.5143 | 3857.114 | 81.6067 | 376.0833 | 192.4198 | 1867.3337 | -409.4069 | -342.1908 | 209.9989 | -415.9485 | 610.9619 | -1511.5415 | -1515.6146 | 203.6344 | 3.4279 | 1618.147 | -2003.1107 | -1890.8729 | -478.2813 | -5.9716 | 928.3967 | 1546.5372 | 894.6254 | -500.5138 | 347.5802 | 2.6207 | 194.3165 | 4258.7051 | 293.129 | 224.2094 | 449.763 | -1437.1637 | 695.1357 | 4710.7744 | 1496.9344 | 5068.3071 | 464.1049 | -273.5522 | 3967.1545 | 389.8816 | 833.7576 | 907.3514 | 491.3439 | -1486.4454 | 15444.8018 | 0.10427 | -328.972
2030-04-16 | 19 | -44.4074 | -286.5522 | -76.1603 | -679.8907 | -1345.7592 | -561.4763 | -5162.7432 | 100.4712 | -3.0325 | -137.7234 | 3805.4077 | 59.5645 | 508.606 | 161.7356 | 1733.2158 | -799.4099 | -347.4484 | 209.9989 | -387.6711 | 646.5878 | -1606.8569 | -1886.9824 | 173.0716 | -4.0288 | 1436.0431 | -2292.938 | -1684.4835 | -526.241 | -18.5343 | 859.9227 | 1647.3041 | 2189.8896 | -391.199 | 684.5667 | 3.1696 | 94.6555 | 5098.9902 | -5.6524 | -43.0542 | 450.3103 | -1651.3781 | 619.6982 | 4724.1455 | 1453.8352 | 5052.5742 | 246.1129 | -272.2167 | 3245.7986 | -890.0078 | 961.6131 | 1512.7377 | 161.2225 | -1162.8126 | 13816.7441 | 0.10427 | -295.9574
2030-04-16 | 20 | -38.8556 | -235.6778 | -70.5794 | -662.5275 | -1253.6438 | -569.9566 | -5673.4795 | 307.2017 | 1.0048 | -93.2308 | 3896.9807 | 141.5982 | 1774.6797 | 136.2972 | 1614.3014 | -1190.9529 | -424.5009 | 209.9989 | -409.8144 | 395.206 | -1619.0465 | -1753.4177 | 131.3937 | -3.3697 | 1769.3016 | -2034.975 | -633.9084 | -526.6277 | -25.8439 | 861.7781 | 1525.5563 | 2286.7024 | -318.2745 | 632.067 | 3.7443 | 214.4776 | 4596.4233 | -300.083 | -146.9519 | 449.7203 | -1617.4155 | 469.729 | 4544.2793 | 1314.2648 | 5033.4355 | -3.9453 | -538.629 | 888.5809 | -3286.9558 | 933.3195 | 1462.3632 | -53.6051 | -1229.8339 | 12278.0244 | 0.10427 | -286.9824
2030-04-16 | 21 | -42.3704 | -132.8503 | -72.8549 | -674.0553 | -1221.0363 | -585.6472 | -5474.6538 | 395.2108 | 1.0042 | -92.1277 | 3874.1641 | 163.6592 | 2117.0337 | 148.5198 | 1632.9419 | -1405.1917 | -389.1885 | 209.9989 | -460.5154 | 320.2407 | -1444.8264 | -520.1234 | 104.3987 | 2.162 | 2373.2266 | -2176.8938 | -452.8836 | -530.5041 | -33.3433 | 841.9838 | 1579.5688 | 3108.7966 | -287.064 | 707.0515 | 3.9673 | 8.4587 | 4801.8555 | -378.7948 | -1.8795 | 449.5201 | -1504.342 | 431.2914 | 4451.3418 | 1283.2068 | 5040.0376 | -21.1743 | -471.8532 | 383.7058 | -4075.0796 | 538.3145 | 985.3945 | -364.7764 | -534.5971 | 10061.7773 | 0.10427 | -225.1491
2030-04-16 | 22 | -43.5575 | -185.6126 | -67.0243 | -678.2042 | -1148.9524 | -491.2289 | -4876.4736 | 708.5811 | 1.0041 | -102.6945 | 3951.1423 | 160.239 | 2120.9128 | 227.3719 | 1739.9233 | -1410.0001 | -313.8282 | 209.9989 | -349.4637 | 413.3602 | -1447.048 | -686.7936 | 173.1233 | -6.5801 | 1977.1448 | -2162.1272 | -551.8594 | -507.6189 | -30.8455 | 950.2775 | 1653.1572 | 3925.7661 | -302.658 | 789.175 | 4.0003 | 72.9651 | 5404.9346 | -384.0146 | 0.9992 | 449.8089 | -1193.9888 | 770.4036 | 4002.3606 | 1241.6532 | 4926.5767 | -271.7448 | -272.0387 | 1651.8656 | -2515.1484 | 541.7428 | 968.9919 | -52.6869 | -465.0952 | 9322.6729 | 0.10427 | -152.8239
2030-04-16 | 23 | -43.7428 | -485.3612 | -58.2626 | -622.754 | -1886.4896 | -287.2717 | -4598.2485 | -333.906 | -21.385 | -112.2758 | 3850.0857 | 109.7709 | 1636.4326 | 116.7823 | 1636.317 | -1208.7714 | -156.0123 | 209.9989 | -431.2975 | 556.2573 | -1323.7458 | -186.2427 | 271.1144 | 3.4427 | 2511.8401 | -2173.4895 | -1523.0046 | -445.6053 | -14.9384 | 950.7658 | 1527.5798 | 4465.5698 | -367.5495 | 863.0038 | 3.6828 | 237.0888 | 5738.7017 | -161.2011 | 295.3668 | 449.5367 | -1355.6213 | 955.9377 | 3820.7705 | 1280.9998 | 4868.8521 | -4.4219 | -271.8648 | 2726.3474 | -1587.0637 | 990.7215 | 549.7516 | -148.1346 | -1299.9886 | 9793.7227 | 210.1043 | -130.4033
2030-04-16 | 24 | -46.806 | -311.5609 | -52.315 | -595.7535 | -1934.4614 | -254.2967 | -3780.8203 | -754.2513 | -3.0374 | -92.3931 | 3781.2429 | 70.0235 | 1740.8761 | 103.5653 | 1593.26 | -678.3906 | 47.7886 | 209.9989 | -386.1127 | 708.8573 | -1097.4795 | -282.6948 | 165.3256 | -7.1074 | 2240.3 | -2317.2988 | -2253.6086 | -435.0761 | -22.6531 | 713.871 | 1350.6812 | 4877.8398 | -609.5301 | 973.9652 | 2.3797 | 154.0769 | 5744.9917 | -511.5539 | 0.99984 | 277.6962 | -1424.5111 | 612.4921 | 3203.2883 | 1231.1604 | 4408.6201 | -298.2749 | -271.9994 | 2305.0212 | -1649.1558 | 737.0695 | 83.4142 | -267.7098 | -781.9869 | 9046.4395 | 210.1043 | -83.983
2030-04-17 | 1 | -53.2752 | -142.5095 | -53.34 | -596.6568 | -1523.0308 | -397.971 | -5656.6851 | -18.3259 | 1368.2876 | -82.0976 | 3554.9302 | 47.7198 | 1904.2494 | -47.8507 | 1436.152 | -108.7691 | 251.6115 | 209.9989 | -430.8132 | 720.1985 | -391.5546 | -313.5182 | 217.8685 | -12.7534 | 2750.1248 | -2494.0425 | -2596.2153 | -460.8299 | -26.3963 | 878.9973 | 1113.6439 | 5099.2617 | -872.2762 | 1161.4658 | 1.4254 | 260.5999 | 5760.2847 | -55.4531 | 531.9046 | 0.99906 | -2450.4341 | 661.8672 | 3138.8235 | 1423.9603 | 4291.3726 | 341.2283 | -272.9552 | 3449.3252 | 18.4693 | 1041.1997 | 1295.4999 | -602.385 | -57.7103 | 7252.4673 | 210.1043 | -32.2341
2030-04-17 | 2 | -51.1094 | 426.8137 | -46.3055 | -645.0165 | -943.406 | -847.2422 | -8072.1299 | 1268.5583 | 1871.7521 | -175.4558 | 3362.8735 | 93.331 | 2087.6592 | -451.2028 | 1043.9224 | -121.1773 | 260.2628 | 209.9989 | -164.8386 | 707.2125 | -259.09 | -415.0021 | 251.3908 | -59.0396 | 1688.7885 | -2018.8287 | -2706.4185 | -592.3229 | -48.6709 | 938.5869 | 973.3218 | 5073.9609 | -1044.616 | 1140.502 | 0.56282 | 507.2761 | 5123.6621 | -5.5544 | 668.8284 | 1.0004 | -2455.6345 | 769.4708 | 2260.7898 | 1165.0237 | 3950.4568 | 1.0032 | -276.9912 | 2671.3433 | -679.3615 | 1108.3005 | 1309.0754 | -1053.7416 | 426.4876 | 6298.8325 | 210.1042 | -52.5805
2030-04-17 | 3 | -60.3666 | 341.5253 | -61.4506 | -484.5714 | -564.5901 | -1072.6259 | -9873.4912 | 2399.6499 | 2170.3899 | -258.6939 | 2699.1245 | 135.4589 | 2056.5752 | -557.6375 | 793.9418 | 496.6536 | 337.2343 | 209.9989 | -122.8942 | 729.1139 | -229.4738 | 234.5019 | 321.961 | -58.9081 | 1575.058 | -2047.8209 | -2759.3818 | -616.7693 | -44.2453 | 1090.6924 | 967.8447 | 4001.2009 | -1064.0304 | 1123.3719 | 0.6084 | 505.1206 | 4019.9216 | -24.1505 | 253.3927 | 1.0009 | -2487.3699 | 1052.0342 | 2061.4763 | 997.1628 | 3338.6104 | 0.99389 | -279.1185 | 566.2448 | -3190.3115 | 1432.1444 | 1432.707 | -1332.0239 | 11.6664 | 6110.9648 | 210.1043 | -70.1835
2030-04-17 | 4 | -25.1975 | 1311.0883 | -46.6171 | -440.0035 | -156.984 | -1651.4619 | -11502.1074 | 3525.3435 | 2127.9878 | -149.2462 | 2944.1943 | 1.0038 | 2090.1479 | -355.2042 | 998.6472 | 908.8298 | 382.5727 | 209.9989 | -103.639 | 413.8514 | -169.6409 | 67.8881 | 181.047 | -65.6963 | 1458.5552 | -1897.3607 | -2031.4828 | -795.2432 | -88.2805 | 970.5793 | 1354.7681 | 613.973 | -838.6352 | 378.588 | 1.4596 | 668.8143 | 589.3594 | -2.302 | 225.405 | 1.0034 | -2398.7896 | 709.1301 | 2046.0077 | 989.4687 | 3256.647 | 1.6511 | -279.0381 | 647.707 | -3112.0005 | 1161.1553 | 825.6733 | -1512.7128 | 673.9079 | 4903.0229 | 210.1042 | -43.7865
2030-04-17 | 5 | -26.4283 | 1350.5424 | -53.9107 | -338.2149 | -189.761 | -1904.6638 | -10975.125 | 3246.8916 | 2053.7419 | -243.7556 | 3342.2996 | 168.7458 | 2125.0376 | -510.4016 | 731.5012 | 1527.7471 | 270.6923 | 209.9989 | -113.5212 | 400.018 | -393.9861 | -1258.4834 | 93.0778 | -79.3196 | 1355.0793 | -2050.4282 | -2684.1704 | -854.9502 | -98.5533 | 773.5267 | 1291.9666 | 2.7048 | -872.1996 | 199.2781 | 0.55439 | 793.704 | -895.4023 | 1.0015 | 257.1257 | 0.99895 | -2429.9985 | 413.1213 | 1941.493 | 1116.3203 | 3166.6973 | 10.719 | -277.4654 | 1486.4138 | -2290.1995 | 1163.0273 | 315.6657 | -1159.9316 | 240.6251 | 5749.5435 | 210.1042 | -81.8445
2030-04-17 | 6 | -26.6965 | 1476.1772 | -58.1796 | -369.2036 | -1.933 | -2014.2771 | -11089.0781 | 3237.418 | 1658.556 | -264.566 | 3705.5981 | 170.2811 | 1861.0189 | -435.3307 | 934.8541 | 1620.507 | 230.0183 | 209.9989 | -109.2891 | 209.8431 | -736.692 | -2646.5554 | 28.8784 | -75.0584 | 1242.1749 | -2124.9873 | -2365.7419 | -899.2358 | -107.1545 | 704.1125 | 1505.9437 | 2.675 | -769.3502 | 67.5816 | 0.56383 | 636.574 | -787.4573 | 1.0011 | 206.167 | 0.99847 | -2395.6421 | 258.2433 | 2156.7134 | 1016.9584 | 3329.9133 | -2.8409 | -276.0953 | 1613.444 | -2307.5547 | 1033.639 | 283.5475 | -1786.7316 | 394.4221 | 5009.3252 | 210.1042 | -28.8611
2030-04-17 | 7 | -30.2317 | 1444.5323 | -64.2917 | -472.0556 | 0.99778 | -2035.4863 | -11001.5342 | 3283.2656 | 1.0052 | -165.195 | 3810.1694 | 69.1567 | 1737.2932 | -163.0588 | 1584.446 | 1038.495 | 229.0899 | 209.9989 | -257.686 | 82.634 | -851.7987 | -2709.0732 | -19.1076 | -51.2001 | 1513.748 | -2267.9084 | -2024.5879 | -930.5989 | -102.8091 | 698.8951 | 1985.5889 | 2.2941 | -523.9774 | 53.6877 | 0.6682 | 498.5343 | 152.69 | -435.3668 | 0.99716 | 1.0016 | -2372.7073 | 8.2259 | 3100.2964 | 1144.0408 | 3928.7148 | -3.0575 | -271.3773 | 1637.1555 | -2696.27 | 989.287 | 924.5831 | -2091.6069 | 153.6433 | 5603.6694 | 210.1042 | -5.3088
2030-04-17 | 8 | -9.1658 | 1715.431 | -53.0661 | -629.1796 | -106.2922 | -1978.4728 | -11199.7285 | 2993.7852 | -3.0738 | -132.2131 | 3731.4324 | 54.0033 | 1879.4602 | -57.119 | 2076.54 | 898.4448 | 37.8371 | 209.9989 | -257.0666 | 310.7758 | -1269.3761 | -2639.6965 | -8.3263 | -47.2553 | 1445.5756 | -1994.4562 | -1992.516 | -949.827 | -105.0788 | 599.5416 | 1906.9435 | -802.2547 | -644.7095 | -215.5212 | 0.77413 | -68.7921 | 272.8301 | -2.0602 | 0.99936 | 1.001 | -1550.0295 | 161.3431 | 3544.1252 | 1153.4707 | 4319.4624 | -2.5883 | -271.4768 | 408.2637 | -3553.7939 | 870.2563 | 501.4171 | -1291.6687 | 0.99584 | 6241.4038 | 210.1043 | -48.7804
2030-04-17 | 9 | -3.5757 | 1782.2379 | -51.099 | -564.5088 | -568.5511 | -1852.9084 | -10897.2451 | 2257.2004 | -3.0613 | -310.292 | 4048.7134 | 195.0013 | 2081.4722 | -212.0798 | 2052.0757 | 1037.6155 | 26.9984 | 209.9989 | -286.3219 | 602.4535 | -1351.9722 | -1115.9584 | -19.504 | -29.6333 | 1696.7947 | -2109.2942 | -2119.4929 | -905.8299 | -104.0927 | 455.8802 | 1978.9417 | -1251.8542 | -634.1469 | -270.962 | 2.1158 | -297.2294 | -166.73 | -526.1129 | 0.99949 | 449.7557 | -1572.6204 | 116.3418 | 3728.6353 | 1125.2394 | 4652.8052 | -274.9578 | -271.7199 | 839.4119 | -2995.0469 | 848.5969 | 469.4715 | -867.6287 | 1.0032 | 6075.8491 | 210.1043 | -34.6872
2030-04-17 | 10 | -9.2604 | 1459.7307 | -51.5936 | -562.0623 | -1003.9629 | -1546.3069 | -9385.5693 | 1187.1637 | -3.0297 | -336.8914 | 3813.6304 | 195.0011 | 2119.8933 | -193.9834 | 2056.5508 | 910.5107 | 103.1469 | 209.9989 | -379.0181 | 647.8237 | -1438.025 | -1330.0251 | -37.9657 | -35.4645 | 2375.2717 | -1950.2554 | -2165.2012 | -810.9883 | -92.98 | 350.1431 | 1888.9562 | -511.1555 | -661.7527 | -32.8436 | 3.4259 | -37.2696 | 841.4686 | -425.107 | 64.762 | 449.7697 | -1620.5925 | 0.99255 | 3818.3857 | 1130.1526 | 4763.1846 | -270.6413 | -271.8661 | 553.1495 | -2756.7063 | 878.0757 | 511.4078 | -232.4471 | -2.0815 | 7286.3232 | 210.1043 | -28.9504
2030-04-17 | 11 | -17.0166 | 1202.3324 | -54.0488 | -565.6342 | -1384.781 | -1310.1642 | -8352.3154 | 234.3713 | -3.0947 | -343.9645 | 4031.5967 | 195.0014 | 2078.2783 | -94.0592 | 2090.5674 | 1018.4844 | 195.4474 | 209.9989 | -421.8128 | 673.5023 | -1516.7599 | -1346.5353 | -28.9854 | -29.1642 | 2535.1262 | -1950.577 | -1961.3502 | -736.5735 | -83.9234 | 310.0949 | 1891.5978 | 357.9502 | -677.0573 | 204.8857 | 4.5688 | 157.3172 | 1907.7769 | -461.5216 | 0.99527 | 399.7649 | -1664.2567 | 0.99589 | 3704.2871 | 1115.1005 | 4562.0386 | -268.6559 | -271.9521 | 1060.598 | -1967.0559 | 978.4537 | 594.2372 | -148.719 | -231.385 | 7460.7202 | 210.1043 | -29.4709
2030-04-17 | 12 | -12.0186 | 925.4833 | -53.3869 | -533.2643 | -1478.0267 | -1282.0101 | -8270.249 | -43.6805 | -262.1907 | -347.3056 | 4108.9722 | 195.0003 | 1968.7142 | -1.1967 | 2088.0327 | 970.7876 | 156.0976 | 209.9989 | -407.1953 | 676.9785 | -1725.0471 | -485.235 | 75.8382 | -32.7661 | 2320.6458 | -1887.9763 | -1896.7408 | -716.0447 | -62.0742 | 432.8869 | 1837.6056 | 4.0032 | -657.3828 | 26.99 | 4.7014 | 248.8531 | 1711.6696 | -453.4991 | 0.99783 | 449.7667 | -881.7932 | 327.9103 | 3594.7136 | 1110.3374 | 4499.8452 | -267.2666 | -312.913 | 1530.2839 | -1318.0618 | 813.8123 | 982.8632 | 1.0027 | -18.9797 | 7896.3965 | 210.1043 | 14.6688
2030-04-17 | 13 | -13.1046 | 1103.0271 | -56.5545 | -522.2397 | -1414.8226 | -1424.55 | -8892.4141 | -2.5947 | -259.9141 | -350.4595 | 4061.6335 | 194.9999 | 1984.267 | 109.9485 | 2070.7671 | 1091.0038 | 285.1022 | 209.9989 | -374.3218 | 645.5441 | -1690.27 | 398.5116 | 107.8758 | -43.6521 | 1979.7515 | -1980.7968 | -1506.1111 | -747.8741 | -66.63 | 474.0385 | 1709.7244 | -135.4722 | -544.665 | 6.657 | 6.5188 | 1001.3556 | 1916.6191 | -260.7476 | 0.99982 | 449.7861 | -712.4556 | 410.1298 | 3643.6667 | 1077.6938 | 4533.3252 | -265.8937 | -271.8267 | 1734.4165 | -918.3952 | 961.5618 | 1092.832 | 248.9315 | -178.409 | 5937.8994 | 210.1043 | -79.6379
2030-04-17 | 14 | -14.1539 | 1230.6578 | -59.2029 | -511.4984 | -1559.8372 | -1463.9233 | -8667.123 | 126.5473 | -664.3231 | -353.8673 | 4030.7888 | 195.0013 | 2019.8652 | 89.3946 | 2070.2158 | 1501.0963 | 501.4424 | 209.9989 | -362.9505 | 512.3895 | -1629.7313 | 693.2555 | 98.0278 | -66.2034 | 1958.5905 | -2017.3621 | -1199.8445 | -758.7749 | -74.4984 | 513.8648 | 1813.6517 | 1.0007 | -570.9438 | 0.99978 | 5.8215 | 1207.6326 | 1929.0651 | -339.7779 | 0.99932 | 438.5032 | -664.9651 | 352.6157 | 3563.77 | 1060.5043 | 4226.4194 | -2.8727 | -271.8792 | 1787.0065 | -673.8829 | 872.5237 | 431.4547 | 716.3876 | -399.5033 | 4139.708 | 210.1042 | -139.4504
2030-04-17 | 15 | -16.1023 | 900.8435 | -58.4998 | -474.6245 | -1678.4277 | -1099.4253 | -6071.4551 | 0.99766 | -1282.9159 | -387.8949 | 4080.1809 | 42.757 | 1560.792 | 217.6039 | 2154.5876 | 555.3779 | 238.9482 | 209.9989 | -569.9442 | 635.8627 | -1481.2039 | 308.7794 | 154.4466 | -31.8667 | 2952.7117 | -1760.8215 | -1660.6755 | -606.798 | -59.4443 | 623.1979 | 1324.1072 | 520.5228 | -1025.3984 | 258.6955 | 5.0597 | 786.7348 | 2169.7134 | -125.8859 | -24.4761 | 449.8111 | -1056.4648 | 419.8733 | 4415.8545 | 1117.0496 | 5060.5029 | -71.0354 | -515.3807 | 3270.27 | 17.5408 | 991.1542 | 262.6208 | 624.7052 | -1397.7151 | 2402.0312 | 210.1043 | -263.014
2030-04-17 | 16 | -26.1096 | 717.4345 | -62.7843 | -495.6878 | -1300.8199 | -877.7196 | -3075.8091 | 0.99751 | -1832.9528 | -345.4784 | 3969.4236 | 194.9995 | 1219.698 | 115.5787 | 2088.4082 | 1219.9698 | 619.7377 | 209.9989 | -691.5281 | 588.1312 | -1586.7496 | -248.9102 | 152.1295 | -10.8808 | 3564.23 | -1820.3395 | -1770.791 | -538.6122 | -55.3421 | 579.1068 | 1446.5911 | 1813.2494 | -1108.2036 | 449.7454 | 4.5015 | 1437.1477 | 3757.8198 | 14.2668 | 112.2724 | 449.8084 | -1317.3759 | 260.0046 | 4391.0684 | 1164.1815 | 5067.645 | -4.3752 | -295.7167 | 4072.9548 | 1302.3464 | 723.4624 | 602.2159 | 999.5131 | -1565.6752 | 2867.8389 | 210.1042 | -277.0286
2030-04-17 | 17 | -27.8364 | 346.1208 | -63.5436 | -499.4676 | -1312.7258 | -762.9647 | -2736.2546 | -177.7172 | -1399.0559 | -345.6776 | 3905.0142 | 195.0008 | 1103.1272 | 210.1587 | 2110.5422 | 1252.2426 | 547.7239 | 209.9989 | -802.9766 | 482.4284 | -1574.4237 | -1005.1515 | 92.087 | -0.22321 | 4249.7036 | -1830.7649 | -1828.8766 | -480.4323 | -38.5187 | 661.7562 | 1296.933 | 2171.4087 | -1190.8517 | 592.615 | 3.688 | 1267.0739 | 4605.7837 | 75.4176 | 171.5161 | 449.7623 | -1389.2798 | 264.9815 | 4463.4077 | 1219.5343 | 5069.4536 | 134.6893 | -412.2769 | 4324.8115 | 1403.649 | 843.1201 | 691.7465 | 1091.6359 | -1603.7239 | 4559.5342 | 210.1043 | -296.2154
2030-04-17 | 18 | -33.4106 | 0.99984 | -66.9259 | -526.0535 | -1312.0454 | -651.2748 | -2706.7432 | -203.569 | -1296.2998 | -344.1518 | 3856.8643 | 183.8204 | 1141.7469 | 277.3621 | 2123.887 | 421.9043 | 422.1996 | 209.9989 | -808.7565 | 687.7191 | -1572.686 | -1030.7876 | 186.5532 | 15.4496 | 4346.4092 | -1763.02 | -2397.5315 | -414.0954 | -21.1785 | 807.4174 | 830.2837 | 2590.031 | -1390.3695 | 748.2309 | 2.8476 | 966.4507 | 5494.729 | 66.9417 | 74.5245 | 450.1995 | -1668.8158 | 546.9815 | 4531.9194 | 1256.1288 | 5066.8569 | 131.0795 | -379.8318 | 4352.7837 | 1149.1997 | 1107.9006 | 1075.0317 | 865.8812 | -1930.4211 | 5700.5093 | 210.1043 | -327.9249
2030-04-17 | 19 | -45.476 | -13.9711 | -73.7036 | -585.8113 | -1318.3638 | -612.6161 | -3599.1951 | 49.0584 | -1868.4768 | -368.7805 | 3872.2925 | 83.2406 | 896.6466 | 278.6221 | 2136.1863 | -894.0595 | 252.9064 | 209.9989 | -621.5757 | 691.8978 | -1505.5281 | -945.9957 | 181.7291 | -6.2484 | 3324.6584 | -2165.804 | -2205.2915 | -491.9091 | -26.2904 | 842.9209 | 1572.6859 | 3041.6738 | -933.7367 | 1000.0592 | 3.5596 | 969.9515 | 6302.3486 | 94.4797 | 121.7511 | 449.8443 | -1567.5935 | 568.06 | 4569.0796 | 1301.2979 | 5055.4893 | 210.1012 | -272.3903 | 4535.2397 | 714.0244 | 1023.7684 | 859.3616 | 572.2155 | -1965.8503 | 5855.8345 | 0.10427 | -308.6743
2030-04-17 | 20 | -37.0713 | 110.4406 | -70.3962 | -572.3889 | -1216.2195 | -709.5229 | -4542.0894 | 0.99646 | -1289.3265 | -354.8998 | 3855.1841 | 135.3295 | 893.9608 | 287.1169 | 2137.9236 | -498.9059 | 61.2304 | 209.9989 | -498.149 | 715.2036 | -1459.1212 | -747.2205 | 136.7637 | 18.7353 | 2529.9641 | -1989.9154 | -2248.408 | -515.8079 | -31.7578 | 790.21 | 1713.4894 | 1892.4973 | -995.8561 | 716.9316 | 2.8282 | 82.2584 | 5465.8691 | 32.1778 | -2.7355 | 449.9188 | -1744.5204 | 403.7495 | 4709.9258 | 1289.209 | 5049.3867 | 205.8881 | -422.9602 | 3673.5823 | -1010.6851 | 1004.4215 | 1323.9186 | 0.9903 | -1249.4199 | 5457.3589 | 0.10427 | -234.3776
2030-04-17 | 21 | -44.1156 | 262.901 | -76.4594 | -647.9729 | -1056.9469 | -837.0656 | -5432.6274 | 403.1426 | -1135.0516 | -360.311 | 3873.1511 | 147.9328 | 1102.9587 | 238.7924 | 2102.7666 | -285.6386 | 43.4453 | 209.9989 | -303.6651 | 709.2349 | -1548.4198 | -1000.5134 | 113.3502 | -0.0023948 | 1530.611 | -2157.3994 | -2318.8457 | -583.0594 | -42.952 | 722.3806 | 1893.6405 | 2047.8855 | -907.0378 | 847.6356 | 2.428 | 27.9587 | 6485.2422 | 48.2287 | -2.5655 | 449.9234 | -1599.3046 | 376.5361 | 4715.874 | 1298.6945 | 5051.8779 | 172.6319 | -447.0542 | 3154.8872 | -1209.3295 | 851.287 | 1239.3937 | -55.0598 | -874.2089 | 7184.1758 | 210.1043 | -179.1248
2030-04-17 | 22 | -45.6912 | -142.4172 | -73.4531 | -686.8286 | -1442.0751 | -811.1694 | -8184.9863 | -3.9278 | -772.3794 | -353.4969 | 3875.4429 | 173.5529 | 1625.7345 | 199.7581 | 2109.48 | 402.4176 | -32.7187 | 209.9989 | -344.755 | 930.7763 | -1746.8096 | -1045.5343 | 249.2517 | 13.673 | 1709.2483 | -2040.5247 | -2655.4067 | -566.8226 | -15.7305 | 905.494 | 1949.3733 | 1886.4662 | -1027.4889 | 861.329 | 1.9175 | -421.4292 | 7151.1484 | -3.3682 | 80.0957 | 449.7498 | -1337.2299 | 977.0297 | 4175.4937 | 1266.9723 | 4925.2246 | -3.7073 | -271.7835 | 1484.6191 | -2557.1248 | 947.7035 | 1390.2654 | 98.1849 | -1045.5743 | 8431.0576 | 210.1042 | -75.1813
2030-04-17 | 23 | -43.1203 | 400.6263 | -63.4205 | -735.4286 | -1227.2258 | -1205.4473 | -10729.9443 | 747.8364 | -387.6386 | -341.7333 | 3821.6799 | 174.8224 | 1676.724 | 131.5656 | 2055.5774 | 291.921 | -101.8765 | 209.9989 | -215.9346 | 871.54 | -1428.3546 | -1107.9276 | 250.2769 | 41.0073 | 888.8568 | -2145.3076 | -2409.2083 | -729.3593 | -31.0604 | 919.6648 | 2575.2329 | 1721.8743 | -833.0775 | 607.7969 | 0.55935 | -1323.7555 | 6360.2168 | 1.0018 | 69.4372 | 449.5138 | -1433.7561 | 854.3644 | 3722.1921 | 1239.8617 | 4625.145 | -2.7874 | -271.8354 | 733.0872 | -3743.9448 | 1359.6602 | 1011.0577 | -180.3587 | -1153.3313 | 9861.0635 | 210.1043 | -79.6513
2030-04-17 | 24 | -39.3856 | 1013.1943 | -58.1734 | -480.3408 | -439.6972 | -1831.4535 | -13300.7773 | 2720.2097 | -410.8621 | -364.566 | 3794.375 | 69.2273 | 1959.1606 | 1.0016 | 2027.5215 | 710.0527 | 9.8338 | 209.9989 | -217.5858 | 322.9162 | -833.8791 | -1252.0062 | 171.5071 | 0.4991 | 1114.3368 | -2311.0613 | -1728.3677 | -875.2991 | -60.6921 | 1070.0648 | 2923.6838 | 2.1322 | -367.6736 | 285.9239 | 0.59399 | -393.2399 | 3634.0564 | -421.8953 | 32.0035 | 449.7345 | -1741.6136 | 590.5861 | 3463.6621 | 1195.6602 | 4627.9995 | -227.8476 | -271.9067 | 364.7493 | -3865.8494 | 1163.3529 | 824.8056 | -1508.7574 | -504.8154 | 9415.7852 | 210.1043 | 7.0627
2030-04-18 | 1 | -31.3805 | 1017.4349 | -55.0479 | -396.4893 | -354.9171 | -1914.8949 | -12594.1523 | 2853.6567 | 1038.7189 | -352.1015 | 3664.3418 | 91.2316 | 2098.7747 | -18.4117 | 1893.3398 | 893.0667 | 206.425 | 209.9989 | -95.4206 | 303.328 | -720.7146 | -2184.3574 | 130.7905 | -26.5053 | 1120.3352 | -2219.79 | -1670.9203 | -880.9743 | -71.9696 | 904.8221 | 2702.3752 | 0.99664 | -488.9514 | 244.5208 | 0.57721 | -116.0342 | -130.2018 | 1.0019 | 455.3609 | 0.99883 | -1951.0659 | 659.2797 | 2384.2258 | 1282.7688 | 4024.5969 | -3.4074 | -276.0238 | 952.5173 | -2986.165 | 1210.3228 | 712.0087 | -1379.7776 | 1.0212 | 8465.6689 | 210.1042 | -2.1843
2030-04-18 | 2 | -16.9001 | 1734.2688 | -48.1977 | -277.1762 | 0.99294 | -2058.3433 | -12921.9443 | 3900.8655 | 1790.5829 | -345.4011 | 3509.5781 | 108.778 | 1962.0574 | -70.6216 | 1735.7153 | 365.7731 | 400.2678 | 209.9989 | -80.4547 | 325.224 | -505.1384 | -2236.8506 | 42.3706 | -35.8712 | 916.1747 | -2043.5765 | -1690.8107 | -903.9818 | -118.965 | 687.9024 | 2300.637 | -132.1397 | -634.9124 | -30.8446 | 0.57413 | 21.0847 | -2517.7605 | -3.9052 | 640.4111 | 1.0021 | -2149.0457 | 418.1373 | 1984.3995 | 1181.0936 | 3771.3296 | 93.0739 | -277.8694 | 1681.0951 | -2031.2098 | 1132.1653 | 282.0665 | -847.7919 | 546.0786 | 2228.4548 | 210.1042 | -109.5684
2030-04-18 | 3 | -19.3135 | 1800.4858 | -47.4511 | -285.0805 | 224.319 | -2062.9333 | -13610.5576 | 4353.5215 | 1660.9486 | -328.4332 | 3494.7507 | 115.407 | 1982.3029 | -231.6806 | 1395.3864 | 100.9423 | 410.1593 | 209.9989 | -63.389 | 260.0367 | -314.0853 | -1181.4199 | 46.0689 | -38.8931 | 990.4438 | -2012.1887 | -1406.3416 | -905.4398 | -123.5934 | 753.866 | 2260.6128 | 0.99969 | -640.1183 | -22.2361 | 0.60122 | 0.97921 | -2328.8948 | 324.5745 | 677.6541 | 1.003 | -2054.7322 | 456.4515 | 2085.6821 | 1261.6128 | 3609.1917 | 400.3134 | -278.9066 | 891.5137 | -2726.2944 | 935.4159 | 692.1758 | -1578.8062 | 1097.2708 | 950.531 | 210.1042 | -35.4052
2030-04-18 | 4 | -20.0896 | 1978.1646 | -47.5974 | -293.9265 | 397.9615 | -2069.8733 | -13691.79 | 4616.9971 | 1699.5909 | -337.1798 | 3570.5986 | 71.3054 | 2025.9437 | -244.6395 | 1331.8223 | 100.964 | 416.4396 | 209.9989 | -8.9174 | 88.5137 | -292.2758 | -603.2288 | -8.551 | -43.3083 | 935.3781 | -2053.4688 | -892.2206 | -913.3619 | -136.3992 | 710.4937 | 2300.8335 | 0.98731 | -431.2987 | -10.9471 | 0.66053 | 104.8801 | -2315.4099 | 91.6818 | 565.9675 | 0.99931 | -1941.9142 | 315.3152 | 1906.4241 | 1139.8539 | 3525.2346 | 197.6996 | -277.9814 | 1173.9182 | -2654.1873 | 745.0643 | 1061.0438 | -1866.34 | 1603.8046 | -383.0332 | 210.1042 | 21.1402
2030-04-18 | 5 | -21.4742 | 2085.1113 | -51.2307 | -306.9117 | 539.9105 | -2148.5975 | -13898.4268 | 4788.01 | 1729.0366 | -318.8959 | 3637.5696 | 112.9186 | 2020.5582 | -291.238 | 1300.7452 | 751.5564 | 424.3379 | 209.9989 | -67.0315 | -23.9241 | -479.3117 | -1821.4003 | -50.3311 | -45.6177 | 1148.0318 | -2166.0939 | -906.1058 | -940.8449 | -146.3943 | 667.9095 | 2413.6415 | 0.98572 | -301.6912 | -30.1787 | 0.61902 | 216.6414 | -2323.0686 | 44.6756 | 527.4098 | 1.0002 | -2162.8685 | 192.8002 | 1948.4086 | 1204.8585 | 3548.6001 | 111.2539 | -277.5771 | 1564.9377 | -2360.801 | 836.9989 | 900.6073 | -2094.9483 | 1311.0487 | -1238.3237 | 210.1042 | -22.0151
2030-04-18 | 6 | -22.8589 | 2192.0581 | -54.864 | -319.8969 | 681.8595 | -2227.3218 | -14105.0635 | 4959.0229 | 1758.4823 | -300.612 | 3704.5405 | 154.5318 | 2015.1726 | -337.8365 | 1269.6682 | 1402.1488 | 432.2361 | 209.9989 | -125.1456 | -136.362 | -666.3475 | -3039.5718 | -92.1112 | -47.9271 | 1360.6855 | -2278.719 | -919.991 | -968.328 | -156.3894 | 625.3253 | 2526.4495 | 0.98413 | -172.0837 | -49.4103 | 0.57752 | 328.4027 | -2330.7273 | -2.3307 | 488.8521 | 1.0012 | -2383.8228 | 70.2853 | 1990.3931 | 1269.863 | 3571.9656 | 24.8081 | -277.1728 | 1955.9572 | -2067.4148 | 928.9335 | 740.1707 | -2323.5566 | 1018.2928 | -2093.6143 | 210.1042 | -65.1704
2030-04-18 | 7 | -16.4852 | 2103.0369 | -60.0186 | -323.3625 | 711.7043 | -2353.5977 | -14136.915 | 4883.8833 | 140.5575 | -288.2533 | 3723.3855 | 194.9512 | 1886.4592 | -258.2455 | 1406.0565 | 1024.8414 | 301.3456 | 209.9989 | -121.273 | -213.8786 | -825.858 | -2290.1594 | -54.3492 | -41.9923 | 1394.6963 | -2244.5991 | -845.6133 | -997.4971 | -146.6447 | 674.6229 | 2596.6768 | -191.7167 | -196.8483 | -240.6146 | 0.57307 | 215.4039 | -2740.2366 | -15.3585 | 573.8275 | 1.0062 | -2102.5815 | 71.4387 | 2132.4485 | 1256.5707 | 3820.2205 | 0.99041 | -275.8852 | 1464.3788 | -2770.6814 | 759.9175 | 659.9803 | -2343.8289 | 609.5021 | -436.5475 | 210.1043 | 33.3852
2030-04-18 | 8 | -20.8444 | 1889.616 | -61.2673 | -345.299 | 622.8644 | -2306.0356 | -14294.5312 | 4777.6587 | -3.0659 | -310.4539 | 3738.5825 | 194.7531 | 1849.6993 | -90.213 | 1672.834 | 724.8492 | 212.3759 | 209.9989 | -110.5326 | -50.7495 | -974.1786 | -1553.4611 | 8.0273 | -63.2779 | 1426.6958 | -2250.4292 | -1084.5763 | -989.0931 | -131.9438 | 751.9843 | 2588.1765 | 1.0035 | -220.5291 | -227.3598 | 0.58247 | 238.4476 | -2807.853 | -69.6367 | 273.83 | 0.99847 | -1738.7657 | 325.6888 | 1856.3799 | 1222.3286 | 3270.8367 | 1.0204 | -276.265 | 1415.5973 | -2402.0667 | 782.8077 | 822.275 | -2330.9597 | 482.725 | 2150.7507 | 210.1043 | 90.6079
2030-04-18 | 9 | -23.3234 | 1844.0039 | -57.6215 | -366.1406 | 244.3606 | -2256.5229 | -14174.6973 | 4345.5361 | -3.0508 | -331.3558 | 3787.5928 | 167.241 | 2021.0594 | -31.077 | 1891.2736 | 974.8395 | 210.4149 | 209.9989 | -97.8495 | 53.8219 | -1185.7228 | -1267.2292 | 29.2369 | -60.7942 | 1422.1926 | -2261.7119 | -1379.6622 | -988.1082 | -123.4421 | 729.8463 | 2731.7319 | 0.99283 | -183.4249 | -224.8056 | 0.61121 | 81.7749 | -2638.7148 | -2.0174 | 398.6146 | 1.0013 | -1333.1453 | 370.6569 | 2011.5087 | 1255.5004 | 3497.833 | 1.0181 | -275.2841 | 1086.851 | -2546.1184 | 746.9579 | 671.7737 | -2031.7032 | 397.708 | 3986.4568 | 210.1043 | 108.3591
2030-04-18 | 10 | -21.9129 | 1869.0741 | -57.7967 | -363.9698 | 249.3365 | -2261.1038 | -13881.8486 | 4007.6099 | -761.8412 | -327.3329 | 3868.1802 | 191.6344 | 1947.8752 | -18.2568 | 1933.7839 | 903.3964 | 243.4537 | 209.9989 | -84.8489 | 83.6665 | -1287.2521 | -1736.354 | -10.894 | -54.6607 | 1141.5541 | -2313.6802 | -1508.8823 | -998.9938 | -119.7416 | 637.5745 | 2838.012 | 0.97837 | -138.5947 | -282.459 | 0.59863 | 1.0081 | -2920.7974 | 0.99955 | 345.0966 | 1.0012 | -1286.0579 | 218.5403 | 2068.5051 | 1132.8674 | 3480.3523 | 0.94725 | -275.4306 | 1202.3783 | -1791.0157 | 675.5794 | 451.7785 | -2292.0271 | 1.0146 | 4162.9785 | 210.1043 | 89.5991
2030-04-18 | 11 | -24.2538 | 1813.1132 | -58.4617 | -374.3661 | 1.8247 | -2199.146 | -13345.3027 | 3411.0994 | -140.0465 | -330.5654 | 3896.2769 | 195.0049 | 1922.3451 | 1.0001 | 2011.3817 | 889.3332 | 260.1931 | 209.9989 | -147.3055 | 92.3003 | -1389.389 | -2759.6106 | -38.7537 | -40.4299 | 700.957 | -2400.418 | -1549.5249 | -990.7557 | -114.492 | 549.3674 | 3040.6663 | 1.0005 | -85.4589 | -248.6635 | 0.51816 | 2.6247 | -2924.5261 | -3.3277 | 320.6016 | 0.99995 | -1348.5557 | 30.8544 | 3255.6296 | 1103.5793 | 4484.4146 | -2.7671 | -270.7671 | 1417.5724 | -2076.4102 | 850.9786 | 983.9393 | -2106.8845 | 0.99246 | 5282.2041 | 210.1043 | 61.5915
2030-04-18 | 12 | -21.1258 | 1502.4138 | -36.4043 | -391.823 | -7.8254 | -2017.6486 | -13227.6426 | 3060.9399 | -506.06 | -323.3423 | 3886.8765 | 195.0141 | 2042.1562 | 1.0008 | 1991.2665 | 959.4868 | 168.5366 | 209.9989 | -163.1479 | 319.1321 | -1407.6055 | -3053.6509 | -8.9602 | -33.1113 | 787.8992 | -2446.6946 | -1475.978 | -957.4437 | -97.8463 | 579.6654 | 3107.1875 | -0.12923 | -30.4986 | -165.2675 | 0.54173 | 162.614 | -2267.9155 | -195.5892 | 1.0065 | 449.6054 | -1378.0208 | 62.9448 | 3275.637 | 1127.9236 | 4169.0391 | -2.6934 | -270.9597 | 1254.212 | -1768.772 | 959.7728 | 788.0964 | -2343.3296 | -278.8758 | 7701.0605 | 210.1043 | -56.0385
2030-04-18 | 13 | -16.1765 | 1464.0643 | -34.522 | -372.669 | -36.7715 | -1938.1494 | -12868.0664 | 2519.1221 | -602.9125 | -324.2518 | 3879.0916 | 194.9913 | 2003.9896 | 0.99672 | 2006.458 | 1156.1024 | 164.318 | 209.9989 | -168.1305 | 324.8104 | -1529.9915 | -3634.0566 | -40.416 | -36.8639 | 676.4398 | -2382.1033 | -1356.3192 | -949.4698 | -94.6262 | 481.6816 | 3040.7939 | 0.14166 | -17.4368 | -204.8096 | 0.53364 | 272.912 | -2260.3674 | -4.5327 | 535.1559 | 0.99872 | -1311.8597 | -3.2624 | 3187.9417 | 1110.6351 | 4595.0508 | -2.9061 | -270.76 | 1597.9376 | -1416.4297 | 874.897 | 1085.8364 | -1796.4254 | -0.16353 | 8091.3188 | 210.1042 | -20.1408
2030-04-18 | 14 | -20.3079 | 1383.7628 | -38.1223 | -402.1227 | -243.377 | -1892.6285 | -12646.5254 | 2058.2183 | -1261.1886 | -325.7003 | 3855.7695 | 194.9991 | 2111.4675 | -16.9019 | 1988.3314 | 1143.0154 | 135.6247 | 209.9989 | -163.8928 | 397.0883 | -1775.8917 | -4079.4919 | -15.2354 | -39.0667 | 476.4519 | -2481.3372 | -1431.1608 | -943.5493 | -87.107 | 460.5695 | 2880.4312 | 0.98592 | -23.9333 | -166.4397 | 0.5596 | 557.0983 | -1868.0721 | -76.8862 | 398.6403 | 0.99306 | -1007.5192 | 98.8043 | 3229.1917 | 1108.8187 | 4497.0527 | -2.514 | -271.0863 | 1297.4419 | -1302.2926 | 935.0582 | 1199.1404 | -2328.677 | -603.8239 | 9781.6191 | 210.1043 | 10.901
2030-04-18 | 15 | -36.6454 | 1084.5458 | -59.8041 | -475.2537 | -417.1269 | -1842.9647 | -12238.6055 | 1566.5645 | -1563.248 | -330.4859 | 3870.5425 | 180.3828 | 2106.1597 | -18.6632 | 1984.5037 | 1136.9323 | 99.6344 | 209.9989 | -218.3247 | 593.8267 | -1883.7177 | -3975.1895 | 39.0373 | -25.3136 | 756.4936 | -2618.3958 | -1796.0854 | -911.6381 | -69.1481 | 497.5755 | 2932.8513 | 0.12867 | -45.1468 | 0.99933 | 0.5541 | 659.6915 | -530.5432 | -591.3958 | 0.99732 | 321.5548 | -1128.4823 | 313.0656 | 2776.4963 | 1081.5212 | 3784.053 | -2.9001 | -270.8107 | 2164.5781 | -775.4649 | 1175.5713 | 1003.2845 | -2403.699 | -1150.5033 | 12854.0059 | 210.1043 | -38.7568
2030-04-18 | 16 | -28.1862 | 904.2348 | -47.4232 | -551.2385 | -464.2644 | -1622.4574 | -11976.999 | 1447.246 | -1866.9434 | -325.8921 | 3797.7795 | 194.9991 | 2103.9648 | 10.9236 | 1977.686 | 1170.8469 | 134.3324 | 209.9989 | -253.3066 | 746.1785 | -1761.8358 | -3921.4021 | 78.2496 | -38.0065 | 1020.5858 | -2646.5852 | -1769.7582 | -884.3434 | -59.6124 | 593.9567 | 2797.9263 | 0.7694 | -20.491 | 114.9181 | 0.57399 | 1044.5917 | 546.025 | -509.4895 | -2.0794 | 1.0024 | -1147.5916 | 396.188 | 3363.0139 | 1088.4982 | 4438.5039 | -168.8527 | -270.956 | 2298.9211 | -664.0114 | 1186.5588 | 1265.6331 | -2468.5881 | -1187.4546 | 13237.2705 | 210.1042 | -39.7975
2030-04-18 | 17 | -23.3822 | 1184.7933 | -47.1176 | -678.4631 | -88.1683 | -1569.7493 | -11994.4414 | 2035.9871 | -2044.6654 | -322.5359 | 3798.9636 | 194.9988 | 2111.3987 | 17.5617 | 1998.3619 | 958.5841 | 86.2943 | 209.9989 | -299.2998 | 666.8411 | -1780.2209 | -4005.8743 | 55.8545 | -33.7423 | 1200.3311 | -2546.3362 | -1650.0437 | -885.7401 | -66.8148 | 607.7215 | 2781.7637 | 0.97427 | 22.5903 | 78.3636 | 0.53378 | 1139.4208 | 1034.7889 | -260.3297 | -2.4046 | 1.001 | -1094.8403 | 319.3276 | 3801.6245 | 1149.2345 | 4717.2529 | -2.8963 | -270.8656 | 1541.999 | -1955.2615 | 1156.7133 | 1620.9825 | -2249.4675 | -1198.2104 | 13041.0801 | 210.1043 | -74.0846
2030-04-18 | 18 | -40.89 | 848.1442 | -56.2019 | -632.4831 | -417.0012 | -1464.6117 | -10807.4102 | 1422.2275 | -1895.6119 | -325.1715 | 3800.9189 | 195.0009 | 2114.9253 | 0.99935 | 1994.903 | 998.0198 | 140.413 | 209.9989 | -495.7336 | 763.0334 | -1759.6488 | -3967.8093 | 96.3954 | -22.2641 | 2318.5916 | -2710.4978 | -1807.9115 | -837.3831 | -51.4055 | 637.5319 | 2801.9873 | 1.0095 | 30.7542 | 376.4895 | 0.54931 | 1022.8135 | 3179.073 | -234.246 | 0.99781 | 1.0011 | -1201.1001 | 404.0809 | 3852.9231 | 1177.2147 | 4901.6128 | -105.8217 | -270.7617 | 1322.6901 | -2556.967 | 1240.437 | 1802.3147 | -1831.4406 | -1195.3077 | 15696.4756 | 210.1043 | -96.7933
2030-04-18 | 19 | -46.9876 | 627.9632 | -60.9541 | -660.9984 | -701.0557 | -1350.5344 | -9638.7207 | 783.8737 | -1612.3776 | -329.6649 | 3853.5688 | 195.0021 | 1451.4933 | 1.0007 | 1998.1195 | 852.9655 | 109.6542 | 209.9989 | -234.7436 | 786.3914 | -1837.885 | -4113.3687 | 88.9756 | -50.878 | 859.1125 | -2765.6533 | -1809.9681 | -809.9363 | -41.65 | 592.8415 | 2823.1201 | 296.2531 | 47.934 | 544.8542 | 0.53689 | 1088.5167 | 5307.5317 | -13.573 | 21.3786 | 449.828 | -1198.7634 | 378.0689 | 4368.4204 | 1296.7043 | 5066.3643 | 139.9268 | -367.3018 | 2414.3354 | -1521.7074 | 1249.0823 | 1386.1327 | -1385.455 | -1165.9364 | 17249.959 | 210.1043 | -128.7552
2030-04-18 | 20 | -59.4971 | 406.9734 | -68.5445 | -685.6432 | -828.6851 | -1165.5062 | -8882.1768 | 531.8383 | -810.95 | -328.4939 | 3894.3726 | 195.8072 | 1608.5067 | -18.102 | 1944.7644 | 588.1127 | 121.2187 | 209.9989 | -386.295 | 642.0644 | -1603.515 | -3821.4661 | 64.29 | -41.8926 | 1620.5002 | -2875.7812 | -1741.7794 | -749.062 | -38.2081 | 608.1462 | 2784.4155 | 1715.0083 | 51.2851 | 772.9029 | 0.50878 | 942.5098 | 6679.3818 | -185.5604 | -61.7756 | 449.7181 | -1514.4419 | 157.7552 | 4348.4023 | 1259.611 | 5064.7817 | 11.6094 | -388.3718 | 1936.3425 | -2517.2695 | 1221.7382 | 1298.7684 | -954.3871 | -726.4944 | 17157.791 | 210.1042 | -141.3123
2030-04-18 | 21 | -69.6788 | 285.6073 | -85.698 | -700.1778 | -830.5801 | -1150.6459 | -8132.8833 | 292.0016 | -654.2342 | -307.351 | 3832.1921 | 195.0001 | 2009.8982 | -62.3485 | 1990.6204 | 615.6962 | 80.3838 | 209.9989 | -414.7045 | 648.6779 | -1608.0607 | -3117.105 | 53.7057 | -35.1851 | 1908.0243 | -2849.345 | -1713.1208 | -725.1349 | -37.5738 | 569.8502 | 2808.2185 | 2129.9006 | -40.7785 | 845.4929 | 0.50312 | 349.322 | 7349.8335 | -223.7684 | -124.4972 | 449.8446 | -1408.7706 | 191.8812 | 4426.0249 | 1234.6377 | 5053.6602 | -3.7505 | -466.2111 | 1293.1066 | -3685.6389 | 1099.6405 | 1486.5763 | -850.0587 | -321.6615 | 16460.6074 | 210.1043 | -117.4987
2030-04-18 | 22 | -70.8732 | 219.0379 | -81.5861 | -691.4995 | -938.564 | -1035.3267 | -7511.6016 | 4.504 | -420.864 | -311.3781 | 3845.9568 | 195 | 2099.4453 | -18.1278 | 2009.9263 | 816.822 | 69.4031 | 209.9989 | -283.2686 | 951.7756 | -1832.0941 | -2446.9036 | 76.8891 | -32.6996 | 1371.379 | -2554.1377 | -2086.4209 | -680.3394 | -34.9211 | 470.3996 | 2590.7671 | 2297.9324 | -365.8401 | 914.5715 | 0.51468 | 4.7632 | 7639.1226 | -381.1679 | 1 | 449.5043 | -1095.6093 | 535.2197 | 3905.0564 | 1241.674 | 5036.3774 | -266.1088 | -326.2333 | 1346.8761 | -3223.5159 | 1083.25 | 1064.2928 | -478.3315 | 0.98804 | 15665.6494 | 210.1043 | -93.8867
2030-04-18 | 23 | -62.9374 | 496.4192 | -73.5038 | -666.2921 | -864.7924 | -1135.9773 | -7676.644 | 1.0243 | -290.4597 | -256.7479 | 3784.9771 | 195.0011 | 2098.7107 | -18.471 | 1991.448 | 639.3012 | 33.4756 | 209.9989 | -297.1277 | 756.4034 | -1592.066 | -2106.7725 | 33.4489 | -3.9155 | 1518.4545 | -2462.9153 | -2074.4233 | -717.4601 | -45.1219 | 415.6871 | 2638.8901 | 1590.6241 | -355.6715 | 733.0869 | 0.55682 | -374.6409 | 7083.8379 | -418.6356 | 0.99874 | 440.2964 | -1273.0875 | 469.6795 | 3332.2939 | 1233.4951 | 4585.1934 | -282.0613 | -271.0021 | 1476.8749 | -3200.1011 | 984.8968 | 1549.6288 | -649.5587 | -108.2053 | 14443.1152 | 210.1042 | -20.5045
2030-04-18 | 24 | -50.8314 | 678.4735 | -50.0692 | -631.5482 | -828.9252 | -1226.0682 | -8644.2451 | 697.6026 | -3.1198 | -328.8036 | 3815.2603 | 192.1108 | 1747.1774 | -75.0359 | 1996.7814 | 735.7112 | 122.5135 | 209.9989 | -236.1187 | 472.1791 | -1074.6747 | -1995.3312 | 24.9823 | -24.0575 | 1057.4906 | -2295.5242 | -1166.6184 | -749.1118 | -48.7776 | 532.2959 | 2543.4905 | 1003.3321 | -333.7199 | 625.4188 | 0.52256 | -288.9396 | 6587.1401 | -499.4497 | 1.0007 | 327.0345 | -1777.2865 | 340.9675 | 3231.3831 | 1250.5361 | 4591.6367 | -267.4334 | -271.0829 | 1666.8967 | -2538.2334 | 1030.5823 | 1630.0198 | -917.2263 | -74.4645 | 14084.5195 | 210.1043 | -95.7655
2030-04-19 | 1 | -34.048 | 1110.9756 | -54.9264 | -402.1953 | -186.2815 | -1718.5258 | -10721.2119 | 2340.2407 | 721.978 | -286.0674 | 3751.2388 | 186.6823 | 2135.9824 | -230.6574 | 1423.8326 | 1383.5118 | 163.7085 | 209.9989 | -104.8669 | 357.2148 | -812.3862 | -1911.2113 | 77.1484 | -50.1489 | 1047.812 | -2078.8623 | -817.4218 | -831.9249 | -85.2384 | 675.1358 | 2137.6584 | 0.9978 | -469.2 | 198.225 | 0.56233 | -135.837 | -497.928 | 1.0024 | 289.5476 | 0.99958 | -1977.5533 | 629.7213 | 2358.3538 | 1360.4283 | 3949.4138 | 0.99835 | -276.2938 | 935.1927 | -3240.2373 | 1067.4941 | 1077.4061 | -942.5937 | 754.4686 | 11378.0615 | 210.1042 | -119.686
2030-04-19 | 2 | -19.4246 | 1651.1422 | -48.2627 | -294.0472 | 371.8979 | -1967.2026 | -11232.3779 | 3709.8887 | 1778.5161 | -278.1568 | 3623.1648 | 149.5784 | 2111.0701 | -410.0006 | 1042.7257 | 1611.3661 | 398.7608 | 209.9989 | -81.8173 | 190.83 | -407.6178 | -1295.1249 | -0.73274 | -64.5115 | 1054.4301 | -1972.2517 | -686.8918 | -878.6897 | -118.8781 | 632.1863 | 1875.0125 | -33.6916 | -509.6761 | -17.9947 | 0.56256 | 37.6372 | -2226.5947 | 1.0009 | 517.5637 | 1.0017 | -2108.813 | 312.3311 | 2091.7542 | 1167.0933 | 3860.5422 | -3.2668 | -276.6616 | 937.1342 | -3213.2595 | 861.6246 | 562.011 | -1324.8281 | 1197.8568 | 6547.4956 | 210.1043 | -103.7445
2030-04-19 | 3 | -18.6562 | 1677.2441 | -47.6121 | -295.2372 | 374.0672 | -2018.3883 | -11137.416 | 3725.459 | 1692.8909 | -253.4632 | 3546.1313 | 58.5938 | 2075.2986 | -362.0251 | 1033.317 | 99.4182 | 388.1067 | 209.9989 | -41.8488 | 211.2621 | -330.3781 | -504.0529 | 6.925 | -61.616 | 889.4025 | -1976.7504 | -768.8529 | -893.1943 | -119.2186 | 651.693 | 1925.6221 | -0.16577 | -490.7729 | -15.9758 | 0.91563 | -13.443 | -2153.5938 | 109.5201 | 377.1616 | -2.2784 | -2070.5674 | 344.9416 | 2064.5168 | 1092.0198 | 3731.7432 | -23.1505 | -284.7934 | 1073.3472 | -2999.5857 | 730.8085 | 930.9252 | -1528.715 | 1763.5691 | 6753.7886 | 210.1042 | -38.5948
2030-04-19 | 4 | -22.2342 | 1855.9756 | -48.6809 | -309.5681 | 589.4943 | -2026.8302 | -10988.7363 | 3762.0349 | 1768.1576 | -194.5248 | 3576.4878 | 1.0019 | 2073.0928 | -352.4931 | 1056.6334 | 101.0157 | 327.9488 | 209.9989 | -18.7684 | 145.3643 | -376.237 | -370.6722 | -44.4336 | -74.0368 | 782.1167 | -2093.9089 | -629.0853 | -904.1415 | -128.2798 | 571.7257 | 2122.9883 | 0.99556 | -265.8687 | -18.4239 | 1.7308 | 226.1803 | -1701.2061 | 1.0026 | 167.9674 | 232.5069 | -1989.0918 | 221.0658 | 1992.405 | 991.7331 | 3406.2092 | -2.8034 | -275.3209 | 1394.4869 | -2723.7383 | 625.7034 | 811.9656 | -1640.6647 | 1898.7372 | 4470.5552 | 210.1043 | 16.6929
2030-04-19 | 5 | -15.0797 | 1393.8947 | -32.7082 | -281.865 | 203.7055 | -1627.85 | -9029.5186 | 2711.28 | 1747.2958 | -122.0007 | 3604.7627 | 1.0004 | 1442.5938 | -372.6815 | 1016.7545 | 101.0637 | 287.4795 | 209.9989 | -112.9838 | 174.2991 | -511.1852 | -635.018 | -53.0152 | -66.4179 | 781.054 | -1797.3136 | -726.5474 | -772.8256 | -85.1318 | 503.1952 | 1676.5131 | 1.0112 | -525.3618 | 58.2048 | 2.0273 | 77.9635 | -988.8562 | -28.2041 | 174.2889 | 1.0007 | -2218.6814 | 0.99808 | 2577.6899 | 905.2958 | 3917.7795 | 1.0067 | -271.7539 | 1388.22 | -3537.4702 | 942.303 | 501.4706 | -1183.3182 | 685.2437 | 4840.1079 | 210.1043 | -188.6681
2030-04-19 | 6 | -26.4889 | 1539.4534 | -55.3544 | -369.628 | 652.5563 | -1955.3702 | -10165.0068 | 3531.998 | 1860.4963 | -169.6135 | 3781.8228 | 96.4313 | 2038.4547 | -544.2261 | 1069.8738 | 1197.8037 | 200.4554 | 209.9989 | -128.3242 | 15.1496 | -626.892 | -1861.0255 | -44.5206 | -79.1372 | 805.8566 | -2048.8862 | -1059.5978 | -891.6614 | -114.0844 | 637.0599 | 1738.2935 | 0.99647 | -483.4666 | 0.99815 | 0.6992 | 177.4797 | -891.6172 | -299.0406 | 203.8688 | 1.0019 | -2477.4038 | 25.3625 | 2867.9556 | 1316.8619 | 3966.6409 | 188.0497 | -271.9371 | 2136.5396 | -2152.0676 | 993.7249 | 1921.1895 | -3112.1284 | 803.598 | 7350.7339 | 210.1042 | -77.054
2030-04-19 | 7 | -36.2694 | 1252.5148 | -66.0875 | -482.309 | 180.3748 | -1694.5679 | -8348.1934 | 2325.1177 | 272.6939 | -283.3316 | 3836.6226 | 194.9999 | 1912.853 | -449.7675 | 1360.4066 | 1029.1296 | 90.7447 | 209.9989 | -133.1976 | 207.5438 | -967.8309 | -1906.8124 | -67.6432 | -67.4803 | 750.0563 | -2146.6721 | -1325.6511 | -835.6367 | -101.0496 | 460.0726 | 2088.7822 | 0.99933 | -541.8436 | 249.5568 | 0.4777 | -104.557 | 2497.6824 | -528.3552 | 0.99581 | 139.7774 | -2315.9324 | 0.99488 | 2984.3882 | 1164.5494 | 4266.2861 | -300.6945 | -271.0495 | 1822.0695 | -2541.9019 | 929.3242 | 1270.1135 | -1872.557 | 1.0109 | 7847.6211 | 210.1043 | -143.567
2030-04-19 | 8 | -30.508 | 1589.1378 | -63.1951 | -686.4397 | 138.076 | -1628.9185 | -9200.3135 | 2490.0967 | -3.0827 | -226.7259 | 3862.0691 | 195.002 | 2118.2427 | -384.5387 | 1606.6499 | 1038.9783 | -41.3785 | 209.9989 | -127.6128 | 233.4693 | -1074.3604 | -1283.4899 | -87.0529 | -60.949 | 861.6507 | -2122.6963 | -1173.8826 | -856.1253 | -105.516 | 465.8649 | 2367.2708 | -56.3163 | -473.3752 | 192.4958 | 0.5044 | -395.9514 | 4299.7275 | -1.3338 | 1.0014 | 449.605 | -1950.9725 | -2.7806 | 3459.9683 | 1177.443 | 4450.8931 | -121.214 | -271.1176 | 816.1354 | -3589.6631 | 679.0246 | 1102.0436 | -1678.3286 | 338.5917 | 6523.0117 | 210.1043 | -31.3025
2030-04-19 | 9 | -35.9697 | 1308.1599 | -51.8151 | -622.2961 | -5.2365 | -1406.2517 | -9100.5361 | 2000.6954 | -113.9652 | -252.1971 | 3879.5591 | 195.0004 | 2130.8799 | -240.9684 | 2036.5554 | 987.2913 | 1.2101 | 209.9989 | -138.0031 | 443.7323 | -1212.9583 | -1104.177 | -24.2529 | -39.3061 | 898.9125 | -2183.3835 | -1736.4745 | -802.6505 | -90.7628 | 507.5665 | 2638.3701 | 200.9786 | -496.2546 | 415.2333 | 0.52606 | -787.5604 | 6088.8232 | 1.0015 | 0.99897 | 239.6453 | -2196.4182 | 228.7479 | 3439.7732 | 1164.255 | 4386.6235 | -2.6434 | -271.1032 | 957.5659 | -3203.0188 | 875.9199 | 1597.4009 | -1651.754 | 1.0175 | 7017.9141 | 210.1043 | -40.303
2030-04-19 | 10 | -35.9381 | 1281.8555 | -51.4353 | -763.2814 | -47.0667 | -1195.5988 | -8192.6006 | 1378.4103 | -3.0742 | -332.9264 | 3927.8752 | 195.0019 | 2129.6152 | -100.6252 | 2025.0724 | 976.8726 | 21.1081 | 209.9989 | -211.9443 | 485.1794 | -1326.567 | -1368.5719 | -32.712 | -11.1712 | 1308.2417 | -2298.2703 | -2105.447 | -777.7251 | -87.1243 | 431.8413 | 2759.4556 | 1393.4806 | -488.0711 | 503.6662 | 0.46741 | -1000.8234 | 7040.8965 | 1.0011 | 1.0015 | 253.008 | -2183.6333 | 187.457 | 3365.6482 | 1065.483 | 4315.1812 | -2.622 | -270.9099 | 804.7224 | -2994.7659 | 906.6357 | 1545.3441 | -1776.4143 | -2.9277 | 6172.4697 | 210.1043 | -20.7688
2030-04-19 | 11 | -42.6692 | 1127.4266 | -53.1726 | -778.8651 | -249.3066 | -1023.2863 | -7291.2388 | 587.8621 | -100.2896 | -372.1923 | 4000.8726 | 53.9329 | 2135.9749 | -117.4877 | 2067.6494 | 931.9886 | 65.3773 | 209.9989 | -228.8296 | 783.4638 | -1372.604 | -796.1698 | -13.2786 | -3.3897 | 1406.5677 | -2337.8984 | -2979.1414 | -731.2813 | -76.8307 | 328.2416 | 2617.5112 | 2060.2437 | -635.4176 | 675.7581 | 0.51236 | -1100.2268 | 7630.7207 | 1.0001 | 91.5163 | 68.3377 | -2187.1091 | 207.4321 | 3293.1768 | 993.7465 | 4308.2456 | -2.7589 | -270.9217 | 873.0746 | -2823.0383 | 946.3905 | 1321.2345 | -1360.7045 | -0.56891 | 6708.5869 | 210.1042 | -72.4529
2030-04-19 | 12 | -56.9851 | 514.2953 | -57.5171 | -774.4543 | -756.2126 | -654.9136 | -6077.2305 | -4.9641 | -405.3393 | -380.2038 | 3961.8677 | 23.5812 | 2133.5654 | -26.3944 | 2071.5122 | 895.9401 | 174.6003 | 209.9989 | -246.8211 | 1033.4548 | -1435.1387 | -955.0234 | 58.3381 | -4.1788 | 1552.9434 | -2386.7261 | -2977.3044 | -610.2132 | -50.6811 | 376.859 | 2456.7881 | 3125.8967 | -777.0105 | 1067.2955 | 0.54437 | -713.4761 | 9198.582 | 1.0002 | 0.99871 | 299.3535 | -2217.127 | 362.5123 | 3276.1912 | 1019.8069 | 4189.4546 | -2.732 | -270.8922 | 762.7255 | -2789.1277 | 1057.3949 | 1362.118 | -871.4697 | 1.0263 | 8870.7002 | 210.1043 | -91.9257
2030-04-19 | 13 | -71.3251 | 182.7946 | -63.8538 | -755.9309 | -1003.512 | -515.9817 | -5340.52 | -234.9729 | -621.4725 | -379.0376 | 3998.1602 | 26.4816 | 1517.6362 | 1.0002 | 2067.7715 | 828.834 | 277.4229 | 209.9989 | -217.705 | 901.9664 | -1521.8568 | -2405.8423 | 108.449 | -41.066 | 908.7736 | -2506.4395 | -2450.0044 | -549.1182 | -41.223 | 491.2862 | 2532.8828 | 3863.4509 | -574.3509 | 1328.4237 | 0.51566 | -45.8607 | 10432.8682 | -55.2032 | 0.993 | 449.6259 | -2244.6636 | 562.3304 | 2566.7642 | 1011.3753 | 3621.4456 | -269.6738 | -1354.6204 | 5489.7095 | 1924.3508 | 1209.0095 | 2070.6101 | -1201.9028 | -15.0265 | 10586.6104 | 210.1043 | -74.203
2030-04-19 | 14 | -69.8396 | 44.6604 | -63.1773 | -712.6768 | -954.8148 | -253.693 | -2979.7817 | -487.9213 | -1186.5005 | -379.7163 | 3977.6191 | 20.3464 | 2122.6089 | 2.725 | 2055.1704 | 903.0848 | 314.4237 | 209.9989 | -232.3401 | 819.7562 | -1602.4147 | -2457.3638 | 65.3824 | -39.3855 | 1049.8232 | -2205.0586 | -1877.6938 | -469.9426 | -53.4446 | 458.1378 | 2565.0278 | 4004.0891 | -455.316 | 1359.6035 | 0.53927 | 169.3203 | 10750.2139 | -3.6901 | 262.742 | 1.0001 | -2146.0806 | 455.3105 | 3165.728 | 996.9413 | 4316.6582 | -2.857 | -271.0492 | 1235.1863 | -1770.12 | 1188.23 | 1102.4622 | -1218.9023 | -447.9174 | 11205.0303 | 210.1043 | -105.4867
2030-04-19 | 15 | -71.4425 | 190.316 | -68.4042 | -735.1675 | -1135.8188 | -292.9109 | -2385.562 | -794.459 | -1933.3331 | -387.2615 | 3947.6541 | -1.9986 | 2115.7939 | 0.99937 | 2139.1614 | 1442.0066 | 314.0814 | 209.9989 | -200.9164 | 605.8715 | -1523.6561 | -2630.2703 | 43.871 | -55.2438 | 725.8675 | -2422.1072 | -1558.7982 | -487.061 | -53.4382 | 419.0082 | 2719.8291 | 4223.2402 | -180.3033 | 1289.9181 | 0.36051 | 714.5746 | 10911.6006 | -3.7344 | 265.6581 | 1.0011 | -1839.1716 | 308.0173 | 3020.4238 | 1071.1835 | 4242.3638 | -2.7518 | -271.1608 | 2049.2842 | -1091.5237 | 841.4564 | 474.5237 | -1621.3739 | -1055.9008 | 9540.376 | 210.1042 | -206.2825
2030-04-19 | 16 | -83.8846 | 15.6653 | -74.2934 | -717.1165 | -1278.2656 | -217.8694 | -1544.0923 | -1244.7336 | -1662.4347 | -365.0736 | 3865.5237 | 113.2028 | 2118.5129 | 1.0001 | 2075.2439 | 704.4932 | 377.5551 | 209.9989 | -505.6774 | 629.9205 | -1518.165 | -3631.5046 | 56.1896 | -22.3598 | 2286.0051 | -2624.8123 | -1804.762 | -460.2349 | -46.6076 | 419.3079 | 2800.0754 | 4979.1108 | -70.1096 | 1447.4523 | 0.36074 | 799.9852 | 11640.3232 | -269.41 | 1.0019 | 299.8648 | -1826.2838 | 313.3726 | 2776.6299 | 1056.7489 | 3813.8569 | -2.8735 | -271.0598 | 2311.9766 | -842.4454 | 955.1427 | 725.7811 | -1711.6027 | -1133.9725 | 10195.2783 | 210.1043 | -221.5203
2030-04-19 | 17 | -89.8194 | -18.2446 | -77.1935 | -707.1202 | -1431.2775 | -223.0442 | -1282.0673 | -1423.7632 | -1242.7627 | -346.2523 | 3833.4451 | 195.0039 | 2068.2185 | 1.0016 | 2058.1604 | -110.6126 | 370.05 | 209.9989 | -556.8447 | 576.7051 | -1588.0266 | -4411.5693 | 38.5033 | -14.7617 | 2601.217 | -2753.8389 | -1851.993 | -462.2992 | -46.0651 | 392.9659 | 2857.1763 | 5194.5737 | -8.6061 | 1518.0886 | 0.355 | 880.4756 | 11972.418 | -461.0353 | 6.5587 | 449.6479 | -1852.5161 | 254.9226 | 2702.3176 | 1072.0358 | 3868.0903 | -84.0873 | -271.0212 | 2474.3723 | -1097.8318 | 968.9842 | 555.1595 | -1479.95 | -1039.5741 | 10829.8447 | 210.1043 | -252.856
2030-04-19 | 18 | -94.2495 | 0.99794 | -81.321 | -725.0037 | -1578.4873 | -328.9688 | -1006.4741 | -1493.1376 | -720.0883 | -340.7233 | 3790.7454 | 195.0005 | 1800.4244 | 0.99861 | 2059.9663 | -138.4748 | 302.2575 | 209.9989 | -351.7644 | 627.4725 | -1661.6772 | -4383.2441 | 43.9965 | -27.6732 | 1554.2869 | -3042.4316 | -2147.1707 | -500.3646 | -43.8266 | 408.1835 | 2900.4258 | 5373.3691 | 77.5624 | 1501.8982 | 0.39643 | 1018.8853 | 12035.3252 | -518.6602 | 1.0021 | 233.6826 | -1933.6805 | 265.3119 | 2870.8313 | 1153.5618 | 4236.9385 | -278.6708 | -270.8779 | 2285.5906 | -993.606 | 1185.4484 | 128.4637 | -982.2278 | -955.7169 | 13417.4775 | 210.1043 | -305.1664
2030-04-19 | 19 | -93.8732 | 12.0507 | -80.4923 | -739.3476 | -1549.965 | -412.081 | -1942.407 | -1165.3711 | -1364.3523 | -343.5264 | 3863.469 | 177.1558 | 840.7396 | 0.99843 | 2015.0015 | -310.2707 | 296.169 | 209.9989 | -206.7971 | 888.1312 | -1720.0228 | -3983.7759 | 103.2203 | -35.4512 | 231.4397 | -3061.6047 | -2511.7766 | -528.7364 | -37.6055 | 439.5284 | 2883.2786 | 4919.9551 | -5.1454 | 1498.5753 | 0.4236 | 570.6643 | 11603.2725 | -250.0406 | 1.0392 | 449.6298 | -2190.7104 | 483.5865 | 2389.0876 | 1105.4078 | 3607.1895 | -283.1401 | -1249.3115 | 6261.335 | 2134.1572 | 1512.0181 | 1137.897 | -1024.6171 | -925.7037 | 14645.0215 | 210.1043 | -221.0871
2030-04-19 | 20 | -91.667 | -13.3277 | -76.968 | -738.7205 | -1863.9117 | -439.0796 | -3174.7266 | -1612.9771 | -697.8415 | -329.5364 | 3824.4316 | 195.005 | 1653.3184 | -17.8555 | 1884.9039 | 458.4088 | 293.1098 | 209.9989 | -302.0404 | 631.7072 | -1638.3035 | -4260.1821 | 78.569 | -36.2251 | 1287.6497 | -3103.6411 | -2289.2627 | -537.8085 | -35.4047 | 510.9155 | 2836.4165 | 4640.6606 | 93.245 | 1475.2064 | 0.42349 | 902.145 | 11384.3086 | -554.5439 | 1.0027 | 85.4143 | -2065.3369 | 392.1156 | 2967.4028 | 1206.5295 | 4271.1299 | -279.9232 | -270.7619 | 2238.0061 | -1300.3669 | 1328.2544 | 282.6729 | -902.7455 | -757.9971 | 16007.4023 | 210.1043 | -254.2987
2030-04-19 | 21 | -90.478 | 112.8933 | -78.6606 | -745.2324 | -1850.9574 | -518.2056 | -3188.4512 | -1579.7893 | -359.4816 | -335.0677 | 3829.425 | 194.9991 | 1739.8324 | 1.0017 | 1974.5874 | 774.3203 | 281.7253 | 209.9989 | -373.6104 | 614.8967 | -1723.3229 | -4821.2759 | 50.2376 | -20.822 | 1672.8152 | -3111.5811 | -2350.1743 | -558.9822 | -43.286 | 452.1798 | 2883.4016 | 4358.792 | 70.3552 | 1451.3356 | 0.41866 | 872.6114 | 11115.0439 | -529.226 | -2.0788 | 149.909 | -2083.3154 | 313.7549 | 2968.2444 | 1230.7517 | 4305.6455 | -273.2098 | -270.8385 | 2128.8828 | -1217.4348 | 1251.9601 | 582.816 | -730.9425 | -374.7234 | 16225.4316 | 210.1043 | -228.4834
2030-04-19 | 22 | -90.2214 | -20.7328 | -76.4144 | -740.835 | -1909.632 | -479.5934 | -3497.8044 | -1665.5084 | -3.0982 | -338.077 | 3822.2063 | 195.0009 | 1808.094 | 1.0002 | 2020.1638 | 590.5445 | 295.6726 | 209.9989 | -427.0411 | 688.7587 | -1595.9165 | -4386.2236 | 86.8752 | -0.82909 | 2061.387 | -3102.199 | -2326.687 | -545.0594 | -33.52 | 513.7574 | 3017.1685 | 4616.6655 | 46.2401 | 1464.6594 | 0.41205 | 638.0209 | 11339.8281 | -331.7566 | 1.0032 | 321.8835 | -1997.1313 | 462.8516 | 3240.3345 | 1255.6682 | 4498.3794 | -278.6754 | -270.9451 | 1490.2389 | -1677.5991 | 1227.0591 | 1125.257 | -370.2385 | -441.7854 | 16870.793 | 210.1042 | -236.3974
2030-04-19 | 23 | -88.545 | 1.0027 | -71.9659 | -741.2042 | -1935.3259 | -473.3004 | -3483.2991 | -1612.5057 | 1.0018 | -333.5326 | 3818.136 | 195 | 1725.2228 | 0.99865 | 1965.1082 | 688.9611 | 296.3391 | 209.9989 | -406.8023 | 844.2077 | -1407.3403 | -4379.4497 | 91.3691 | 0.08765 | 1769.79 | -3033.7717 | -2672.137 | -546.1703 | -33.0123 | 493.5688 | 2949.3069 | 4781.1685 | -12.9039 | 1479.0684 | 0.42398 | 500.4506 | 11461.874 | -383.9635 | 1.0014 | 449.6558 | -2339.3362 | 532.7022 | 3277.7747 | 1250.5709 | 4608.5029 | -287.6103 | -313.186 | 2156.5796 | -1562.6376 | 1260.9111 | 1529.8041 | -586.5452 | -933.8784 | 16428.0352 | 210.1042 | -199.6263
2030-04-19 | 24 | -88.0849 | 143.9437 | -65.8591 | -738.4996 | -1912.5627 | -478.7216 | -3310.1123 | -1502.8329 | -3.1369 | -322.419 | 3815.7104 | 195 | 1536.6794 | -6.0081 | 1729.8079 | 143.4008 | 234.4138 | 209.9989 | -412.1849 | 906.2866 | -1389.9161 | -4111.8037 | 104.0035 | -7.5455 | 1825.5565 | -2904.2563 | -2857.9819 | -547.9295 | -39.2911 | 468.281 | 2634.6377 | 4925.8813 | -163.6219 | 1550.2111 | 0.42314 | 665.1619 | 11599.7324 | -311.1788 | 88.4599 | 449.4462 | -2255.3594 | 738.8304 | 3262.8496 | 1262.0575 | 4478.4058 | -298.8845 | -270.9253 | 2583.7952 | -1170.4613 | 1450.6232 | 1624.2931 | -423.4446 | -1319.1802 | 15826.7549 | 210.1043 | -305.2851
2030-04-20 | 1 | -88.297 | 167.0032 | -67.5253 | -723.2352 | -1905.2496 | -413.2076 | -2863.3416 | -1384.8923 | 400.434 | -298.997 | 3798.5383 | 195.0007 | 1857.5134 | -155.6768 | 1457.147 | 714.8137 | 276.7943 | 209.9989 | -367.7497 | 768.9369 | -1161.2009 | -4335.2705 | 104.6648 | -29.3863 | 1461.6422 | -3053.4866 | -2670.2087 | -533.4872 | -44.9717 | 506.3335 | 2495.5427 | 5388.7334 | -107.8555 | 1577.92 | 0.36906 | 976.3392 | 11921.0459 | 9.5547 | 341.9004 | 450.0896 | -2470.2148 | 325.0068 | 3271.6113 | 1383.3208 | 4343.3115 | 183.8708 | -271.6368 | 3516.5173 | 21.9854 | 1495.5343 | 1276.5938 | -366.5608 | -732.6446 | 14108.5205 | 210.1042 | -356.2932
2030-04-20 | 2 | -63.7753 | 558.7018 | -56.8494 | -734.8769 | -1345.705 | -456.1451 | -3974.5322 | -141.2717 | 1171.22 | -287.4146 | 3751.2961 | 192.1763 | 1974.3782 | -362.3554 | 1438.7843 | 1959.7471 | 236.8066 | 209.9989 | -290.6777 | 704.0121 | -1074.7085 | -3962.3635 | 25.5049 | -41.6068 | 915.2367 | -2628.6853 | -2652.1284 | -556.471 | -69.6393 | 388.7291 | 2167.5952 | 4116.6602 | -287.097 | 1262.9171 | 0.34718 | 981.9224 | 9808.7285 | 312.4004 | 697.9525 | 449.8648 | -2385.863 | 123.0522 | 3087.697 | 1611.1477 | 3999.1045 | 764.46 | -274.7792 | 3307.6213 | 205.9756 | 1218.7025 | 887.0831 | -359.7852 | 1.0085 | 8626.0625 | 210.1043 | -286.3952
2030-04-20 | 3 | -40.4433 | 766.2402 | -46.6143 | -623.0735 | -918.6976 | -733.8371 | -6057.896 | 619.8721 | 1630.157 | -165.27 | 3689.9431 | -2.9662 | 1958.9618 | -223.8999 | 1807.9397 | 2355.3455 | 129.6933 | 209.9989 | -326.5369 | 610.9517 | -843.9752 | -2991.624 | -10.917 | -25.3655 | 1369.7496 | -2270.2534 | -2455.0476 | -619.4758 | -79.2396 | 389.4109 | 1841.6174 | 2058.2703 | -327.4507 | 774.7043 | 1.2385 | 776.2794 | 7394.2891 | 454.619 | 847.2 | 449.8161 | -2288.6375 | 48.1678 | 2925.1284 | 1685.1696 | 3780.9028 | 999.9033 | -276.0013 | 3775.8633 | 938.2137 | 1015.4706 | 962.5806 | -953.7195 | 900.8219 | 5552.4692 | 210.1043 | -122.7512
2030-04-20 | 4 | -22.7554 | 1622.0768 | -41.0368 | -610.3981 | -629.5136 | -1221.5428 | -7271.519 | 1535.693 | 1880.8765 | -149.7752 | 3773.3186 | -36.571 | 1826.7292 | -14.5133 | 1644.7581 | 2362.2415 | -41.5553 | 209.9989 | -135.2972 | 621.8469 | -815.1517 | -2556.1633 | -47.3335 | -34.7547 | 640.344 | -2220.1106 | -2436.9902 | -760.5964 | -114.1407 | 311.5256 | 1658.6694 | 259.3688 | -339.352 | 296.3525 | 1.7701 | 610.7315 | 5576.2334 | 490.07 | 916.0786 | 449.7826 | -2289.4993 | 8.0667 | 2795.6262 | 1724.9203 | 3666.0566 | 1066.0044 | -276.3685 | 4407.582 | 1656.1383 | 982.1773 | 802.0397 | -368.9113 | 1166.3217 | 3121.95 | 210.1042 | -126.959
2030-04-20 | 5 | -21.2209 | 1138.7906 | -39.5377 | -555.9672 | -570.9832 | -964.3017 | -7022.7266 | 1583.8781 | 1811.6226 | -113.5325 | 3775.2188 | 2.8098 | 1744.502 | 5.8459 | 1634.5638 | 2413.344 | -41.087 | 209.9989 | -129.9547 | 477.4662 | -829.2714 | -2555.4641 | -48.3247 | -35.2449 | 727.4552 | -1934.5548 | -2147.6206 | -676.0764 | -101.9947 | 401.4796 | 1637.5194 | 315.0781 | -287.4062 | 338.415 | 2.0745 | 646.7034 | 5803.1372 | 430.8742 | 836.4811 | 449.8227 | -2313.2852 | -24.5666 | 2772.5737 | 1704.8923 | 3622.9285 | 993.9152 | -276.0367 | 4756.0972 | 1969.5629 | 989.8447 | 907.4376 | -665.7285 | 1114.3181 | 2775.1516 | 210.1043 | -116.6605
2030-04-20 | 6 | -24.7422 | 1062.036 | -41.6512 | -570.2527 | -653.1578 | -862.7916 | -6389.3706 | 1210.319 | 1749.4965 | -122.1138 | 3761.1431 | 72.5319 | 1957.8309 | -191.1869 | 1835.5547 | 2397.3362 | -59.8433 | 209.9989 | -180.2806 | 385.1455 | -886.3618 | -3016.3389 | -97.004 | -34.9314 | 694.9332 | -1888.7721 | -2171.6465 | -649.0402 | -103.2687 | 309.4019 | 1694.4546 | 641.894 | -396.1184 | 424.8995 | 0.92457 | 634.2915 | 6140.0381 | 203.059 | 571.0731 | 450.0159 | -2264.7581 | -192.2174 | 2881.6416 | 1573.1056 | 3686.6721 | 750.2198 | -274.8513 | 3908.3223 | 854.6112 | 801.2463 | 589.824 | -1225.6714 | 1136.0334 | 2510.4797 | 210.1042 | -91.2277
2030-04-20 | 7 | -23.2944 | 974.4291 | -43.0508 | -549.6993 | -894.913 | -876.7218 | -5817.9219 | 691.3315 | 1489.2439 | -122.0477 | 3729.8044 | 113.7462 | 2019.5072 | -158.563 | 1890.639 | 2104.4229 | -4.9148 | 209.9989 | -227.1293 | 487.5412 | -1176.0525 | -3645.6978 | -93.0189 | -19.508 | 593.3025 | -1790.1724 | -2078.0825 | -633.5806 | -97.6744 | 233.6161 | 1871.6982 | 919.2123 | -334.912 | 453.9225 | 1.8901 | 545.968 | 6187.3022 | 3.0381 | 307.7539 | 450.1914 | -2413.1531 | -232.7728 | 2978.6897 | 1428.9656 | 3843.4832 | 405.9585 | -273.2086 | 3379.3154 | -3.4267 | 1100.3109 | 934.358 | -828.8892 | 452.2843 | 2469.199 | 210.1043 | -219.8023
2030-04-20 | 8 | -22.2866 | 860.7743 | -44.886 | -554.4597 | -1023.9906 | -766.0075 | -5079.5039 | 61.8149 | 560.4547 | -108.4674 | 3762.9692 | 145.3636 | 2107.4141 | -51.5909 | 2099.5635 | 1799.2792 | -42.2954 | 209.9989 | -241.0107 | 564.0546 | -1320.1316 | -4220.3184 | -84.9685 | -12.6321 | 671.5286 | -1714.7424 | -2023.976 | -602.3923 | -97.6818 | 197.8357 | 1829.9502 | 724.2922 | -403.6092 | 493.5316 | 2.1183 | 572.4365 | 6465.6733 | -279.4903 | 116.5293 | 450.2981 | -2511.0374 | -202.8646 | 3174.9619 | 1327.0206 | 4167.7896 | -3.3279 | -271.1746 | 2804.4788 | -727.8051 | 1185.1249 | 829.8438 | -869.9012 | 43.5568 | 3030.8325 | 210.1043 | -293.593
2030-04-20 | 9 | -19.2111 | 663.9963 | -47.1981 | -526.7035 | -1241.2729 | -662.3981 | -5109.5342 | -3.7897 | -3.1564 | -167.2957 | 3825.104 | 29.9594 | 1613.132 | 79.5963 | 2203.541 | 1769.6853 | -168.6097 | 209.9989 | -288.1371 | 885.5106 | -1425.6412 | -4204.6953 | -44.287 | -14.7107 | 1101.7968 | -1570.3043 | -2425.2141 | -558.0632 | -93.5419 | 229.8775 | 1193.2292 | 354.6852 | -717.09 | 472.244 | 1.2559 | 535.8307 | 6162.6284 | -335.8467 | 0.99931 | 399.3268 | -2413.4153 | 218.4334 | 3223.5203 | 1269.0836 | 4264.8657 | -296.7891 | -270.988 | 1778.7513 | -1834.3787 | 1183.8867 | 1362.0125 | -760.1088 | -0.20562 | 3170.854 | 210.1042 | -249.9228
2030-04-20 | 10 | -30.9506 | 530.1836 | -52.6198 | -600.3885 | -1472.8535 | -575.694 | -4678.8848 | -289.4354 | 124.8935 | -165.7867 | 3808.5093 | 122.2683 | 1624.7765 | 351.171 | 2151.5159 | 1491.4083 | -12.4697 | 209.9989 | -317.7892 | 661.3048 | -1399.5568 | -4069.8701 | 41.3327 | -26.4062 | 1308.6669 | -1829.0131 | -2057.8435 | -545.2494 | -80.1459 | 364.0978 | 1495.3521 | 1488.7963 | -364.2182 | 672.6956 | 2.7292 | 1186.903 | 7447.1816 | -320.234 | 0.99864 | 449.5547 | -2363.8992 | 384.8821 | 3196.4646 | 1253.6086 | 4318.002 | -288.556 | -353.834 | 2230.3735 | -1509.5798 | 1079.8041 | 841.5424 | -631.1594 | -58.8118 | 3969.6587 | 210.1043 | -240.5259
2030-04-20 | 11 | -31.6931 | 396.2949 | -55.6706 | -588.8817 | -1943.8323 | -538.7448 | -2976.198 | -1059.7617 | -322.4146 | -258.3203 | 3849.0093 | 186.1204 | 1650.9821 | 276.8921 | 2116.8044 | 1381.3181 | 27.908 | 209.9989 | -377.1022 | 933.1446 | -1141.1519 | -3427.9924 | 99.9988 | -36.3866 | 1869.3694 | -1884.9545 | -2069.4128 | -521.0569 | -66.2449 | 452.9939 | 1566.4445 | 1756.999 | -404.3268 | 612.3407 | 2.3837 | 1579.0667 | 7609.7134 | -247.6454 | 0.88371 | 449.6591 | -2239.7241 | 451.2783 | 3154.7922 | 1252.0507 | 4336.397 | -285.7649 | -303.4824 | 2224.2576 | -1107.3036 | 1029.4163 | 652.3075 | -574.8507 | -516.3485 | 6589.3159 | 210.1043 | -214.927
2030-04-20 | 12 | -25.8611 | 652.0654 | -54.1611 | -553.1658 | -1923.9442 | -705.9167 | -3724.0669 | -1103.1746 | 1.0031 | -256.6592 | 3835.2439 | 49.857 | 1668.3048 | 322.3372 | 2170.0027 | 1505.4484 | 79.2001 | 209.9989 | -406.3466 | 897.978 | -1095.9031 | -3175.0217 | 79.8676 | -46.0526 | 2100.926 | -1901.3553 | -2002.0027 | -559.7028 | -73.0158 | 450.393 | 1321.5625 | 1177.3145 | -320.3856 | 437.2399 | 2.7521 | 1680.7092 | 6672.5586 | -362.2837 | -2.029 | 449.6114 | -2166.0039 | 446.6255 | 3000.1917 | 1230.2562 | 4160.667 | -284.4599 | -398.2333 | 2720.3503 | -499.4389 | 852.0669 | 488.1151 | -733.0293 | -342.6969 | 5771.1211 | 210.1043 | -190.494
2030-04-20 | 13 | -26.863 | 1093.9319 | -59.4499 | -582.7332 | -1911.0585 | -1072.9491 | -4769.4351 | -761.3268 | -2.8596 | -233.4566 | 3808.4172 | -15.6267 | 1677.993 | 319.8683 | 2185.9392 | 1786.1248 | 372.6233 | 209.9989 | -414.1477 | 829.8411 | -1131.3667 | -3174.4875 | 62.1141 | -57.3024 | 2137.5095 | -2233.2549 | -1783.8892 | -672.7976 | -82.2677 | 437.4784 | 1522.4708 | 917.8319 | -97.9226 | 282.2236 | 3.3559 | 1976.126 | 5081.834 | -425.8567 | -2.0508 | 224.6234 | -2051.3701 | 412.3422 | 2636.8887 | 1172.5331 | 3800.6912 | -285.9077 | -272.1004 | 3665.4216 | 588.8178 | 815.4351 | 384.0543 | -809.6427 | -340.7817 | 7501.5586 | 210.1042 | -172.3335
2030-04-20 | 14 | -26.8106 | 1055.1116 | -63.1433 | -589.728 | -1796.4745 | -1073.3499 | -4684.6797 | -789.3618 | -114.4775 | -231.7039 | 3812.1062 | -69.0864 | 2022.0984 | 296.8933 | 2093.0127 | 1406.3999 | 248.6437 | 209.9989 | -332.8729 | 898.335 | -1245.6876 | -3208.0234 | 56.1766 | -71.0202 | 1505.6354 | -2223.9375 | -1807.6167 | -671.9117 | -79.0507 | 381.9808 | 1348.6428 | 1135.0381 | -146.5639 | 172.6927 | 3.5302 | 2048.637 | 3979.8513 | -373.0829 | -2.0667 | 449.6085 | -1784.9589 | 487.7499 | 2718.8291 | 1084.9764 | 3890.1123 | -289.9561 | -377.3936 | 2724.1897 | -563.3276 | 828.7488 | 460.9578 | -985.5212 | -408.1188 | 8486.374 | 210.1043 | -168.3317
2030-04-20 | 15 | -56.6335 | 728.4869 | -77.0129 | -702.8968 | -1869.4012 | -702.1455 | -2179.7803 | -1461.7365 | -106.5622 | -245.8936 | 3809.7842 | -105.8005 | 1506.536 | 359.3029 | 2055.5862 | -25.6801 | 93.7956 | 209.9989 | -315.2354 | 928.6035 | -1460.7106 | -3462.9062 | 29.8828 | -76.0749 | 1171.2881 | -2756.6118 | -1655.373 | -581.2128 | -66.0684 | 266.2642 | 1721.2325 | 4445.6558 | 167.7417 | 905.2099 | 3.7976 | 2361.8301 | 6969.1079 | -83.039 | -2.3394 | 401.2831 | -1678.6573 | 337.7436 | 3311.8611 | 1104.3798 | 4262.7358 | -171.7294 | -271.187 | 4016.1294 | 671.5634 | 914.3132 | -11.5878 | -361.1071 | -1117.9227 | 7581.207 | 210.1043 | -353.5175
2030-04-20 | 16 | -70.6621 | 658.3981 | -84.6338 | -765.9752 | -1872.8014 | -610.8554 | -1213.7455 | -1241.5322 | -2.8831 | -246.5554 | 3821.4246 | -129.7182 | 1366.0947 | 340.3391 | 2002.6138 | -19.8725 | 221.6363 | 209.9989 | -490.9898 | 1009.9172 | -1502.2438 | -3526.2087 | 33.3735 | -41.8569 | 1991.3663 | -2982.8713 | -2093.1204 | -566.4407 | -61.6649 | 236.9849 | 1714.7827 | 5844.5913 | 171.6428 | 1084.9451 | 3.697 | 2251.9031 | 8060.8135 | -6.0927 | 45.1127 | 450.4066 | -1743.9808 | 316.4823 | 3276.6042 | 1114.693 | 4120.8169 | 1.0023 | -271.735 | 4128.4312 | 684.5778 | 896.787 | 1.0106 | -163.2886 | -876.9962 | 6236.3975 | 210.1043 | -355.8488
2030-04-20 | 17 | -72.9937 | 478.7704 | -86.5764 | -763.6155 | -1854.0444 | -546.5618 | -1429.9259 | -1410.4161 | -2.8887 | -155.761 | 3823.3738 | 42.344 | 1415.5382 | 308.4448 | 1919.8069 | 92.7989 | 195.606 | 209.9989 | -433.9551 | 1028.3713 | -1476.5997 | -3851.5496 | 53.7636 | -52.1917 | 1713.1427 | -2963.7468 | -2435.8726 | -542.8246 | -54.8275 | 290.8643 | 1598.083 | 5753.3315 | -24.5594 | 1134.9341 | 1.9431 | 2181.4485 | 8277.0713 | -6.325 | 4.8945 | 450.4196 | -1792.9117 | 371.334 | 3356.6309 | 1125.9928 | 4165.7183 | 1.0041 | -271.6202 | 4060.6721 | 121.4354 | 796.2095 | -85.5279 | -203.6343 | -930.9212 | 6212.1597 | 210.1043 | -317.6707
2030-04-20 | 18 | -76.1136 | 178.4055 | -86.5361 | -749.5558 | -1817.79 | -411.3969 | -1422.7194 | -1576.8531 | 0.99912 | -138.8697 | 3760.0781 | 67.0718 | 1471.1085 | 229.1057 | 1929.2935 | 521.7847 | 118.7682 | 209.9989 | -386.1196 | 1060.0624 | -1433.7078 | -3998.0269 | 95.2058 | -66.8518 | 1524.8618 | -2790.4866 | -2698.2637 | -493.7397 | -44.2144 | 379.2975 | 1599.3259 | 5627.7759 | -289.8404 | 1253.8743 | 0.45027 | 2104.1919 | 9244.9619 | -135.0982 | 21.8738 | 450.3821 | -1903.7954 | 479.6664 | 3297.8633 | 1134.4313 | 4120.5811 | -3.2303 | -271.7021 | 4113.8286 | -138.5028 | 809.2843 | 0.98153 | -314.4703 | -913.8361 | 6723.6748 | 210.1042 | -300.9918
2030-04-20 | 19 | -80.0279 | -232.2231 | -83.2231 | -725.8251 | -1835.4325 | -198.88 | -1171.0002 | -1803.6407 | 1.0066 | -141.3177 | 3755.8425 | 54.5161 | 1452.7113 | 209.0132 | 1968.8177 | 708.4419 | 239.2291 | 209.9989 | -295.6603 | 1073.5796 | -1454.5605 | -3718.8081 | 127.0567 | -74.8789 | 1098.1647 | -2647.0532 | -2611.3574 | -429.5945 | -29.8309 | 458.5743 | 1703.8256 | 5983.1865 | -287.6847 | 1425.8622 | 0.49169 | 1927.051 | 10278.9121 | -181.9014 | 0.99815 | 401.7986 | -1886.3248 | 582.5563 | 3318.8726 | 1160.0654 | 4093.7319 | 0.99788 | -271.6229 | 4073.2874 | -177.3266 | 924.4719 | 0.97902 | -450.732 | -967.0211 | 8471.2354 | 210.1043 | -281.9877
2030-04-20 | 20 | -80.5066 | -367.4977 | -78.5778 | -706.4948 | -1855.9111 | -108.0959 | -1095.4279 | -1710.2424 | 1.0049 | -240.1668 | 3771.1213 | 195.0007 | 2039.0122 | -9.711 | 1700.2678 | 570.5865 | 308.6269 | 209.9989 | -253.0945 | 961.9922 | -1406.5728 | -3510.9617 | 126.5091 | -70.6344 | 955.2628 | -2615.6367 | -2353.9451 | -408.1222 | -28.9458 | 524.3401 | 1902.5033 | 6186.0688 | -205.2816 | 1522.425 | 0.40886 | 1819.7241 | 10657.3066 | -471.9378 | -2.2574 | 306.0687 | -1916.693 | 587.9789 | 2693.8196 | 1091.1257 | 3717.7859 | -227.1331 | -270.9321 | 2938.4033 | -1360.8259 | 927.4385 | 263.8757 | -696.3807 | -687.2054 | 9113.1426 | 210.1043 | -178.6273
2030-04-20 | 21 | -77.3754 | -306.701 | -77.5326 | -699.3447 | -1867.5676 | -134.8583 | -1725.2089 | -1508.6548 | 109.4949 | -185.8122 | 3779.1826 | 195.0007 | 2088.0073 | 37.3572 | 1694.5947 | 648.7921 | 273.7845 | 209.9989 | -306.4069 | 990.356 | -1413.8984 | -3244.0044 | 143.3326 | -57.1846 | 1328.5017 | -2497.2749 | -2453.8806 | -411.0534 | -35.0423 | 557.0718 | 1692.5654 | 5989.665 | -275.0258 | 1516.0516 | 0.52501 | 1636.6232 | 10347.3613 | -660.1683 | 1.0009 | 22.282 | -2036.8647 | 672.3609 | 2579.6248 | 1098.7375 | 3773.4937 | -281.6831 | -271.1558 | 2578.604 | -1328.9347 | 1010.8311 | 744.4393 | -790.6879 | -737.1193 | 8217.4502 | 210.1043 | -155.3642
2030-04-20 | 22 | -74.0606 | -375.9716 | -73.3542 | -688.8823 | -1916.8495 | -46.2381 | -1683.7529 | -1275.2278 | 1.0072 | -122.0493 | 3778.0808 | 169.1773 | 2099.2444 | 99.8403 | 1804.1124 | 506.8121 | 216.1134 | 209.9989 | -308.4323 | 839.9932 | -1466.5977 | -3341.8923 | 141.0036 | -59.6026 | 1195.9866 | -2335.3213 | -2554.5964 | -384.323 | -34.8351 | 544.6965 | 1643.0477 | 5966.7729 | -344.6195 | 1492.4011 | 0.54824 | 1572.2782 | 10122.6172 | -442.1689 | 1.0014 | 369.6416 | -1944.0822 | 731.7493 | 2900.8281 | 1145.0854 | 4099.3672 | -284.422 | -270.9664 | 2243.9443 | -1752.2996 | 999.1449 | 1004.8243 | -359.3123 | -590.9827 | 7647.4019 | 210.1043 | -159.0605
2030-04-20 | 23 | -73.7625 | -239.1636 | -70.7328 | -685.718 | -1946.6394 | -57.938 | -2101.4636 | -1232.0496 | 139.4826 | -69.3264 | 3761.3989 | 118.3879 | 2034.3867 | -42.5783 | 1594.9523 | 487.9885 | 187.757 | 209.9989 | -344.272 | 1059.9799 | -1270.2534 | -3101.447 | 131.369 | -50.7078 | 1445.9813 | -2296.3711 | -2677.4878 | -387.7101 | -42.7851 | 526.6802 | 1598.0747 | 5881.8652 | -434.4504 | 1519.238 | 0.63404 | 959.7679 | 10108.5547 | -484.6601 | 0.99801 | 449.5924 | -2333.2085 | 792.54 | 2896.6887 | 1131.6079 | 4042.5454 | -289.8374 | -302.3855 | 2800.0129 | -1730.1959 | 1101.8794 | 1123.7345 | -521.2653 | -766.3645 | 7050.9272 | 210.1042 | -214.2594
2030-04-20 | 24 | -75.9621 | -202.1908 | -68.4905 | -677.228 | -1972.8904 | -48.0243 | -3131.2837 | -1482.8204 | 45.7481 | -92.4209 | 3717.5212 | 72.2758 | 1763.8622 | -77.2312 | 1528.3878 | 360.4531 | 273.5515 | 209.9989 | -369.8238 | 880.7697 | -1122.2839 | -3515.2954 | 146.403 | -63.8592 | 1663.4113 | -2383.0459 | -2678.6162 | -381.0659 | -41.7767 | 547.4083 | 1595.7354 | 6192.8076 | -507.7252 | 1625.616 | 0.55361 | 1309.1212 | 9997.6582 | -462.3813 | 38.8901 | 449.578 | -2507.7417 | 870.9323 | 2794.6191 | 1141.5759 | 3979.1763 | -224.3257 | -271.0351 | 2897.5288 | -1472.1777 | 1250.8529 | 1031.7759 | -53.2785 | -408.9505 | 7029.9761 | 210.1043 | -318.592
2030-04-21 | 1 | -58.941 | 300.1623 | -63.5779 | -643.7471 | -1821.9764 | -592.0999 | -5123.5112 | -389.5378 | 370.8257 | -132.6982 | 3762.9636 | -66.9518 | 1782.0646 | 58.1996 | 1528.8462 | 97.3539 | 223.1376 | 209.9989 | -389.9738 | 801.6014 | -973.9029 | -3129.5781 | 151.7484 | -31.2827 | 1743.0938 | -2427.3823 | -2588.6111 | -533.0897 | -52.6874 | 600.9183 | 1375.709 | 4657.4375 | -417.7789 | 1138.3761 | 1.1433 | 1146.2153 | 7004.1177 | -679.626 | 71.4422 | 449.5843 | -2500.9287 | 529.0709 | 2610.5627 | 1116.199 | 3756.9346 | -109.7261 | -271.2314 | 2759.5281 | -1251.3772 | 1344.3923 | 1413.989 | -764.4478 | -62.6709 | 5627.6182 | 210.1043 | -190.4233
2030-04-21 | 2 | -39.2803 | 1648.3993 | -57.8461 | -596.9331 | -782.3118 | -1388.3556 | -7496.6602 | 1742.1742 | 1569.4264 | -142.0079 | 3752.2058 | -97.0331 | 2142.9219 | 60.5663 | 1458.5074 | -207.5821 | 138.7484 | 209.9989 | -367.6766 | 471.2962 | -947.8458 | -2992.7219 | -57.7423 | -28.8856 | 1635.9169 | -2650.0037 | -1665.2164 | -785.3755 | -113.1431 | 379.4721 | 1841.7327 | 2856.4736 | 212.5531 | 474.985 | 3.4685 | 1324.3259 | 3189.9189 | -43.1879 | 160.3217 | 449.4674 | -2066.043 | -1.383 | 2279.0686 | 1101.5883 | 3435.4248 | -2.2227 | -271.2051 | 1458.4492 | -2357.0486 | 870.9457 | 238.5585 | -834.4114 | 1093.7852 | 2097.4407 | 210.1042 | -81.9507
2030-04-21 | 3 | -25.613 | 2034.5691 | -51.2501 | -581.6336 | -697.4617 | -1620.7047 | -8081.5312 | 2149.9312 | 1721.8184 | -121.4008 | 3790.6338 | -68.6543 | 2139.2368 | 10.2771 | 1333.8033 | -159.4268 | 94.9809 | 209.9989 | -171.2768 | 306.1963 | -904.4261 | -3497.1074 | -129.6621 | -49.3037 | 881.4957 | -2505.7554 | -1209.7007 | -839.0193 | -126.5504 | 299.6062 | 1832.7385 | 1541.255 | 310.6693 | 163.1763 | 4.1598 | 1475.285 | 1656.9109 | -2.0388 | 362.3691 | 0.99911 | -2079.0378 | -208.7959 | 2248.0491 | 1107.1541 | 3631.1455 | -2.2248 | -271.213 | 2119.0571 | -1539.2281 | 758.3083 | -228.735 | -900.463 | 1393.3196 | 1464.3428 | 210.1042 | -55.6049
2030-04-21 | 4 | -22.3403 | 2264.864 | -49.235 | -574.0778 | -672.8448 | -1755.3737 | -7793.7363 | 2217.5649 | 1811.6852 | -145.0178 | 3775.8877 | -133.6227 | 2126.3362 | -15.5025 | 1306.8206 | 64.8698 | 123.1002 | 209.9989 | -156.2247 | 103.1239 | -673.0464 | -3826.9028 | -211.9661 | -61.499 | 666.5483 | -2519.7942 | -1048.8563 | -876.2863 | -139.4337 | 236.7726 | 1773.2977 | 1422.766 | 309.8972 | 56.8269 | 3.6509 | 1315.2709 | 1111.2114 | -2.5338 | 386.5956 | 1.0006 | -2135.1277 | -506.2786 | 2099.384 | 1054.8525 | 3534.8105 | -2.1116 | -270.9512 | 2190.5361 | -1350.3467 | 603.9542 | -775.1899 | -760.6927 | 1726.7258 | 2335.1777 | 210.1042 | -52.3005
2030-04-21 | 5 | -18.7784 | 2199.1118 | -48.6846 | -574.0128 | -761.1937 | -1756.2844 | -7005.9927 | 1970.4246 | 1826.6777 | -153.1904 | 3616.7185 | -155.1198 | 2059.8745 | -111.608 | 1332.4027 | 127.6877 | 175.1243 | 209.9989 | -383.868 | 61.5711 | -615.7541 | -3906.1511 | -211.073 | -43.1964 | 1764.1085 | -2458.5308 | -987.1337 | -875.2582 | -134.3801 | 236.4868 | 1869.594 | 908.2177 | 310.5025 | 0.99948 | 3.206 | 1508.5168 | 1344.8524 | -2.4613 | 337.4607 | 0.99993 | -2075.0884 | -527.0564 | 2075.2327 | 1010.9474 | 3467.3801 | -2.1147 | -271.2272 | 2551.5471 | -988.6994 | 549.9287 | -551.4256 | -712.9683 | 1736.4541 | 3711.7517 | 210.1043 | -49.6098
2030-04-21 | 6 | -20.9354 | 2008.6484 | -51.1111 | -572.0982 | -909.3965 | -1703.8157 | -6182.3188 | 1611.3354 | 1813.7605 | -166.9976 | 3597.0842 | -194.9986 | 2032.97 | -149.0227 | 1377.932 | 98.3763 | 193.3008 | 209.9989 | -313.9138 | 9.3279 | -636.5992 | -4125.5493 | -194.2753 | -58.4855 | 1280.0494 | -2514.488 | -632.7072 | -863.1467 | -124.1612 | 246.4157 | 1923.1113 | 1050.4875 | 304.0959 | 12.8859 | 2.5615 | 1553.3766 | 2006.5714 | 1.0003 | 326.9062 | 1.0011 | -2053.3948 | -522.3298 | 2066.9956 | 1032.6504 | 3475.9858 | -2.1052 | -274.3951 | 1949.7728 | -1602.9404 | 641.6829 | 1.0248 | -608.432 | 1307.6083 | 5634.1846 | 210.1042 | -74.9102
2030-04-21 | 7 | -27.9785 | 1358.9501 | -52.1477 | -535.3564 | -1386.0682 | -1270.1909 | -4005.8801 | 282.543 | 1998.7902 | -171.4395 | 3739.2585 | -195.1355 | 2026.9558 | -9.9234 | 1379.7684 | -13.2023 | 259.8405 | 209.9989 | -268.8039 | 277.6647 | -956.4688 | -4302.5459 | -116.97 | -45.6153 | 720.3168 | -2309.7771 | -761.8466 | -696.8245 | -93.4452 | 201.4159 | 1810.7529 | 1799.5348 | 4.794 | 376.6884 | 2.822 | 1224.7888 | 3133.1504 | -339.0791 | 321.1934 | 0.99637 | -2143.1812 | -353.8511 | 2809.0261 | 1313.8456 | 4232.939 | -3.1727 | -271.1604 | 3982.2622 | 688.3151 | 982.6959 | -126.6066 | -93.2267 | 182.3448 | 7616.9785 | 210.1042 | -287.2584
2030-04-21 | 8 | -36.8893 | 1297.8236 | -58.7956 | -566.3918 | -1741.2842 | -1203.9324 | -3227.8123 | -2.0053 | 1637.7955 | -192.5874 | 3780.667 | -195.0115 | 2043.5072 | 151.2224 | 1601.5255 | -294.6155 | 319.2183 | 209.9989 | -306.6993 | 481.1967 | -1155.3203 | -4033.6931 | -84.48 | -52.1849 | 959.2996 | -2468.3328 | -734.4804 | -685.824 | -90.933 | 193.4093 | 1879.2413 | 2864.0769 | 141.6776 | 564.9514 | 4.3297 | 1842.0802 | 4187.7974 | -478.9246 | 0.99925 | 296.9063 | -2166.4304 | -212.2778 | 2768.1616 | 1356.8909 | 3884.8677 | -3.0335 | -271.3742 | 4247.5947 | 1291.3542 | 978.983 | -99.9691 | -88.9167 | 1.0074 | 7455.6147 | 210.1043 | -274.8321
2030-04-21 | 9 | -35.9807 | 1480.4512 | -63.6158 | -595.804 | -1734.7284 | -1318.4148 | -3420.9639 | -2.1623 | 354.7781 | -196.2587 | 3822.6116 | -185.4355 | 2105.8872 | 7.694 | 1603.0862 | -676.2252 | 151.6048 | 209.9989 | -357.355 | 678.2772 | -1172.2802 | -3221.7852 | -34.1309 | -51.5781 | 1596.4034 | -2597.9402 | -1008.1628 | -733.1302 | -102.8516 | 275.8498 | 1937.9321 | 2800.4919 | 249.3021 | 501.3036 | 3.9736 | 1899.314 | 3955.7656 | -590.963 | 1 | 122.3671 | -2021.6451 | -2.0291 | 2986.8511 | 1362.7905 | 4315.8882 | -305.0607 | -271.0898 | 3516.7854 | 817.0526 | 856.8189 | -82.884 | -770.5932 | -56.2318 | 6697.2666 | 210.1042 | -288.9338
2030-04-21 | 10 | -39.8136 | 1405.807 | -67.7033 | -625.1834 | -1878.5817 | -1283.1654 | -3604.8728 | -67.6475 | 282.2073 | -224.0798 | 3823.1267 | -182.4729 | 1803.5645 | 231.3501 | 1764.3138 | -445.7156 | 155.4506 | 209.9989 | -387.6384 | 720.8039 | -1169.214 | -2974.9116 | -5.5569 | -55.2442 | 1764.3446 | -2688.8904 | -1172.3397 | -724.0236 | -99.0079 | 310.0835 | 1870.8804 | 3225.2883 | 210.5427 | 569.5129 | 4.3844 | 1937.0393 | 4333.4131 | -561.0392 | -2.1509 | 395.7369 | -2228.7876 | 111.6339 | 3167.1362 | 1384.4546 | 4378.7549 | -300.3306 | -271.071 | 2765.687 | 510.7666 | 1020.8499 | 729.5897 | -767.1393 | -3.9131 | 6834.7061 | 210.1042 | -284.7936
2030-04-21 | 11 | -44.5886 | 1139.1047 | -70.2036 | -649.7624 | -2006.1686 | -1157.191 | -3738.189 | -352.7842 | 1.0052 | -230.9841 | 3843.531 | -171.8563 | 2043.9746 | 337.0424 | 1845.4457 | -510.9121 | 178.1572 | 209.9989 | -371.7818 | 856.019 | -1148.2107 | -1947.9011 | 56.2045 | -55.7507 | 1740.1273 | -2758.0115 | -1386.0439 | -684.8812 | -79.3069 | 409.7 | 1987.2327 | 3790.6406 | 184.3281 | 737.0935 | 4.1684 | 1824.8098 | 4838.9419 | -511.0717 | 125.0197 | 449.4318 | -1988.1395 | 507.8595 | 3701.4849 | 1510.5305 | 4716.0024 | -70.8949 | -271.0639 | 3688.6362 | 1491.5571 | 1052.8229 | 874.7477 | -593.0882 | -149.5327 | 7373.1777 | 210.1043 | -272.1786
2030-04-21 | 12 | -37.4124 | 1332.4246 | -68.9435 | -641.2886 | -1995.3479 | -1268.8933 | -4264.5815 | -549.7238 | 1.0055 | -241.969 | 3824.134 | -171.6269 | 1791.0581 | 363.3109 | 1947.5647 | -301.1328 | 143.529 | 209.9989 | -420.741 | 1020.7232 | -1056.6156 | -1628.9316 | 45.3684 | -47.4057 | 2063.2849 | -2679.9751 | -1344.6451 | -719.2712 | -81.783 | 348.711 | 2024.3274 | 3136.5732 | 220.8979 | 512.5765 | 4.9568 | 1765.3203 | 4106.0015 | -574.2751 | 72.215 | 449.5201 | -1934.8953 | 451.7953 | 3716.7432 | 1497.9114 | 4838.3262 | -293.929 | -423.2266 | 3688.959 | 1443.5299 | 899.7884 | 588.9233 | -400.8013 | -4.8792 | 6795.709 | 210.1043 | -253.6391
2030-04-21 | 13 | -37.1099 | 1427.225 | -71.1129 | -667.0524 | -1940.1639 | -1321.4977 | -3719.3662 | -583.9161 | -112.4818 | -264.1091 | 3750.6274 | -170.4637 | 1567.8467 | 394.291 | 2167.3357 | 778.6878 | 461.5131 | 209.9989 | -455.3319 | 946.6931 | -1019.572 | -2061.415 | 28.1255 | -59.5999 | 2292.105 | -2672.1948 | -1237.8813 | -741.5577 | -86.8048 | 352.9251 | 2361.7402 | 2678.9595 | 203.3487 | 442.5055 | 4.3424 | 1919.5474 | 4349.5112 | -558.4343 | 95.542 | 449.3563 | -1899.6481 | 425.4344 | 3744.2144 | 1494.0676 | 4870.7798 | -294.4691 | -480.242 | 3835.4541 | 1938.6791 | 716.9091 | 101.2304 | -709.9087 | -112.3951 | 6374.4614 | 210.1043 | -234.0347
2030-04-21 | 14 | -38.6364 | 1293.7119 | -74.2792 | -664.855 | -1900.5017 | -1321.8104 | -2908.6309 | -897.4083 | 1.0052 | -273.9085 | 3788.9141 | -163.9541 | 1331.1158 | 305.6972 | 2308.5344 | 411.915 | 449.0745 | 209.9989 | -550.5648 | 1060.7905 | -1216.7271 | -1864.8113 | 34.5557 | -50.15 | 2729.533 | -2659.9573 | -1132.3442 | -738.9373 | -77.824 | 304.3457 | 2381.9224 | 3260.5618 | 184.5706 | 490.1665 | 4.4269 | 1919.4099 | 5146.0664 | -497.1114 | 159.3985 | 449.3859 | -2034.9471 | 396.5696 | 3610.0283 | 1442.7302 | 4695.9668 | -295.8243 | -629.5099 | 3838.0664 | 2491.9866 | 1040.21 | 652.6281 | -760.1409 | -489.494 | 7703.2065 | 210.1043 | -234.5695
2030-04-21 | 15 | -38.9132 | 1290.9205 | -75.6907 | -639.6527 | -1778.4009 | -1280.9224 | -2984.7913 | -889.7695 | -393.0996 | -278.2372 | 3784.0925 | -185.4242 | 758.5847 | 185.4441 | 2288.8938 | 52.6845 | 437.7137 | 209.9989 | -514.3973 | 1040.0275 | -1349.2632 | -2051.0537 | 19.3567 | -56.1583 | 2479.219 | -2617.6992 | -1277.7747 | -714.9089 | -77.2783 | 259.7849 | 2296.8523 | 3257.8743 | 140.4887 | 468.2298 | 3.7657 | 1951.3229 | 4716.9204 | -516.1292 | -2.2203 | 43.7129 | -1670.4475 | 354.5888 | 3496.4253 | 1273.2859 | 4422.063 | -295.6477 | -1249.3679 | 3679.3977 | 2024.2799 | 849.3005 | -85.8228 | -635.0896 | -664.3011 | 5137.9995 | 210.1043 | -356.6812
2030-04-21 | 16 | -38.282 | 1176.4005 | -78.493 | -628.9316 | -1583.6101 | -1312.7524 | -2733.947 | -579.546 | -306.1932 | -271.799 | 3742.5571 | -181.9017 | 845.1909 | 113.2103 | 2185.7673 | 98.4858 | 418.3629 | 209.9989 | -747.9313 | 927.0787 | -1257.771 | -1720.0884 | 39.098 | -44.0569 | 3861.8394 | -2666.5066 | -1575.2457 | -721.8166 | -71.6597 | 364.7499 | 2129.0439 | 3288.4243 | 73.714 | 367.3977 | 2.695 | 2017.9622 | 4312.0596 | -328.715 | -2.095 | 229.1731 | -1488.1156 | 402.8372 | 3675.8711 | 1234.0074 | 4584.2056 | -297.6446 | -890.9686 | 4232.3477 | 2042.097 | 618.2896 | -273.4895 | -763.0679 | -568.6269 | 4582.7773 | 210.1043 | -339.0172
2030-04-21 | 17 | -43.7156 | 787.6075 | -80.0554 | -604.9532 | -1741.7269 | -976.9316 | -1600.4899 | -1539.0038 | -862.9664 | -205.5044 | 3735.5071 | -86.6642 | 672.2466 | 80.6231 | 1896.0538 | 98.4809 | 422.6131 | 209.9989 | -735.3499 | 1057.0266 | -1280.6416 | -1807.2965 | -1.1476 | -52.522 | 3696.9753 | -2505.321 | -2120.9133 | -592.7104 | -55.1935 | 179.6034 | 1463.0175 | 3699.0022 | -317.3273 | 621.5087 | 2.9038 | 2338.7231 | 4596.8882 | 1.0002 | 165.0246 | 449.969 | -1732.7012 | 220.6429 | 4264.9692 | 1281.7822 | 5022.7192 | 0.98171 | -296.0861 | 4582.5283 | 1952.7294 | 579.2015 | -217.9878 | -1387.7734 | -598.6387 | 4434.0137 | 210.1043 | -270.6159
2030-04-21 | 18 | -55.6482 | 647.1492 | -86.7699 | -665.8582 | -1749.707 | -887.7847 | -1121.0747 | -1431.6987 | -897.4622 | -137.8129 | 3754.9146 | 18.9969 | 797.6808 | 37.2825 | 1643.5854 | -560.1464 | 469.7432 | 209.9989 | -744.8026 | 992.9567 | -1234.77 | -1883.4119 | -5.5692 | -76.0912 | 3864.8601 | -2844.8352 | -1848.127 | -598.3677 | -53.8745 | 217.7111 | 1630.8494 | 5057.7856 | 11.9347 | 825.5864 | 3.8 | 2746.5476 | 5776.7266 | 42.161 | 199.0196 | 450.1321 | -1775.6389 | 154.9212 | 4240.6416 | 1252.4512 | 5006.7236 | -3.808 | -270.9895 | 4845.2095 | 1735.9453 | 673.8603 | 216.2014 | -1401.5687 | -645.0876 | 6092.9951 | 210.1042 | -249.9494
2030-04-21 | 19 | -68.2595 | 273.5954 | -90.3488 | -709.825 | -1821.3297 | -597.8349 | -1235.9703 | -1305.453 | -605.6512 | -121.5261 | 3791.1848 | 10.6028 | 906.6171 | -69.0184 | 1580.7207 | -1954.118 | 215.412 | 209.9989 | -725.0421 | 1176.5128 | -1372.2882 | -2412.1626 | 97.2464 | -82.6782 | 3860.8232 | -2970.0322 | -2143.1721 | -519.0114 | -41.8997 | 367.7396 | 1089.4449 | 6111.1484 | 10.3101 | 1206.5809 | 4.9439 | 3166.6982 | 6571.9624 | -146.7593 | 97.0233 | 449.5229 | -1849.9779 | 527.0391 | 3922.0369 | 1211.7216 | 4874.0483 | -298.6019 | -322.9115 | 4807.9536 | 1494.1022 | 835.0766 | 102.7393 | -334.5801 | -782.3596 | 5360.7188 | 0.10427 | -291.2072
2030-04-21 | 20 | -72.4821 | 200.5417 | -89.953 | -727.0391 | -1854.031 | -504.1762 | -681.8141 | -1612.1475 | -617.166 | -117.3199 | 3801.8865 | 17.7102 | 1048.766 | -16.7043 | 1558.3362 | -2056.7886 | 185.6514 | 209.9989 | -676.05 | 1163.8114 | -1437.5912 | -2340.9443 | 71.1072 | -86.8547 | 3609.3794 | -2984.3916 | -2097.072 | -494.5077 | -38.4405 | 305.9148 | 1035.8254 | 6784.064 | 14.6074 | 1328.3123 | 5.1073 | 3156.188 | 7244.2358 | -242.0734 | 1 | 449.5204 | -1950.7501 | 419.0637 | 3938.5667 | 1201.4623 | 4782.4526 | -291.0076 | -594.3841 | 4690.3623 | 1123.9269 | 855.9062 | -26.5616 | -317.3239 | -712.2397 | 5521.1895 | 0.10427 | -275.4565
2030-04-21 | 21 | -69.3072 | 349.5309 | -91.1165 | -729.1658 | -1847.9626 | -572.9356 | -535.0628 | -1580.0396 | -482.3593 | -125.1928 | 3794.012 | 34.5219 | 997.2625 | 206.3872 | 1567.8827 | -1940.297 | 175.0255 | 209.9989 | -697.0823 | 1131.5687 | -1435.4496 | -2213.6018 | 28.8922 | -71.8334 | 3716.7983 | -2984.0447 | -2087.7791 | -521.6529 | -48.4274 | 233.8069 | 1189.4771 | 6632.1206 | 78.1841 | 1262.5455 | 5.535 | 3175.1055 | 7135.8135 | -271.3167 | 29.4329 | 449.5536 | -1895.6731 | 279.605 | 4066.6443 | 1223.417 | 4964.6938 | -283.4492 | -583.9799 | 4495.2378 | 1445.9172 | 756.4169 | -167.803 | -52.1779 | -390.1223 | 4945.2227 | 0.10427 | -267.1739
2030-04-21 | 22 | -68.2031 | 333.2144 | -86.0303 | -712.2454 | -1851.0072 | -542.8423 | -252.1409 | -1577.892 | 1.005 | -183.6252 | 3762.8198 | 38.1436 | 742.7531 | 510.8018 | 2286.2537 | -1514.0659 | 191.1397 | 209.9989 | -523.1384 | 1153.6594 | -1399.1569 | -2043.3542 | 41.9621 | -90.6318 | 2864.1313 | -2949.8865 | -1806.5797 | -515.5597 | -48.5729 | 249.4555 | 1499.1519 | 6878.7764 | 41.0118 | 1319.4543 | 5.3381 | 3188.3423 | 7456.77 | -89.4977 | 169.2821 | 449.4986 | -1641.5615 | 383.7492 | 4251.9033 | 1319.1874 | 5024.6509 | 1.0086 | -274.2961 | 4567.4766 | 1354.8168 | 736.9686 | -25.2356 | 34.9131 | -268.2891 | 5714.4224 | 210.1043 | -206.1243
2030-04-21 | 23 | -66.3118 | 434.8239 | -77.5723 | -676.9064 | -1900.0741 | -566.0568 | -396.0554 | -1442.7777 | 433.7144 | -183.6359 | 3800.406 | 16.7416 | 1609.5547 | 467.072 | 2156.4998 | -933.8505 | 488.8874 | 209.9989 | -555.061 | 1169.4456 | -1326.5187 | -1803.2754 | 101.031 | -91.2724 | 3051.6162 | -2890.8093 | -1402.6324 | -522.4772 | -49.2424 | 338.9395 | 1583.1841 | 6593.248 | 55.9105 | 1301.7233 | 5.6894 | 3198.5422 | 7402.4331 | -474.4076 | 198.6004 | 449.9461 | -1473.0602 | 628.6595 | 3547.0588 | 1318.9574 | 4726.3408 | -295.241 | -271.1333 | 4758.2266 | 2077.3135 | 849.3857 | -85.2076 | 154.2653 | -377.9272 | 5344.7158 | 210.1042 | -237.2575
2030-04-21 | 24 | -49.7162 | 492.8365 | -65.4016 | -573.8886 | -1941.4191 | -502.5537 | -3.2019 | -1921.067 | -2.9016 | -131.8787 | 3807.5713 | 62.6796 | 1933.6395 | 400.9559 | 1933.7653 | -501.6176 | 403.4055 | 209.9989 | -464.4652 | 1049.5673 | -1225.5753 | -2095.8088 | 62.3782 | -88.9224 | 2289.0886 | -2407.1262 | -1711.8014 | -455.8267 | -49.5634 | 227.0052 | 1091.3783 | 5050.0801 | -453.1093 | 1051.3186 | 4.123 | 2943.4731 | 5757.4448 | -668.9868 | 0.99689 | 449.4524 | -1818.9877 | 558.765 | 3071.3247 | 1304.8389 | 4213.1826 | -303.1414 | -421.267 | 4643.645 | 1955.6572 | 824.2809 | -716.0148 | 463.3506 | -10.15 | 3565.6074 | 210.1043 | -318.6968
2030-04-22 | 1 | -48.839 | 818.7839 | -60.257 | -551.5953 | -1966.4344 | -745.7241 | -2365.384 | -1864.9612 | 1423.9564 | -140.8943 | 3728.72 | -60.735 | 1609.1576 | 342.7625 | 1727.8175 | -307.4084 | 448.582 | 209.9989 | -252.7177 | 965.7753 | -727.4745 | -2495.5137 | -44.424 | -126.3714 | 1201.7188 | -2396.228 | -1758.1569 | -522.526 | -60.4206 | 129.5289 | 1149.0925 | 3915.4722 | 235.4771 | 910.1349 | 2.8326 | 3192.564 | 4535.4131 | -2.6635 | 342.8967 | 76.3308 | -1525.259 | 227.3825 | 3452.5325 | 1459.587 | 3915.5537 | -2.4429 | -273.8991 | 4477.9912 | 2401.2249 | 682.1193 | -1600.8131 | 440.2385 | -6.3633 | 4960.2334 | 210.1042 | -326.4263
2030-04-22 | 2 | -21.4409 | 1325.5098 | -47.9292 | -479.9107 | -1417.8857 | -1152.5186 | -4247.9536 | -8.4455 | 1945.8964 | -142.9855 | 3745.8286 | -40.2026 | 1610.3337 | 329.22 | 1755.5074 | 35.7262 | 322.901 | 209.9989 | -234.4162 | 720.3262 | -747.7872 | -2558.5547 | -114.0045 | -97.5785 | 993.8827 | -2024.854 | -1353.161 | -625.183 | -85.8226 | 116.6525 | 1397.7992 | 955.2305 | 396.1683 | 219.1216 | 3.7888 | 2756.3364 | 1401.4641 | -301.1471 | 1.0006 | 358.2303 | -1301.9355 | -3.1463 | 3360.6992 | 1527.5563 | 3531.8521 | -2.4618 | -271.8971 | 4481.2539 | 2558.2122 | 768.8347 | -1467.5424 | 158.6272 | 111.9948 | 4465.645 | 210.1042 | -314.0333
2030-04-22 | 3 | -14.6004 | 1806.8973 | -42.4385 | -469.3512 | -1462.4734 | -1355.0382 | -5775.5264 | 379.0172 | 2157.301 | -145.3697 | 3716.7515 | -30.0647 | 1534.9099 | 47.624 | 1882.408 | 235.2242 | 340.206 | 209.9989 | -212.254 | 516.8948 | -771.5333 | -2370.2329 | -233.182 | -92.2267 | 680.0165 | -1929.0436 | -959.788 | -672.4517 | -113.2348 | -21.4277 | 1720.4138 | 1.0022 | 592.2707 | 125.0901 | 5.6628 | 2439.6602 | 597.1196 | -539.039 | 0.99831 | 445.3852 | -1507.4156 | -500.9886 | 3012.3516 | 1529.4829 | 3297.2947 | -87.112 | -271.3617 | 4674.7969 | 2607.8665 | 845.0523 | -1668.516 | 605.5978 | 307.0973 | 2896.4456 | 210.1043 | -333.5033
2030-04-22 | 4 | 3.7168 | 2532.2319 | -35.7009 | -416.9052 | -967.4425 | -1827.5662 | -7683.8042 | 1748.0516 | 1813.2755 | -140.8701 | 3761.9871 | -106.2399 | 1416.6432 | 217.8468 | 1498.2512 | 799.2772 | 189.9356 | 209.9989 | -110.7155 | 56.9989 | -629.2893 | -3164.0833 | -355.6922 | -107.5147 | 181.5318 | -1963.4557 | -563.7095 | -820.0978 | -152.6225 | -36.6894 | 1540.7223 | -1910.7823 | 861.5107 | -391.9473 | 4.3154 | 2411.4041 | -2182.6924 | -216.7201 | 377.3849 | 1.0008 | -1569.0784 | -901.6442 | 3072.3557 | 1544.3682 | 3671.4165 | -2.5326 | -270.8262 | 4851.1235 | 2597.4099 | 513.1312 | -2128.0208 | 264.4341 | 804.1809 | 1871.1366 | 210.1042 | -284.8146
2030-04-22 | 5 | 21.5666 | 2633.8987 | -29.4973 | -360.0027 | -759.7675 | -1929.4484 | -8081.6289 | 2112.7898 | 2203.8667 | -78.2226 | 3765.8584 | -24.3102 | 1395.8115 | 272.0112 | 1458.0901 | 1116.5505 | 46.8833 | 209.9989 | -122.1125 | 203.7206 | -710.9967 | -3915.9341 | -363.3272 | -83.8367 | 194.1651 | -1591.2234 | -821.3349 | -840.4317 | -162.1591 | -49.917 | 1343.9812 | -3608.2131 | 686.1138 | -872.7347 | 4.3649 | 2288.0283 | -3855.8979 | -317.1584 | 144.9784 | 183.0029 | -1888.7277 | -932.4724 | 3195.1355 | 1519.7186 | 3527.4851 | -2.6787 | -270.8742 | 4438.4673 | 1969.2924 | 600.7047 | -1545.3524 | -74.1239 | 911.0181 | 960.2059 | 210.1042 | -260.9188
2030-04-22 | 6 | 17.1179 | 2491.2383 | -35.7573 | -401.0981 | -278.6073 | -2105.1379 | -9244.5156 | 2881.3567 | 1888.2954 | -104.0107 | 3800.7485 | -50.1997 | 1125.9904 | 387.9627 | 1751.757 | 1154.3425 | 92.0762 | 209.9989 | -91.7412 | 407.8792 | -1103.9841 | -4370.7192 | -235.3734 | -84.6247 | 6.3499 | -1842.4208 | -1174.3456 | -914.8906 | -152.6942 | 135.1774 | 1497.0344 | -3351.3125 | 678.397 | -807.4042 | 3.9839 | 2547.4546 | -3687.1499 | -2.9243 | 108.6842 | 449.4641 | -1946.2627 | -379.4488 | 3165.0156 | 1488.1368 | 3356.7673 | -2.4476 | -271.1759 | 4365.3027 | 1718.072 | 916.1126 | -133.1538 | -1408.9006 | 346.5643 | 953.7608 | 210.1043 | -256.8901
2030-04-22 | 7 | 10.5007 | 2324.0586 | -44.8092 | -483.5973 | -411.182 | -2205.4512 | -10306.418 | 2636.1155 | 720.9523 | -186.042 | 3766.675 | -119.7345 | 1172.707 | 532.7551 | 2194.3625 | 1109.2352 | 130.0197 | 209.9989 | -129.7699 | 547.9719 | -1228.1976 | -4253.2822 | -183.8162 | -114.4409 | 481.7146 | -2069.9163 | -1308.1836 | -962.1878 | -140.6611 | 168.0966 | 1536.3011 | -2992.3293 | 697.3529 | -625.3919 | 3.7842 | 3076.9697 | -3011.6333 | 1.0014 | 1.0006 | 449.4879 | -1767.723 | -122.6091 | 3424.5718 | 1502.7212 | 3485.7112 | -2.1937 | -271.0773 | 3625.2793 | 1069.5443 | 909.2631 | 451.5214 | -1166.6697 | -2.4744 | 2409.019 | 210.1042 | -243.0355
2030-04-22 | 8 | 4.6584 | 2248.9082 | -48.8758 | -509.7732 | -676.4509 | -2106.3364 | -9749.7324 | 1890.9916 | 260.3759 | -208.3494 | 3826.1584 | -139.0649 | 1333.4343 | 570.829 | 2250.6555 | 920.8114 | 59.5692 | 209.9989 | -214.7285 | 537.5356 | -1221.2871 | -3727.3354 | -229.2519 | -141.1775 | 1117.7386 | -2182.5564 | -1442.4917 | -951.3124 | -136.3794 | 53.8947 | 1308.2411 | -2464.0417 | 572.5681 | -468.3944 | 4.0749 | 3116.1843 | -2649.7917 | -594.6263 | 200.8166 | 449.3761 | -1607.6088 | -300.7197 | 3683.1206 | 1531.6991 | 4140.6299 | -286.5877 | -323.849 | 3725.3638 | 1545.5022 | 730.3717 | 255.8784 | -952.6887 | -9.335 | 3410.4182 | 210.1042 | -140.2245
2030-04-22 | 9 | 6.3263 | 2364.8706 | -45.8398 | -507.436 | -909.8874 | -2076.2473 | -10325.9863 | 1600.5438 | 1.0032 | -377.14 | 3814 | -3.6145 | 985.6498 | 580.6246 | 2292.5903 | 1123.7067 | 41.7832 | 209.9989 | -230.0738 | 639.5665 | -1306.769 | -3106.8142 | -204.5452 | -117.7072 | 1231.4762 | -2111.4966 | -1559.2026 | -938.4999 | -134.8626 | 50.9507 | 1406.4214 | -2480.5889 | 496.6422 | -488.9062 | 4.3721 | 3000.2422 | -2707.71 | -807.9705 | -2.151 | 449.5959 | -1432.1163 | -263.0744 | 3657.9729 | 1497.7571 | 3867.043 | -274.2791 | -1162.6053 | 3724.2424 | 2124.9133 | 810.7384 | -82.4288 | -871.8848 | -383.978 | 2961.2581 | 210.1043 | -144.6717
2030-04-22 | 10 | 4.5254 | 2158.3132 | -49.3951 | -514.4924 | -822.2112 | -2051.9624 | -10503.4297 | 1551.0697 | -202.4362 | -386.8636 | 3816.4219 | -41.0741 | 1031.9724 | 540.9293 | 2261.7034 | 1556.0566 | 158.3074 | 209.9989 | -207.5675 | 753.0291 | -1306.98 | -2555.0503 | -178.5155 | -120.2291 | 1209.7906 | -2133.4363 | -1765.8528 | -940.5176 | -124.9254 | 60.2633 | 1494.4025 | -2658.0632 | 438.5218 | -424.3169 | 3.6064 | 2998.8816 | -2685.9153 | -802.2019 | -2.1361 | 449.6037 | -1221.5651 | -166.3954 | 3815.657 | 1492.0494 | 3926.4587 | -270.1396 | -1447.2419 | 3230.5398 | 1911.5918 | 783.5943 | -27.8131 | -1356.8903 | -508.2576 | 2872.6155 | 0.10427 | -114.3716
2030-04-22 | 11 | 6.3649 | 2136.4814 | -50.9342 | -516.8444 | -708.3871 | -2072.3452 | -10230.7246 | 1204.4097 | -2.9626 | -407.6892 | 3809.4136 | -129.1755 | 974.6936 | 519.7817 | 2265.2415 | 1810.0061 | 185.465 | 209.9989 | -193.384 | 826.3088 | -1302.6069 | -1769.2616 | -196.975 | -114.5277 | 1126.4243 | -2066.6155 | -1931.2855 | -945.1425 | -123.3423 | -2.9237 | 1553.9364 | -3008.9651 | 406.8484 | -465.0269 | 3.3611 | 2958.9082 | -2710.8494 | -850.4327 | -2.1301 | 288.9757 | -1173.0029 | -255.106 | 3781.9033 | 1490.1158 | 3952.2805 | -269.5624 | -1676.9955 | 2963.7681 | 2123.0332 | 653.64 | -83.9042 | -998.4799 | -189.2892 | 3016.4363 | 0.10427 | -90.1033
2030-04-22 | 12 | 9.1702 | 2191.4492 | -49.0511 | -514.9772 | -730.0218 | -2103.9929 | -10672.5273 | 1026.5266 | -3.0126 | -406.1598 | 3802.543 | -125.5897 | 768.0735 | 499.3381 | 2254.7397 | 1869.6538 | 151.2504 | 209.9989 | -179.4923 | 890.1808 | -1348.6284 | -1933.6858 | -199.6025 | -107.9322 | 906.8636 | -1974.8094 | -2012.6942 | -955.4529 | -121.4363 | -24.1723 | 1587.8241 | -3375.2944 | 367.4923 | -550.4046 | 3.0121 | 2835.032 | -2865.0298 | -825.1968 | -2.1942 | 314.8193 | -1241.0984 | -330.5476 | 3722.8657 | 1476.5342 | 3894.4602 | -268.3006 | -1816.7261 | 2925.25 | 2117.3455 | 693.7384 | -654.6221 | -920.3546 | 168.5229 | 2946.1667 | 210.1043 | -84.1644
2030-04-22 | 13 | 6.1504 | 2217.7808 | -48.495 | -492.5383 | -730.1649 | -2032.0887 | -10839.3213 | 1105.4868 | -340.5736 | -407.1774 | 3813.9495 | -127.55 | 804.9027 | 503.1306 | 2268.447 | 1332.4551 | 170.054 | 209.9989 | -178.8157 | 855.0272 | -1273.9286 | -1395.5319 | -151.506 | -102.3961 | 897.7336 | -1888.6523 | -1478.3253 | -923.3405 | -121.8258 | 106.744 | 1595.6598 | -2686.4717 | 437.2159 | -490.9865 | 4.2681 | 2790.5183 | -2699.9189 | -803.369 | -2.2997 | 393.6237 | -1324.802 | -194.9748 | 3708.5535 | 1488.9655 | 3948.8452 | -268.9161 | -1622.7958 | 3336.865 | 2530.4836 | 843.7693 | -233.7012 | -1416.8947 | 121.1603 | 2824.0769 | 210.1043 | -68.6105
2030-04-22 | 14 | -12.3003 | 1513.2195 | -53.6143 | -492.2282 | -1330.4529 | -1661.2974 | -8684.9971 | -171.8834 | 1.0061 | -418.5786 | 3812.0359 | -149.0202 | 911.2811 | 604.7711 | 2388.4124 | 1253.1018 | 306.5872 | 209.9989 | -261.485 | 856.3794 | -1356.8951 | -1522.6943 | -119.888 | -106.5127 | 1407.1694 | -2016.4512 | -1309.3469 | -764.9654 | -92.0064 | 114.9667 | 1776.262 | -297.9407 | 391.6707 | 1.0015 | 3.4054 | 2940.2412 | -223.7874 | -423.3785 | 44.4205 | 450.2487 | -1382.5474 | -278.7502 | 4647.0698 | 1578.4585 | 4847.0288 | -269.7789 | -780.1361 | 3590.6348 | 2754.8149 | 913.7772 | -630.5115 | -266.895 | -485.3253 | 4708.3887 | 210.1043 | -206.1494
2030-04-22 | 15 | -22.9309 | 1111.0651 | -52.9894 | -470.0436 | -1425.0527 | -1453.7227 | -7666.9712 | -52.224 | -282.3911 | -424.773 | 3782.0625 | -183.7093 | 688.8787 | 626.4269 | 2414.3765 | 1071.7385 | 377.0972 | 209.9989 | -226.491 | 576.6388 | -1130.1536 | -2180.1191 | -58.2231 | -114.3023 | 1123.3055 | -1934.0731 | -1620.6996 | -669.7725 | -73.5445 | 341.5199 | 1934.8052 | 1.1983 | 524.6612 | -5.4554 | 3.9204 | 2991.5461 | 492.4276 | -270.5555 | 23.3678 | 450.22 | -1205.181 | -246.8394 | 4936.5229 | 1591.6866 | 5035.2969 | -269.6598 | -482.1381 | 3781.7737 | 3116.2202 | 942.8802 | 178.6812 | 0.99406 | -297.7087 | 4643.4336 | 210.1043 | -182.3756
2030-04-22 | 16 | -23.7834 | 949.529 | -53.5309 | -445.9658 | -1712.318 | -1437.4521 | -7915.7144 | -214.8005 | -560.9953 | -370.8307 | 3778.4604 | -14.7939 | 1085.5719 | 661.4641 | 2405.6135 | 750.5364 | 306.2886 | 209.9989 | -514.3561 | 870.7098 | -1238.1625 | -1934.5923 | -5.0031 | -77.9255 | 2679.1399 | -1816.1204 | -2200.2527 | -631.3375 | -58.4818 | 320.0137 | 1617.4689 | 1.0032 | 283.4889 | 0.99961 | 4.2185 | 2908.9558 | 68.232 | -859.6536 | -349.2802 | 0.99968 | -1241.8157 | -45.0161 | 4082.8103 | 1481.7562 | 3991.5244 | -271.6267 | -1569.783 | 3803.3623 | 2745.572 | 1055.9792 | 807.1364 | -715.1836 | -547.3716 | 4084.8091 | 210.1043 | -151.3559
2030-04-22 | 17 | -24.4955 | 817.7905 | -55.2531 | -445.0305 | -1553.7169 | -1423.0601 | -8834.3662 | -2.1499 | -903.8824 | -373.8804 | 3780.4075 | -29.2227 | 946.2293 | 687.2831 | 2431.3818 | 734.7591 | 287.7472 | 209.9989 | -552.9281 | 853.5408 | -1129.5283 | -1795.6793 | 42.1126 | -76.9139 | 2932.6433 | -1780.0304 | -2314.7522 | -619.9673 | -49.5404 | 513.6315 | 1436.3931 | 1.4317 | 196.1586 | -2.7944 | 4.6358 | 2916.6831 | 23.9159 | -296.9981 | -2.308 | 450.2578 | -1602.1671 | 55.788 | 5005.7554 | 1481.4437 | 5052.498 | -217.0938 | -477.888 | 3963.9084 | 2335.7332 | 1274.205 | 1453.2091 | -1289.4393 | -806.8232 | 3518.3647 | 210.1043 | -138.6146
2030-04-22 | 18 | -16.4486 | 1053.9993 | -57.1447 | -488.4254 | -1220.6731 | -1573.0034 | -10514.8428 | 669.7025 | -1012.2858 | -380.9359 | 3778.9907 | -62.5178 | 658.0687 | 658.6299 | 2410.1538 | 782.1877 | 260.0243 | 209.9989 | -299.1695 | 728.9689 | -1315.7872 | -1197.467 | 33.3669 | -102.8904 | 1718.7631 | -1989.9244 | -1811.5608 | -701.2769 | -65.2286 | 575.674 | 1659.7671 | 0.9987 | 541.4229 | 1.0017 | 5.3568 | 3137.4048 | -55.2822 | -206.946 | 109.9405 | 450.1847 | -1588.6577 | 135.1242 | 4821.686 | 1468.7281 | 5023.5566 | -276.5602 | -449.9615 | 4155.7031 | 2096.2336 | 1403.6188 | 1704.4531 | -855.5272 | -879.0768 | 3120.9834 | 210.1043 | -153.5885
2030-04-22 | 19 | -19.1864 | 1644.8865 | -63.3643 | -527.9237 | -1083.0457 | -1725.9479 | -11016.2148 | 771.6085 | -734.348 | -373.6994 | 3832.6077 | -14.8684 | 1002.0106 | 586.1517 | 2313.5869 | 359.5322 | 225.0838 | 209.9989 | -322.1005 | 946.8674 | -1408.1143 | -49.0405 | -17.2366 | -92.7054 | 2001.582 | -2166.4802 | -2253.9541 | -817.383 | -97.1449 | 322.7902 | 1354.5741 | -285.1383 | 376.9346 | 57.4944 | 6.7003 | 3033.7595 | -567.8206 | -387.9602 | 1.0029 | 450.0097 | -1556.3993 | 114.4392 | 4496.8125 | 1456.9575 | 4572.2563 | -279.3277 | -981.6891 | 4525.5166 | 1592.6589 | 1310.5311 | 889.35 | -663.0155 | -834.0046 | 1845.0126 | 0.10427 | -192.7297
2030-04-22 | 20 | -21.1259 | 1532.3354 | -64.6169 | -522.808 | -1115.5033 | -1609.8777 | -10306.041 | 867.8721 | -904.1536 | -399.9513 | 3718.238 | -116.0964 | 455.2848 | 559.3636 | 2309.408 | 461.7641 | 256.1562 | 209.9989 | -292.0395 | 510.4423 | -1462.1128 | 208.5367 | -47.1043 | -109.3047 | 2056.605 | -2115.1619 | -2201.1882 | -775.8786 | -99.4063 | 307.4845 | 1208.8242 | -266.7886 | 253.2537 | 159.7443 | 7.1488 | 2983.5344 | -127.402 | -608.7039 | 0.99645 | 449.602 | -1728.8628 | 61.563 | 3565.2224 | 1411.6298 | 3766.3232 | -276.4036 | -1409.1914 | 4327.3003 | 1313.787 | 1108.8112 | 44.514 | -804.481 | -499.0593 | 2568.1785 | 0.10427 | -147.9571
2030-04-22 | 21 | -19.8138 | 1412.7085 | -68.2338 | -541.261 | -997.2812 | -1650.2263 | -10794.5967 | 826.33 | -202.3228 | -393.5153 | 3681.1023 | -83.6326 | 977.9159 | 547.8571 | 2290.8025 | 640.7166 | 264.6271 | 209.9989 | -451.846 | 638.0424 | -1414.2617 | 496.7359 | -1.8814 | -85.2528 | 3218.3586 | -2108.3264 | -2047.2325 | -788.554 | -88.4476 | 359.9502 | 1112.4517 | -453.8317 | 65.6212 | 157.0244 | 6.9642 | 2929.3269 | 351.961 | -793.2369 | -2.329 | 334.3887 | -1840.7942 | 223.0003 | 3567.481 | 1393.264 | 3788.824 | -271.0693 | -1541.2324 | 4081.5972 | 1125.7277 | 1159.3534 | 700.9465 | -1008.1486 | -0.2403 | 3036.6011 | 0.10427 | -24.122
2030-04-22 | 22 | -16.7487 | 1508.844 | -62.8352 | -552.8912 | -928.4939 | -1645.4386 | -10690.3291 | 898.7847 | -514.1129 | -391.9986 | 3785.4329 | -100.4921 | 747.968 | 498.167 | 2250.6804 | 984.7669 | 259.2862 | 209.9989 | -314.7172 | 608.1864 | -1365.3314 | 1041.797 | -15.4753 | -69.0011 | 2114.8435 | -2100.6494 | -1607.333 | -796.9738 | -91.5165 | 340.9163 | 1293.0251 | -474.0509 | 166.7643 | 81.7264 | 7.0539 | 2538.6885 | 586.73 | -602.8573 | 68.2154 | 449.6026 | -1486.7906 | 225.6607 | 3527.7087 | 1420.7587 | 3833.98 | -277.2199 | -1062.3898 | 4404.1792 | 498.3155 | 1089.8784 | 0.98893 | -975.6583 | -395.6174 | 3059.7666 | 0.10427 | -72.6414
2030-04-22 | 23 | -19.2555 | 1294.4885 | -55.8872 | -535.6227 | -1337.9055 | -1397.002 | -9393.6963 | 205.8373 | -70.4631 | -384.1034 | 3826.199 | -2.7142 | 1173.7303 | 539.8052 | 2296.2502 | 1176.1204 | 278.9457 | 209.9989 | -219.1497 | 786.0176 | -1288.0283 | 1333.9575 | -19.82 | -71.244 | 1330.9894 | -1989.8828 | -1506.2426 | -714.0801 | -77.1391 | 247.1613 | 1328.1819 | -4.0401 | 139.6221 | 220.2339 | 6.6958 | 2235.6526 | 1265.4614 | -289.2678 | 399.1769 | 449.2949 | -1463.9077 | 301.2826 | 3548.6787 | 1416.1436 | 4201.9956 | -286.9305 | -543.8561 | 4793.3901 | 962.6794 | 1144.5311 | 789.0195 | -685.9729 | -957.778 | 3430.4636 | 210.1043 | -115.2874
2030-04-22 | 24 | -18.7201 | 1646.842 | -51.6626 | -534.8536 | -988.9379 | -1620.7329 | -10305.9092 | 1011.5577 | -3.0349 | -288.1123 | 3773.5283 | -98.822 | 1270.9099 | 465.4503 | 2230.9038 | 1566.3341 | 429.189 | 209.9989 | -175.161 | 434.8307 | -1044.0673 | 1151.7527 | -31.6754 | -72.6496 | 1033.9878 | -2155.9426 | -818.4419 | -801.3325 | -91.7365 | 346.5749 | 1919.1912 | -72.5277 | 561.8443 | 107.4072 | 6.9308 | 2039.1256 | 1321.9524 | -1.3768 | 422.9572 | 449.1398 | -1406.6089 | 253.2245 | 3337.6719 | 1396.632 | 4132.209 | -298.2395 | -271.034 | 4270.8438 | 487.6876 | 1062.6799 | 691.7359 | -963.3069 | -186.26 | 2998.0684 | 210.1042 | -87.6329
2030-04-23 | 1 | -0.21906 | 2090.5564 | -42.1499 | -488.0657 | -707.1403 | -1861.5427 | -12122.0557 | 2581.2715 | 869.0908 | -274.8277 | 3585.6965 | -66.5718 | 1783.6783 | 461.2506 | 2242.4868 | 1883.75 | 272.3702 | 209.9989 | -90.0081 | 94.7232 | -699.2434 | 281.8573 | -98.1988 | -88.6831 | 415.4001 | -2013.0348 | -219.6049 | -884.9734 | -120.7819 | 417.9139 | 1994.5405 | -2162.1074 | 679.317 | -348.5308 | 5.8459 | 2174.3579 | -690.1597 | 1.0008 | 310.1862 | 449.3757 | -1592.9177 | 0.99786 | 2259.519 | 1326.1844 | 2848.4316 | -2.1077 | -271.5917 | 4512.1768 | 645.7905 | 1088.298 | 116.1858 | -990.2791 | 544.4802 | 2137.665 | 210.1043 | -219.2321
2030-04-23 | 2 | 33.0803 | 2356.1372 | -29.3634 | -389.7755 | -128.1115 | -2330.2751 | -13726.4092 | 4015.1885 | 1785.0973 | -237.4258 | 3614.3894 | -42.4882 | 1796.2557 | 454.9944 | 2210.4722 | 2742.4873 | -45.8643 | 209.9989 | -85.8821 | 162.7179 | -659.1954 | -1550.2543 | -71.7062 | -69.035 | 353.0826 | -1501.6832 | -452.1364 | -1006.3065 | -139.3993 | 536.8214 | 1553.3458 | -5777.1006 | 443.9606 | -1297.4874 | 3.8077 | 1904.2202 | -4300.6343 | -1.7997 | 366.9503 | 1.0011 | -1725.4108 | 160.5545 | 1903.587 | 1341.8068 | 2606.3977 | -2.5681 | -276.8565 | 3958.2715 | -41.9195 | 933.7172 | 1.0052 | -1686.7194 | 1178.1141 | 1259.9186 | 210.1042 | -129.7772
2030-04-23 | 3 | 43.7517 | 2431.9282 | -22.3103 | -340.8103 | -130.9518 | -2261.8694 | -14025.2949 | 3995.1631 | 2077.7773 | -291.2857 | 3569.8335 | 74.9444 | 1907.3029 | 47.555 | 2238.8906 | 3749.613 | -279.6263 | 209.9989 | -114.483 | 236.3857 | -726.0774 | -3494.6912 | -81.9616 | -52.8746 | 439.2404 | -1234.8469 | -1387.5969 | -992.8807 | -151.6679 | 443.8103 | 1187.4381 | -6782.2134 | -92.0215 | -1480.6533 | 0.94123 | 1392.0465 | -4929.8076 | -33.4983 | 386.3479 | 0.99504 | -1922.7029 | 107.9764 | 2086.8694 | 1157.8448 | 2702.6404 | 1.0464 | -275.5614 | 3729.2996 | -327.4989 | 919.2352 | -85.7659 | -2050.314 | 1279.3281 | 1687.3827 | 210.1043 | -48.846
2030-04-23 | 4 | 39.0446 | 2440.2996 | -19.6401 | -311.2605 | -109.8728 | -2130.6729 | -13410.3506 | 3842.2124 | 2164.6252 | -270.8836 | 3691.4373 | 83.0285 | 1930.3564 | 0.99987 | 2147.666 | 3978.1777 | -94.2925 | 209.9989 | -95.2947 | 197.2905 | -978.3575 | -4133.1045 | -141.8366 | -61.8846 | 225.3513 | -1220.5361 | -1262.3892 | -951.2792 | -160.5395 | 300.2964 | 1360.1779 | -6034.9678 | 116.2445 | -1349.7368 | 1.301 | 1511.3838 | -4691.7808 | -24.6719 | 344.3083 | 0.99998 | -1697.2271 | 0.99575 | 1874.1864 | 1336.0747 | 2476.1941 | 1.013 | -277.7408 | 3903.2327 | 134.6511 | 777.5912 | -88.3855 | -2009.9067 | 1551.8229 | -1803.7556 | 210.1043 | -74.5816
2030-04-23 | 5 | 31.9624 | 2444.8567 | -31.5009 | -324.9025 | -5.3992 | -2127.175 | -13281.75 | 3874.9097 | 2133.186 | -263.9319 | 3646.8469 | 77.9578 | 1796.5703 | -15.0803 | 2114.7805 | 3898.5723 | -7.1664 | 209.9989 | -81.71 | 125.333 | -1067.2247 | -4682.6128 | -166.0554 | -74.6922 | 228.7613 | -1257.9435 | -1026.0653 | -946.8818 | -163.6638 | 273.273 | 1388.568 | -5517.7363 | 195.0872 | -1266.313 | 1.3914 | 1799.0988 | -4518.7896 | -147.7669 | 383.0985 | 0.99787 | -1831.8931 | -61.6615 | 1499.2135 | 1320.0916 | 2246.9407 | 1.0497 | -277.4143 | 4758.3799 | 726.8468 | 836.0198 | -138.2508 | -2328.6865 | 1253.2928 | -3028.8347 | 210.1042 | -94.4624
2030-04-23 | 6 | 30.1402 | 2357.187 | -35.6869 | -361.9991 | 205.0624 | -2202.3506 | -13643.4775 | 4232.4619 | 1755.2086 | -235.7703 | 3489.3716 | 99.1722 | 1376.0436 | -14.663 | 2101.7683 | 3781.4917 | -20.6973 | 209.9989 | -54.4685 | 177.1909 | -1186.8712 | -4844.9497 | -126.5185 | -90.1337 | 35.8382 | -1355.7363 | -841.583 | -962.8614 | -155.3058 | 426.6903 | 1457.0559 | -5568.7173 | 292.3567 | -1287.771 | 1.3669 | 1919.6327 | -4384.6416 | -125.7128 | 180.4035 | 1.0001 | -1894.2849 | -3.1939 | 1555.9521 | 1313.8195 | 2120.6777 | -1.9827 | -274.6639 | 4017.5181 | 413.306 | 919.673 | -84.3991 | -2669.9521 | 968.1467 | -2193.5229 | 210.1043 | -84.8543
2030-04-23 | 7 | 39.67 | 2281.2324 | -28.7812 | -358.2457 | 222.5045 | -2255.3394 | -13721.9844 | 4074.6284 | 88.3243 | -337.5015 | 3741.856 | 136.8104 | 1149.6493 | -15.2644 | 2092.5562 | 3779.0574 | -174.1147 | 209.9989 | -72.5249 | 289.5292 | -1254.1477 | -5127.4233 | -118.7321 | -83.6685 | 233.5546 | -1198.6273 | -1213.3594 | -970.2454 | -152.8417 | 416.3461 | 1376.1598 | -6182.0752 | 136.7979 | -1414.2404 | 1.007 | 1813.903 | -4609.1865 | -285.1168 | 256.4054 | 1.0009 | -2085.8755 | 0.99891 | 1795.3556 | 1289.1946 | 2327.1853 | -1.949 | -271.7703 | 4117.5444 | 478.3106 | 922.3043 | 0.99597 | -2619.7849 | 391.2363 | -985.8716 | 210.1042 | -1.1774
2030-04-23 | 8 | 44.5669 | 2197.0962 | -28.7288 | -360.6247 | 0.95265 | -2260.7046 | -13555.0176 | 3667.644 | -3.0835 | -327.9592 | 3840.228 | 176.8277 | 945.4335 | 255.2445 | 2174.1599 | 3711.8396 | -367.0963 | 209.9989 | -71.0603 | 650.636 | -1371.328 | -4773.187 | -98.6859 | -71.9781 | 126.1817 | -1067.729 | -1540.5897 | -975.6263 | -142.6346 | 354.7596 | 1426.1107 | -6766.6768 | -22.3537 | -1502.149 | 0.78449 | 1325.7535 | -4529.4482 | -570.6136 | 121.1212 | 449.642 | -1800.0903 | -3.7336 | 3012.8787 | 1308.1458 | 3343.2769 | -284.6006 | -271.0905 | 4353.6807 | 162.8468 | 1040.726 | 0.98198 | -1934.0364 | -643.6102 | 1433.4191 | 210.1042 | -121.4251
2030-04-23 | 9 | 49.199 | 2157.4722 | -24.322 | -361.624 | -181.0358 | -2237.1655 | -13624.4102 | 3314.3013 | -64.4407 | -316.8995 | 3843.5352 | 195.0012 | 979.5926 | 445.3683 | 2177.125 | 3624.3694 | -482.1006 | 209.9989 | -61.8679 | 899.4338 | -1453.7942 | -4523.5068 | -62.3874 | -45.8662 | -1.5796 | -946.7507 | -1927.7638 | -969.4869 | -136.1221 | 342.4682 | 1342.2026 | -7284.5029 | -164.8621 | -1580.7836 | 0.68645 | 989.8533 | -4459.4644 | -311.3977 | 240.3239 | 449.4818 | -1711.7739 | 46.4903 | 3303.7166 | 1318.9531 | 3714.0166 | -279.089 | -270.8454 | 4094.2031 | -31.6711 | 1117.7153 | 332.1985 | -1760.5261 | -760.8434 | 2036.6757 | 210.1042 | -110.3513
2030-04-23 | 10 | 49.5961 | 1988.2684 | -22.7003 | -350.4057 | -206.28 | -2127.1692 | -13339.5137 | 2890.366 | -2.9344 | -325.8181 | 3845.9963 | 179.3076 | 1076.2545 | 446.6079 | 2185.2112 | 3657.3706 | -492.9719 | 209.9989 | -71.6439 | 982.4246 | -1422.3262 | -4322.2407 | -76.7198 | -41.5602 | 129.6324 | -853.3451 | -2192.5869 | -941.7577 | -126.7733 | 280.7445 | 1133.6748 | -7234.8662 | -300.5759 | -1533.446 | 0.6098 | 1007.7508 | -4397.4814 | -318.2587 | 246.6373 | 428.8748 | -1709.0574 | 1.0354 | 3372.6082 | 1307.1919 | 3790.9514 | -262.3253 | -427.4894 | 3795.7686 | 38.4916 | 1016.8212 | 785.6357 | -1913.2354 | -481.0137 | 2659.7112 | 210.1042 | -25.7685
2030-04-23 | 11 | 43.3465 | 1853.452 | -24.9801 | -383.9546 | -359.6754 | -2018.5381 | -13042.6895 | 2599.2749 | -287.8494 | -319.5447 | 3916.2407 | 195.0001 | 1368.1672 | 468.0326 | 2193.311 | 3431.6885 | -475.7677 | 209.9989 | -81.097 | 1037.6354 | -1366.0576 | -4001.1499 | -61.6093 | -49.5132 | 258.9186 | -965.8401 | -2458.8442 | -930.5496 | -117.6473 | 288.3443 | 1198.55 | -6798.0938 | -337.6444 | -1382.0441 | 0.54048 | 1190.7021 | -3949.8269 | -332.0359 | 209.9156 | 449.4834 | -1691.0553 | 0.9995 | 3454.7073 | 1267.234 | 3827.0869 | -265.4685 | -466.7862 | 3090.3865 | -450.4192 | 920.6877 | 831.9701 | -1723.8762 | 1.0254 | 3498.5164 | 210.1043 | -5.1559
2030-04-23 | 12 | 36.0717 | 1690.0341 | -28.3664 | -401.3175 | -584.1664 | -1913.34 | -12141.5254 | 1693.4802 | -322.4898 | -328.8784 | 3857.2603 | 180.4551 | 1471.0594 | 466.7454 | 2183.6196 | 3131.748 | -318.0751 | 209.9989 | -109.4161 | 1090.8417 | -1517.9059 | -3897.8923 | -46.6905 | -43.6729 | 451.093 | -1055.209 | -2589.3574 | -904.6416 | -109.7779 | 253.5622 | 1339.9725 | -6023.6665 | -219.6876 | -1183.3824 | 1.5711 | 1433.2251 | -3149.6675 | -385.129 | 197.1113 | 449.4682 | -1397.421 | 161.3557 | 3557.5303 | 1255.7534 | 3919.8882 | -264.8121 | -477.9041 | 2832.7485 | -775.7991 | 1006.6233 | 1.0144 | -1689.228 | 1.0137 | 4648.1807 | 210.1043 | -47.1828
2030-04-23 | 13 | 21.1045 | 1766.6416 | -34.6307 | -434.8116 | -814.535 | -1792.8485 | -10509.3691 | 862.0161 | -727.0941 | -352.973 | 3842.8992 | 112.8118 | 948.284 | 504.3163 | 2198.0623 | 1812.5466 | -97.9932 | 209.9989 | -234.047 | 1044.063 | -1577.4078 | -3570.0762 | -89.5682 | -76.8455 | 1212.5137 | -1408.5369 | -2358.2537 | -873.4692 | -115.8516 | 168.4212 | 1306.8563 | -4562.6445 | 176.5258 | -778.8704 | 3.5543 | 2633.7349 | -2093.4402 | -336.8232 | 358.5087 | 449.4061 | -1262.3251 | 12.6375 | 3258.1548 | 1284.8934 | 3976.1863 | -263.3676 | -550.6458 | 3877.4795 | 1372.5013 | 1073.696 | -293.6864 | -1616.0953 | -95.3793 | 3565.47 | 210.1043 | -63.7782
2030-04-23 | 14 | -7.2421 | 1691.365 | -45.0196 | -466.2399 | -1286.6038 | -1544.0188 | -9966.6123 | 243.4249 | -129.3306 | -372.8622 | 3871.9451 | 39.7266 | 981.5203 | 599.3439 | 2310.8372 | 1221.3861 | 186.4911 | 209.9989 | -271.167 | 1001.3212 | -1438.793 | -3192.8228 | -76.5515 | -111.3179 | 1537.7341 | -1861.6781 | -2210.0776 | -786.887 | -105.4422 | 157.3655 | 1484.4688 | -1582.9323 | 327.8823 | -18.7013 | 4.8353 | 2981.3506 | 226.1695 | -519.677 | -2.2056 | 239.5312 | -1065.6638 | -59.7324 | 3689.197 | 1251.2491 | 3917.1926 | -261.3203 | -878.5938 | 3814.2473 | 1721.7567 | 1122.1616 | -592.8359 | -706.101 | -147.3896 | 2823.7917 | 210.1043 | -137.9902
2030-04-23 | 15 | -25.445 | 1476.1537 | -50.8839 | -489.726 | -1394.9016 | -1521.9875 | -9104.5479 | -2.242 | -523.9951 | -370.7598 | 3803.228 | 16.9821 | 1068.549 | 670.8715 | 2393.3074 | 807.1284 | 247.4874 | 209.9989 | -251.6892 | 1006.6901 | -1447.9149 | -2306.575 | -31.4714 | -116.9973 | 1428.6923 | -2023.8354 | -2117.8257 | -738.8608 | -88.9702 | 235.4728 | 1620.1664 | -3.4382 | 373.8007 | 116.9211 | 5.1807 | 3061.3264 | 1272.9375 | -199.7692 | -2.0618 | 90.5957 | -1058.5087 | -15.2455 | 3884.5906 | 1244.1305 | 4195.6045 | -261.2139 | -793.7398 | 4085.2271 | 1581.2413 | 1235.1263 | 1.0396 | -736.0773 | -763.5942 | 3971.8936 | 210.1042 | -158.042
2030-04-23 | 16 | -16.8861 | 1319.3759 | -49.6928 | -448.7293 | -1410.4391 | -1246.3927 | -5509.9438 | -159.0327 | -1298.2527 | -372.2919 | 3797.1108 | 21.3012 | 1017.8058 | 674.0626 | 2405.9297 | 419.0592 | 246.3239 | 209.9989 | -285.5196 | 1006.6939 | -1570.2135 | -1657.0389 | -52.1609 | -98.8322 | 1656.7477 | -1698.2194 | -2772.2502 | -611.5139 | -82.771 | 189.1725 | 1264.7356 | 1.0045 | 24.3973 | 250.8694 | 6.7738 | 2871.9551 | 1312.7091 | -122.1645 | -2.2352 | 232.9191 | -1098.299 | -67.1209 | 3917.7551 | 1232.1746 | 4119.7676 | -261.3891 | -758.6055 | 4127.7573 | 1554.7869 | 1190.8005 | -81.1583 | -311.6565 | -371.6932 | 2803.8931 | 210.1043 | -148.1085
2030-04-23 | 17 | -15.2573 | 1140.0609 | -51.5867 | -429.6429 | -1551.1145 | -1189.58 | -4335.5811 | -109.5383 | -1736.088 | -390.8596 | 3678.8767 | -15.5021 | 714.4528 | 704.2358 | 2455.1423 | -53.0593 | 211.3727 | 209.9989 | -550.6412 | 1112.515 | -1404.1104 | -670.4175 | 14.0907 | -72.4406 | 3227.1782 | -1642.9691 | -3100.1895 | -595.1767 | -66.6832 | 273.5237 | 991.4782 | 1.0009 | -194.5987 | 236.2594 | 6.7615 | 2772.4255 | 1466.1862 | -230.4589 | -309.0679 | 1.003 | -1134.981 | 86.3036 | 3691.9849 | 1183.6564 | 3440.6846 | -263.1292 | -1696.1143 | 5033.0435 | 1930.6229 | 1084.2712 | 315.2228 | -1029.2408 | -391.0731 | 3260.6399 | 210.1043 | -106.0218
2030-04-23 | 18 | -11.8226 | 814.8646 | -53.2718 | -400.4176 | -1899.9552 | -1028.9198 | -3271.6492 | -912.1964 | -1294.5409 | -368.2948 | 3684.4475 | 113.235 | 632.6127 | 619.8475 | 2346.5054 | 276.3179 | 190.0866 | 209.9989 | -591.4262 | 1283.9897 | -1471.3951 | -1473.9951 | 34.9876 | -78.2137 | 3355.1738 | -1403.1576 | -3575.9036 | -498.3374 | -52.9529 | 232.6771 | 727.1685 | 1.8312 | -608.1315 | 179.6331 | 4.7366 | 2732.9238 | 1261.6327 | 111.0448 | -2.6731 | 342.4654 | -1528.139 | 122.8901 | 4394.0356 | 1197.499 | 4369.2275 | -265.8901 | -937.0216 | 5425.4106 | 1908.181 | 1250.0012 | 336.5878 | -224.9912 | -318.2201 | 3642.0298 | 210.1043 | -163.6947
2030-04-23 | 19 | -18.962 | 459.8419 | -50.3663 | -358.6481 | -1922.641 | -754.3436 | -3139.2378 | -881.4778 | -1850.8107 | -371.3727 | 3665.8325 | 93.1995 | 669.9706 | 566.2628 | 2293.0181 | 829.9481 | 297.9497 | 209.9989 | -546.3299 | 1043.7213 | -1511.7111 | -2152.1355 | 25.5065 | -91.6913 | 3124.3252 | -1169.3735 | -3250.7837 | -400.4305 | -45.5239 | 331.5779 | 552.0031 | 2.8225 | -645.8757 | 210.0026 | 4.0517 | 2721.6448 | 1021.8932 | 141.8869 | 75.7549 | 450.3616 | -1347.3044 | 127.8622 | 4690.0381 | 1267.6101 | 4669.2041 | -264.769 | -359.5536 | 4604.7485 | 1258.0197 | 1059.9087 | 533.0228 | 1.3437 | -133.0187 | 2410.1846 | 0.10427 | -152.694
2030-04-23 | 20 | -21.5295 | 542.9219 | -52.3956 | -372.9144 | -1921.4854 | -754.7856 | -3066.1948 | -913.6867 | -834.8608 | -337.3139 | 3648.7844 | 18.3068 | 703.8679 | 555.4027 | 2289.6724 | 1094.0581 | 335.5805 | 209.9989 | -488.8659 | 1027.7562 | -1554.0049 | -1998.702 | 0.91621 | -99.1098 | 2817.98 | -1254.4615 | -3202.6343 | -407.1511 | -53.6524 | 275.7092 | 470.5516 | 3.2443 | -623.77 | 222.8777 | 3.8065 | 2720.8098 | 1252.0337 | 59.4414 | -2.778 | 450.3658 | -1298.0726 | 74.2633 | 4712.479 | 1253.0138 | 4610.105 | -266.769 | -525.6701 | 4594.6904 | 1101.7639 | 964.4197 | 68.9676 | -12.3662 | -11.2812 | 1850.5343 | 0.10427 | -161.5164
2030-04-23 | 21 | -24.5927 | 638.3328 | -55.6819 | -408.5339 | -1879.178 | -948.7856 | -3132.0288 | -740.3355 | -587.3889 | -272.341 | 3732.196 | -35.8875 | 899.8575 | 559.3522 | 2300.0537 | 1433.2876 | 365.8612 | 209.9989 | -227.9897 | 1049.2136 | -1452.8145 | -1547.2361 | -4.816 | -123.642 | 1449.192 | -1408.6708 | -2951.3391 | -447.9704 | -56.3639 | 292.1815 | 654.3409 | 0.9986 | -354.519 | 220.1805 | 3.9046 | 2784.8274 | 2038.6277 | 77.6435 | 0.99882 | 450.2574 | -1121.821 | 45.0156 | 4701.1069 | 1233.7721 | 4646.0752 | -266.8433 | -271.019 | 4395.5845 | 972.3571 | 1093.7275 | 482.5783 | 442.1135 | -0.11679 | 2965.1301 | 210.1043 | -197.2733
2030-04-23 | 22 | -24.2675 | 800.0901 | -53.3299 | -461.1315 | -1836.5315 | -1203.5259 | -6135.8628 | -705.7525 | 1.003 | -402.1956 | 3703.8499 | -86.8069 | 913.643 | 610.1674 | 2382.6057 | 1323.2678 | 328.9865 | 209.9989 | -293.5822 | 972.5914 | -1355.9077 | -634.0661 | 70.9612 | -115.2175 | 1800.5001 | -1672.4088 | -2179.6023 | -570.1516 | -50.2735 | 482.1226 | 1252.5306 | 0.99898 | 60.4605 | 132.7287 | 4.1755 | 2908.4753 | 2549.0215 | -127.0183 | 82.3676 | 450.2579 | -929.166 | 275.5876 | 3525.1111 | 1236.9924 | 3789.9094 | -274.1444 | -374.901 | 4574.875 | 1567.063 | 1008.2005 | 122.1409 | 0.99596 | -380.5602 | 4756.9609 | 210.1042 | -200.1181
2030-04-23 | 23 | -16.1261 | 1301.9873 | -54.149 | -498.6866 | -1924.3762 | -1515.139 | -8628.9893 | -476.1321 | 249.0266 | -421.9642 | 3632.5291 | -180.6621 | 851.8378 | 566.2801 | 2363.8584 | 1618.2781 | 303.8217 | 209.9989 | -327.5546 | 944.4992 | -1258.8615 | 269.0215 | -38.0008 | -114.5514 | 2095.7373 | -2091.9502 | -1802.2678 | -765.5474 | -77.828 | 257.5582 | 1445.5654 | 0.99607 | 366.0617 | 0.99813 | 4.2514 | 3042.6401 | 2149.2229 | -498.5644 | -2.0465 | 0.99865 | -1013.975 | 211.7253 | 2894.0742 | 1219.4454 | 3149.5793 | -283.9498 | -904.9945 | 4656.4053 | 1531.67 | 767.4791 | -47.6921 | -313.9831 | -121.945 | 4527.5942 | 210.1043 | -57.0313
2030-04-23 | 24 | -21.3617 | 1456.4833 | -50.0486 | -530.598 | -1583.7788 | -1455.1816 | -9556.418 | 0.99452 | 1.0006 | -406.8013 | 3769.4114 | -126.9865 | 988.6756 | 466.5107 | 2257.7214 | 1674.8961 | 489.1331 | 209.9989 | -180.4776 | 799.7753 | -990.376 | 138.2167 | -94.861 | -109.9865 | 900.8604 | -2175.9448 | -1312.6075 | -762.9796 | -89.3601 | 227.2979 | 1831.5382 | -1.4166 | 565.65 | 221.6939 | 5.3918 | 2900.9045 | 2625.3635 | -239.8949 | 44.6991 | 449.6414 | -1370.9803 | -6.5592 | 2905.6301 | 1220.7013 | 3232.8022 | -294.9103 | -594.8362 | 4877.4297 | 1145.1417 | 934.8129 | -82.1137 | -469.0268 | -105.0866 | 4115.6113 | 210.1043 | -153.6934
2030-04-24 | 1 | -1.2519 | 1653.0569 | -36.7165 | -481.1928 | -989.6647 | -1628.3193 | -10902.8281 | 1767.7202 | 902.1913 | -261.3145 | 3811.3267 | 13.3549 | 1660.2754 | 399.4858 | 2208.4705 | 2944.5542 | 346.7749 | 209.9989 | -211.5679 | 681.3955 | -709.9604 | -937.4123 | -56.8971 | -84.3241 | 869.7397 | -1719.7554 | -1296.9427 | -822.1924 | -105.6919 | 422.5198 | 2128.9255 | -2065.8677 | 559.7704 | -293.7679 | 5.0617 | 2300.0061 | 1078.1201 | -328.1452 | 214.9245 | 449.4698 | -1981.4685 | 0.99293 | 2927.9465 | 1279.6738 | 3205.1631 | -39.3431 | -271.3761 | 4567.2808 | 519.24 | 1259.1613 | -57.834 | -587.8322 | 1.0277 | 3255.7842 | 210.1043 | -299.6354
2030-04-24 | 2 | 26.761 | 1588.2374 | -24.6004 | -360.0649 | -525.1339 | -1866.2947 | -11576.9795 | 3003.9807 | 1515.2819 | -276.4672 | 3680.9004 | 27.5054 | 1867.5112 | 70.1787 | 2292.0193 | 3268.0166 | -55.1579 | 209.9989 | -165.0731 | 664.681 | -558.6995 | -2066.6963 | -15.0175 | -55.0606 | 748.2415 | -1137.3521 | -1763.4062 | -870.1237 | -117.5991 | 560.1254 | 1523.9948 | -4967.7363 | -21.8225 | -923.9087 | 0.80035 | 1296.8462 | -2543.7456 | -2.5518 | 331.302 | 0.99979 | -2022.6957 | 152.6024 | 2296.2222 | 1069.3131 | 2693.0969 | -2.3113 | -271.7298 | 3334.3049 | -979.9918 | 962.6799 | 0.99789 | -1134.3923 | 1115.8101 | 3356.0637 | 210.1042 | -122.9236
2030-04-24 | 3 | 29.4957 | 2378.8501 | -24.5741 | -416.6629 | -149.7832 | -2384.2104 | -13244.4102 | 3992.4138 | 1717.5936 | -279.8506 | 3705.8413 | 2.55 | 1939.5936 | 45.0561 | 2279.6409 | 3324.9165 | 2.0004 | 209.9989 | -118.8506 | 480.2621 | -610.3072 | -2798.5393 | -65.0896 | -64.2373 | 410.4073 | -1634.5333 | -1569.6658 | -1025.7939 | -141.7155 | 547.4528 | 1774.052 | -5052.2031 | 235.9119 | -1138.7388 | 0.90556 | 1478.0044 | -4021.2214 | -2.6789 | 322.6023 | 1.0016 | -1746.0991 | 103.0732 | 2126.259 | 1107.595 | 2528.1492 | -2.3058 | -271.9775 | 3369.8931 | -1009.6495 | 817.3328 | -86.0696 | -2281.6692 | 1209.1298 | 2511.803 | 210.1042 | -10.611
2030-04-24 | 4 | 24.9794 | 2292.5239 | -37.0113 | -367.5347 | -124.4767 | -2304.7522 | -13121.6641 | 4018.7424 | 1848.8698 | -320.6621 | 3699.2478 | 73.4479 | 1951.353 | 0.99769 | 2140.0063 | 3253.2554 | 6.6955 | 209.9989 | -114.7075 | 398.7726 | -762.1216 | -3566.2532 | -107.8708 | -63.8017 | 393.8024 | -1413.6433 | -1467.4863 | -973.6493 | -150.7818 | 475.5783 | 1721.1466 | -4951.855 | 203.3735 | -1158.4401 | 0.77559 | 1450.3298 | -4389.6836 | -2.1835 | 199.6319 | 0.99808 | -1571.4821 | 0.99835 | 2040.5499 | 1095.8613 | 2447.8176 | -2.1723 | -271.9368 | 3332.0029 | -1051.7578 | 697.018 | -89.1454 | -2264.9158 | 1500.2068 | 496.9681 | 210.1042 | 0.99893
2030-04-24 | 5 | 30.9615 | 2217.1194 | -35.0851 | -324.758 | -109.3516 | -2234.5127 | -12882.9561 | 3927.6345 | 1839.7063 | -326.1609 | 3722.2695 | 115.8409 | 1693.6062 | 1 | 2134.3967 | 2904.3865 | -51.53 | 209.9989 | -79.4178 | 439.5107 | -898.0865 | -3827.2239 | -141.1496 | -64.3405 | 235.744 | -1242.5844 | -1383.5646 | -945.8966 | -154.1913 | 407.8009 | 1655.2869 | -5582.2837 | 163.2923 | -1263.5894 | 0.85431 | 1600.2428 | -4680.9224 | -2.2966 | 297.0416 | 1.0004 | -1659.8375 | -50.875 | 1749.6476 | 1165.8398 | 2225.6196 | 0.99806 | -273.7088 | 3775.3479 | -648.3707 | 684.1978 | 1.0063 | -2322.3589 | 1365.146 | 90.7894 | 210.1043 | -50.3906
2030-04-24 | 6 | 33.0443 | 2249.3901 | -29.4358 | -349.063 | -5.8213 | -2240.3186 | -13188.46 | 4057.937 | 1558.2537 | -272.0474 | 3764.9575 | 101.9242 | 1220.2482 | 1.0008 | 2210.9966 | 2914.1313 | -83.9557 | 209.9989 | -60.881 | 333.4726 | -1191.014 | -4498.708 | -140.1944 | -66.9235 | 19.4936 | -1317.6466 | -1172.7272 | -965.4343 | -157.9966 | 414.5383 | 1753.3668 | -5675.7222 | 224.7411 | -1277.7164 | 1.0599 | 1685.9541 | -4525.0498 | -23.3306 | 383.3871 | 1.0007 | -1760.0929 | -49.222 | 1819.4414 | 1069.2889 | 2316.2349 | -2.0554 | -271.9308 | 3193.2419 | -1207.6456 | 783.0516 | 30.4209 | -2231.5183 | 1178.2076 | 341.6551 | 210.1042 | -50.8749
2030-04-24 | 7 | 35.5254 | 2272.5071 | -34.6585 | -366.3753 | -6.4617 | -2268.6331 | -13180.1836 | 3943.8586 | 771.5266 | -342.3617 | 3781.7729 | 129.1986 | 1261.618 | 0.99974 | 2195.3474 | 2678.8862 | -178.2361 | 209.9989 | -83.3455 | 471.6924 | -1264.6593 | -4590.0728 | -144.8063 | -58.9645 | 95.8913 | -1259.031 | -1713.693 | -974.616 | -160.7012 | 362.1776 | 1764.0245 | -5949.0664 | 121.4026 | -1351.3076 | 0.98491 | 1510.504 | -4587.9995 | -318.0139 | 1.8978 | 0.9996 | -1914.6315 | -153.8872 | 2534.1018 | 1127.1895 | 2668.1089 | -2.1061 | -271.768 | 3907.8196 | -503.386 | 997.2564 | 34.1129 | -1814.6764 | 0.99527 | -322.2604 | 210.1042 | -153.1617
2030-04-24 | 8 | 34.2164 | 2081.1855 | -37.0937 | -376.3062 | -420.799 | -2111.3076 | -12258.5703 | 2983.3052 | 247.4506 | -327.0722 | 3850.4666 | 174.2308 | 1613.8804 | 319.755 | 2124.3098 | 2318.5811 | -168.8624 | 209.9989 | -118.1367 | 711.1171 | -1359.3898 | -4539.6011 | -158.3164 | -69.677 | 240.5022 | -1208.4626 | -1968.7372 | -943.0493 | -148.4482 | 226.7919 | 1863.573 | -5555.8657 | 99.8255 | -1225.6355 | 1.8779 | 2020.4045 | -4235.4976 | -691.9673 | 1.0022 | 113.9548 | -1889.5865 | -247.2767 | 2484.1638 | 1099.4829 | 2848.1792 | -283.507 | -271.1935 | 3426.4114 | -783.8888 | 1007.6271 | -281.2421 | -1260.269 | -443.8117 | 818.2719 | 210.1043 | -152.555
2030-04-24 | 9 | 34.5703 | 1920.0818 | -32.8817 | -382.9998 | -766.019 | -1930.2892 | -11927.292 | 2163.8645 | 1.0057 | -324.2582 | 3841.6938 | 195.0008 | 1474.5723 | 248.9129 | 2087.6326 | 2103.2371 | -203.89 | 209.9989 | -112.8119 | 791.3158 | -1448.042 | -4285.8276 | -156.762 | -70.3391 | 142.2833 | -1089.5082 | -1864.8713 | -903.1163 | -136.6097 | 153.228 | 1739.4623 | -5609.8872 | 88.8975 | -1176.8303 | 2.2419 | 2158.6211 | -3863.1636 | -473.8177 | 85.5787 | 450.0016 | -1612.2061 | -169.1609 | 3127.2617 | 1134.5732 | 3394.6326 | -244.9835 | -270.7915 | 3553.3809 | -383.5256 | 999.7171 | -86.2844 | -1225.8854 | -367.3923 | 2159.2068 | 210.1042 | -136.4152
2030-04-24 | 10 | 32.0105 | 2017.7811 | -33.5906 | -442.0806 | -791.4742 | -1882.6487 | -10790.9482 | 1501.3093 | -3.0457 | -325.5149 | 3844.5771 | 192.4773 | 1565.318 | 171.2301 | 2056.8906 | 2061.0203 | -177.2571 | 209.9989 | -97.6379 | 816.9018 | -1457.7673 | -3963.9612 | -180.7402 | -70.0709 | 6.3529 | -1197.3712 | -1796.0247 | -908.0938 | -138.9072 | 61.4002 | 1894.2318 | -5551.9595 | 207.1505 | -1132.7477 | 2.5143 | 2145.6201 | -3328.1311 | -471.2721 | 88.2372 | 449.674 | -1440.3857 | -257.6889 | 3190.5728 | 1134.3835 | 3460.708 | -266.5541 | -342.5023 | 3235.583 | -401.9513 | 856.7617 | -85.696 | -1017.0915 | -72.3231 | 2411.0461 | 210.1042 | -100.8971
2030-04-24 | 11 | 11.2702 | 1909.3284 | -40.6583 | -522.6051 | -1109.4182 | -1752.0753 | -9744.8438 | 1017.9686 | -246.1246 | -337.5237 | 3847.2197 | 159.1167 | 1530.3169 | 193.7265 | 2071.376 | 1800.3392 | 93.2955 | 209.9989 | -122.7621 | 835.7628 | -1478.783 | -3949.7266 | -163.8756 | -94.5408 | 106.1344 | -1630.6927 | -1761.5393 | -892.9896 | -130.8776 | 65.197 | 2142.5791 | -3466.0444 | 453.2534 | -681.677 | 3.279 | 2604.7766 | -1143.2831 | -497.0529 | 1.0734 | 449.6555 | -1356.0852 | -212.0314 | 3092.7781 | 1109.9363 | 3250.7041 | -266.5966 | -270.7398 | 3689.1665 | 403.1172 | 908.1118 | 135.7645 | -1008.7863 | -48.1624 | 3816.8982 | 210.1043 | -117.1954
2030-04-24 | 12 | 6.6445 | 2091.7842 | -42.2924 | -578.4859 | -961.8051 | -1838.9463 | -10054.0352 | 1171.4086 | -526.5669 | -330.6834 | 3869.5845 | 173.836 | 1663.041 | 173.8513 | 2064.7383 | 1685.0981 | 161.8712 | 209.9989 | -175.8737 | 871.3909 | -1462.3722 | -4134.5669 | -153.7722 | -106.0399 | 436.6806 | -1922.1417 | -1845.2584 | -934.0394 | -132.0346 | 86.0787 | 1995.7797 | -2951.6011 | 476.1554 | -629.1468 | 3.2371 | 2728.2986 | -1000.7092 | -518.5262 | 1.0068 | 449.7562 | -1379.9816 | -182.07 | 3122.1279 | 1090.3416 | 3259.6252 | -265.1232 | -270.8056 | 3569.6753 | 496.7412 | 943.2996 | 288.5514 | -1278.8077 | -1.2143 | 4400.1372 | 210.1042 | -127.3084
2030-04-24 | 13 | -17.1139 | 1883.8357 | -47.2493 | -554.8513 | -1653.9711 | -1377.2689 | -6947.7153 | -358.8047 | -643.2341 | -348.1038 | 3890.5342 | 119.8236 | 1729.9949 | 227.5519 | 2094.2939 | 1253.0157 | 431.8416 | 209.9989 | -287.5384 | 942.1278 | -1456.327 | -3696.3667 | -181.3831 | -115.532 | 1080.0992 | -1957.7545 | -1870.9226 | -749.3635 | -120.2349 | -96.3255 | 1934.4868 | -1243.2894 | 459.6385 | 47.1161 | 4.4529 | 3021.5647 | 2202.7759 | -634.0922 | -69.0777 | 0.99994 | -1190.0901 | -369.0853 | 2446.4531 | 1039.6584 | 2654.6545 | -265.1889 | -886.9182 | 4105.8105 | 1213.9198 | 948.9745 | -704.1172 | -165.7552 | -300.0518 | 3456.1353 | 210.1042 | -281.6707
2030-04-24 | 14 | -1.6899 | 2182.2354 | -43.5756 | -507.317 | -1618.7614 | -1563.905 | -5343.583 | -200.3657 | -370.5123 | -367.3048 | 3915.0503 | 51.4057 | 1252.7203 | 241.7428 | 2151.3953 | 1920.7064 | 339.481 | 209.9989 | -328.6198 | 663.9257 | -1491.3213 | -3536.8311 | -223.8774 | -122.9669 | 1449.1986 | -1838.0566 | -1454.5623 | -782.433 | -126.5779 | -57.0354 | 1785.3583 | -1673.8396 | 485.2931 | -260.8493 | 2.6454 | 3022.8196 | 2665.4602 | -650.6492 | -5.6748 | 0.99946 | -1036.8274 | -473.4228 | 3180.9133 | 1137.6829 | 3433.7148 | -266.6983 | -370.7754 | 4333.5679 | 1391.1375 | 808.1146 | -911.9047 | 42.825 | -186.818 | 1614.5397 | 210.1043 | -302.0751
2030-04-24 | 15 | -10.9986 | 1764.2688 | -43.2662 | -542.1727 | -1796.2256 | -1363.4354 | -4406.0122 | -656.6326 | -254.6396 | -367.3701 | 3967.0649 | 56.1057 | 1316.8679 | 216.8264 | 2140.0513 | 1884.7618 | 370.0193 | 209.9989 | -333.2126 | 570.7021 | -1527.9561 | -3295.8521 | -209.3904 | -118.8082 | 1536.0859 | -1833.9742 | -1389.5774 | -654.5134 | -111.6112 | 0.99566 | 1945.8342 | -701.161 | 534.6968 | 1.0003 | 2.5057 | 3074.5728 | 4860.3218 | -669.1575 | -53.8335 | 0.99998 | -1041.7257 | -442.6075 | 3392.2175 | 1131.1763 | 3492.9927 | -267.3282 | -547.9797 | 4157.2739 | 1029.7548 | 837.1958 | -919.9791 | 372.8834 | -393.7097 | 3721.0149 | 210.1043 | -373.2187
2030-04-24 | 16 | -27.2872 | 1570.1963 | -46.315 | -541.0552 | -1916.3448 | -1263.7651 | -3887.9465 | -951.8366 | -401.5576 | -364.5899 | 3907.3613 | 49.727 | 1174.7715 | 210.7833 | 2145.3821 | 2282.2759 | 414.1534 | 209.9989 | -338.8648 | 611.5536 | -1330.3162 | -2884.1238 | -173.6677 | -112.9548 | 1593.875 | -1896.2748 | -1445.2507 | -648.2394 | -97.0295 | 50.4399 | 1943.8832 | 1.0003 | 545.2952 | 35.9928 | 2.3065 | 3049.667 | 5330.5884 | -471.7646 | -2.1458 | 193.9349 | -999.0737 | -371.7063 | 3705.5925 | 1147.2147 | 3825.1841 | -270.0258 | -766.8898 | 4107.6665 | 1124.0923 | 896.3525 | -725.5717 | 367.2665 | -660.3184 | 5164.0332 | 210.1043 | -396.2397
2030-04-24 | 17 | -25.2421 | 1319.1467 | -45.2593 | -515.6762 | -1906.1229 | -1145.3322 | -3783.2107 | -1013.1771 | -522.0622 | -359.1192 | 3902.6877 | 30.4512 | 740.804 | 168.0965 | 2126.2927 | 2380.3335 | 419.5627 | 209.9989 | -388.2095 | 752.1469 | -1373.4028 | -2715.0337 | -127.5331 | -103.9923 | 1877.4683 | -1727.2626 | -1524.8173 | -607.3801 | -89.2735 | 91.3724 | 1764.0428 | 1.0039 | 487.8412 | 0.99642 | 2.2759 | 3079.8762 | 5088.5435 | -565.7036 | -2.1422 | 238.0555 | -1052.8359 | -251.8049 | 3743.7383 | 1241.1133 | 3876.0908 | -272.1249 | -820.8582 | 4198.1709 | 868.3582 | 1044.6039 | -755.1438 | 132.854 | -1197.9731 | 5767.8647 | 210.1043 | -427.4469
2030-04-24 | 18 | -13.5956 | 951.8638 | -42.8968 | -467.3849 | -1896.4843 | -956.0046 | -3488.5322 | -1223.7795 | -215.4835 | -357.0518 | 3917.5276 | 81.9712 | 855.429 | 164.2407 | 2128.8386 | 1886.4204 | 490.8545 | 209.9989 | -422.1257 | 782.5175 | -1455.8029 | -3240.7385 | -130.4254 | -101.2357 | 2196.2898 | -1514.0908 | -1800.1644 | -537.747 | -81.841 | 104.5326 | 1421.4332 | -226.7782 | 342.5251 | 148.5382 | 2.5901 | 3025.2864 | 4955.2212 | -389.5627 | 374.0091 | 450.2488 | -1199.0961 | -210.2262 | 3557.8345 | 1271.6819 | 4125.0869 | -276.5032 | -346.3703 | 4384.7983 | 1062.5336 | 984.709 | -11.9801 | -175.9964 | -170.3394 | 6589.6055 | 210.1043 | -272.4586
2030-04-24 | 19 | -19.8996 | 1574.5222 | -54.1147 | -578.3697 | -1666.3552 | -1407.2174 | -4609.939 | -671.0693 | 1.005 | -380.2421 | 3887.1057 | 49.1837 | 987.2609 | 126.8028 | 2111.2478 | 1964.108 | 431.6865 | 209.9989 | -402.0037 | 838.7236 | -1414.2708 | -3401.2966 | -121.9428 | -105.5514 | 2147.9922 | -1954.1008 | -2143.4375 | -756.8481 | -93.4771 | 126.4973 | 1291.9071 | 0.99679 | 319.6725 | 24.113 | 1.67 | 2989.7783 | 5252.918 | -603.1352 | 192.72 | 450.3182 | -1294.5988 | -73.6518 | 3576.5159 | 1306.0845 | 3900.666 | -279.2046 | -434.0772 | 4296.4922 | 647.3786 | 825.4404 | 0.49064 | -644.5153 | -88.419 | 6710.2559 | 210.1042 | -183.4931
2030-04-24 | 20 | -33.9992 | 1140.1229 | -61.131 | -648.9424 | -1846.4935 | -1244.6436 | -4815.7104 | -1008.5944 | 212.1544 | -386.5048 | 3844.0073 | 2.327 | 897.6825 | 205.6838 | 2153.3918 | 960.7743 | 93.8187 | 209.9989 | -353.5394 | 882.7996 | -1281.593 | -3925.5798 | -79.7274 | -107.6572 | 1948.1077 | -2183.5166 | -2409.2117 | -732.7142 | -76.6056 | 213.6633 | 1136.8621 | 826.9395 | 351.2965 | 320.757 | 1.8574 | 2997.9089 | 6234.0806 | -786.2095 | 5.7029 | 450.1871 | -1404.7334 | -26.1053 | 3442.7771 | 1304.2236 | 3682.3257 | -279.8463 | -623.1649 | 4217.7241 | 591.6125 | 837.1146 | 1.0084 | -683.0699 | -35.0303 | 10362.2148 | 210.1043 | -184.5704
2030-04-24 | 21 | -55.2097 | 705.637 | -72.1108 | -761.1538 | -1575.1578 | -963.3813 | -6202.8555 | -757.8901 | -434.0934 | -353.3123 | 3809.7468 | 131.9484 | 918.0739 | 142.4217 | 2107.782 | 967.1796 | 78.0412 | 209.9989 | -369.3482 | 1025.1677 | -1568.9174 | -4951.9644 | -51.3164 | -77.9083 | 1976.7371 | -2235.667 | -3000.7932 | -678.0005 | -70.2099 | 251.1325 | 1522.3185 | 2371.1582 | 177.1766 | 806.1277 | 0.3867 | 2728.1169 | 7557.7256 | -818.142 | 0.99427 | 449.6786 | -1841.4972 | 39.9173 | 3517.5928 | 1343.4052 | 3699.8796 | -271.8693 | -696.266 | 3338.0037 | -685.0002 | 1117.958 | 547.774 | -1149.0088 | -567.347 | 11010.9531 | 210.1043 | -111.2429
2030-04-24 | 22 | -43.7115 | 980.1301 | -66.0851 | -611.863 | -1064.7026 | -1351.7634 | -8701.8721 | 366.8253 | -3.1447 | -356.6012 | 3826.7 | 111.7752 | 961.7108 | 122.955 | 2044.5068 | 358.821 | 22.0464 | 209.9989 | -412.8861 | 1100.7212 | -1550.5416 | -4537.0742 | -28.0095 | -22.7392 | 2170.0867 | -2200.0647 | -2756.5933 | -764.39 | -76.0431 | 310.0838 | 2176.2866 | 1213.2838 | 333.3118 | 398.5375 | 0.51749 | 1595.7771 | 4461.3667 | -735.1763 | 1.0032 | 449.6307 | -1686.464 | 177.118 | 3696.9199 | 1399.1904 | 3802.9062 | -276.1749 | -411.7158 | 3309.7957 | -918.3622 | 1174.176 | 634.8882 | -1027.106 | -1042.5491 | 11385.2744 | 210.1043 | -122.5203
2030-04-24 | 23 | -30.8334 | 1059.8109 | -59.9251 | -567.8747 | -981.49 | -1647.5323 | -10399.2559 | 932.9485 | -814.0527 | -351.2672 | 3814.0569 | 119.7945 | 1038.6855 | 133.0055 | 2044.7283 | 396.7691 | -87.1615 | 209.9989 | -455.7767 | 748.8959 | -1480.2234 | -4924.5747 | -27.496 | -2.8492 | 2353.4915 | -2151.7639 | -2833.5728 | -850.7646 | -74.8429 | 345.8252 | 2307.6343 | 0.99549 | 343.9727 | 88.7896 | 0.53009 | 1450.1539 | 1331.8845 | -781.8891 | 1.0023 | 447.8249 | -2154.4094 | 160.5146 | 3178.7383 | 1396.1676 | 3454.7822 | -287.0281 | -520.697 | 3097.3235 | -987.2581 | 1363.2693 | 768.6297 | -1397.3566 | -1148.45 | 12365.4326 | 210.1043 | -182.9052
2030-04-24 | 24 | -25.3877 | 1246.8234 | -49.1911 | -389.138 | -683.7606 | -1900.1235 | -11415.1562 | 2106.0417 | -64.2946 | -360.3496 | 3677.1572 | 65.4896 | 1736.5837 | 126.7446 | 2042.0803 | 449.9369 | 68.5245 | 209.9989 | -457.4657 | 578.9909 | -1299.4435 | -4593.6514 | 37.5512 | -22.2595 | 2564.7961 | -2047.6166 | -2514.9412 | -894.5248 | -89.3218 | 546.7295 | 2201.0466 | 1.8411 | 417.619 | -90.8061 | 0.57724 | 1857.402 | -1517.4978 | -199.9068 | 184.2785 | 397.3562 | -2053.0808 | 495.3762 | 2568.5596 | 1425.4309 | 2967.1558 | -2.0563 | -271.2163 | 2708.0574 | -1313.0443 | 1287.9528 | 792.2623 | -1674.2917 | -3.9356 | 11911.0391 | 210.1043 | -122.5253
2030-04-25 | 1 | -23.8948 | 1668.5605 | -47.9833 | -382.7745 | -656.6281 | -1986.1504 | -11282.7412 | 2383.3223 | 734.6066 | -371.9831 | 3595.4949 | 10.9731 | 1870.8193 | 206.84 | 2084.3337 | 413.6559 | 213.6782 | 209.9989 | -405.9478 | 470.8609 | -1081.1471 | -4709.8677 | -30.2394 | -34.3625 | 1888.7992 | -2271.1804 | -2410.5559 | -949.8132 | -109.9844 | 461.5563 | 2219.8008 | 1.0033 | 461.0475 | -57.7546 | 0.59091 | 1920.6455 | -1979.9572 | -183.0754 | 360.4234 | 0.99934 | -2181.5742 | 245.2768 | 2279.875 | 1240.2782 | 2852.071 | -2.0802 | -271.4655 | 3318.0967 | -795.4512 | 1141.6882 | 371.953 | -1708.2927 | 203.8979 | 10742.9238 | 210.1043 | -90.4368
2030-04-25 | 2 | -25.8897 | 2118.8269 | -57.1446 | -368.9655 | -458.5806 | -2192.9546 | -10793.8936 | 2850.7305 | 1669.9316 | -371.4265 | 3645.7368 | -1.829 | 1836.1099 | 136.4594 | 1993.6365 | 515.4628 | 316.9071 | 209.9989 | -309.3198 | 449.9406 | -1068.7379 | -4659.5913 | -90.2754 | -58.1863 | 1504.6465 | -2355.1279 | -2380.0107 | -989.3093 | -134.9092 | 315.8369 | 2136.5994 | 1.0077 | 490.4008 | -101.8235 | 0.58687 | 2001.4998 | -2342.8516 | -228.0656 | 325.0927 | 1.0016 | -2048.2104 | 120.5571 | 2390.406 | 1272.921 | 2867.9612 | 0.99109 | -276.1601 | 2896.0056 | -1212.1698 | 1043.5775 | -83.7732 | -806.9193 | 709.7427 | 8197.8906 | 210.1043 | -103.1396
2030-04-25 | 3 | -22.3637 | 2328.2742 | -55.5789 | -350.9658 | -397.8045 | -2272.9475 | -11204.3262 | 3078.3643 | 1955.8287 | -366.088 | 3666.3826 | 1.0008 | 1860.3948 | 164.8315 | 1924.5479 | 302.5264 | 240.5562 | 209.9989 | -229.8507 | 366.3416 | -1032.5284 | -4761.6479 | -143.9654 | -101.4938 | 1383.416 | -2344.5139 | -2283.8301 | -1008.411 | -148.9183 | 260.9316 | 1913.882 | 1.0037 | 513.6135 | -187.8952 | 0.57148 | 2344.0723 | -2368.7224 | -356.7739 | 349.4548 | 1.0004 | -1876.6553 | -5.0247 | 2125.4778 | 1331.4561 | 2694.1821 | 1.0045 | -277.33 | 3308.2822 | -767.6066 | 835.5922 | -86.7746 | -929.6284 | 1220.4475 | 5973.9395 | 210.1043 | -52.0073
2030-04-25 | 4 | -30.5335 | 2313.6123 | -59.2419 | -392.3451 | -382.9346 | -2164.3975 | -11159.1787 | 3104.8909 | 2039.5857 | -160.1812 | 3609.5732 | -13.2137 | 1817.1996 | 70.4228 | 1751.8667 | 40.0379 | -2.1459 | 209.9989 | -277.6972 | 265.6705 | -995.2698 | -4991.2832 | -166.4349 | -107.6249 | 1820.6206 | -2420.0129 | -2277.2039 | -988.0685 | -151.6841 | 244.4539 | 1749.4718 | 0.98819 | 521.8196 | -79.3316 | 0.65399 | 2452.1287 | -832.8748 | -386.4909 | 399.7624 | 0.86522 | -2050.1487 | -76.8853 | 2010.9512 | 1459.3639 | 2623.113 | 0.99573 | -278.4003 | 3391.343 | -572.4255 | 786.5932 | -88.6783 | -951.8945 | 1413.2322 | 3157.2207 | 210.1042 | -39.8071
2030-04-25 | 5 | -25.7846 | 2448.1492 | -60.2712 | -385.0746 | -150.3372 | -2243.3911 | -11765.2695 | 3509.1587 | 2003.8224 | -122.1962 | 3280.2666 | -27.5847 | 1886.0519 | 82.6406 | 1606.6633 | -23.3092 | -223.1005 | 209.9989 | -482.1496 | 169.5572 | -1085.9678 | -5251.2852 | -181.0782 | -97.9441 | 2785.2412 | -2376.4263 | -2270.1604 | -1007.3865 | -160.619 | 248.5756 | 1362.0583 | 1.002 | 493.0435 | -232.1315 | 0.73412 | 2336.7092 | -1335.6219 | -542.6071 | 320.4166 | 1.0018 | -2061.1577 | -93.8246 | 2149.1343 | 1322.6385 | 2649.6089 | 0.9993 | -276.1461 | 3309.1787 | -972.774 | 754.6287 | -85.9806 | -1446.9255 | 1280.4476 | 1133.7106 | 210.1043 | -16.2045
2030-04-25 | 6 | -22.1116 | 2359.0244 | -64.1758 | -360.4924 | 80.228 | -2349.251 | -12418.5342 | 3810.001 | 1506.9645 | -122.2081 | 3273.4307 | 33.9578 | 1610.7837 | 194.5619 | 1812.0118 | -151.7534 | -275.0506 | 209.9989 | -494.0369 | 33.6814 | -1171.2969 | -5683.7529 | -204.3128 | -97.339 | 2861.8882 | -2415.6355 | -2223.2771 | -1026.6097 | -156.1115 | 300.8901 | 1543.1793 | 0.99281 | 491.3283 | -406.9285 | 0.65257 | 2301.0762 | -2271.502 | -265.4745 | 302.6606 | 1.0029 | -2430.2495 | -270.9551 | 1960.1721 | 1395.9188 | 2519.4978 | 1.0041 | -278.1621 | 3416.363 | -1060.8691 | 767.3116 | 283.9175 | -2497.0715 | 1269.8181 | 626.5185 | 210.1042 | -34.2089
2030-04-25 | 7 | -20.2221 | 2193.6292 | -70.3785 | -358.6711 | 161.6364 | -2375.125 | -12786.0059 | 3833.9766 | -3.0991 | -214.8165 | 3732.2778 | 195.0013 | 1438.3596 | 90.0047 | 1635.1381 | -365.6251 | -408.6013 | 209.9989 | -453.5676 | 305.9183 | -1329.4238 | -5650.1602 | -155.0151 | -67.8388 | 2640.2766 | -2399.2095 | -2347.4209 | -1024.2698 | -147.772 | 349.1849 | 1683.4496 | -156.5351 | 425.6147 | -521.4999 | 0.54937 | 1789.9249 | -2944.2822 | -197.1183 | 326.5253 | 1.0015 | -2289.0791 | -102.4363 | 2259 | 1299.5319 | 2706.7742 | -2.1731 | -271.7194 | 2549.6123 | -1470.0393 | 950.4314 | 1031.657 | -2547.8481 | 198.7429 | 1427.1132 | 210.1042 | -1.1291
2030-04-25 | 8 | -19.5131 | 1950.1371 | -71.0588 | -430.9205 | 144.8519 | -2252.3188 | -13036.1123 | 3863.3157 | -3.0519 | -90.1432 | 3884.9346 | 119.419 | 1628.0438 | 300.0035 | 1891.0699 | -501.8586 | -621.1404 | 209.9989 | -456.1851 | 625.7851 | -1271.1985 | -5269.1216 | -81.8961 | -54.6251 | 2600.4858 | -2390.2063 | -2347.3438 | -1004.1505 | -131.8512 | 454.3645 | 1578.6204 | -550.2191 | 364.8379 | -515.0928 | 0.67056 | 1536.0942 | -2210.8628 | -225.6806 | 108.571 | 449.5065 | -2155.95 | -28.3488 | 3018.3713 | 1414.6991 | 3119.1902 | -2.1463 | -270.989 | 2114.0198 | -1769.4379 | 1048.4849 | 1435.5356 | -2295.1167 | 265.3541 | 2350.9443 | 210.1042 | 66.5562
2030-04-25 | 9 | -4.0294 | 2014.8693 | -49.8259 | -506.7166 | -66.95 | -2157.8735 | -12876.0312 | 3183.5522 | -3.0954 | -102.6088 | 3946.8357 | 110.8486 | 1414.6888 | 427.7188 | 2125.2307 | -586.162 | -768.7365 | 209.9989 | -428.421 | 748.8676 | -1313.2803 | -4935.856 | -90.0749 | -44.0155 | 2289.198 | -2298.8169 | -2337.2415 | -1009.2694 | -124.8161 | 364.6072 | 1446.6246 | -605.5233 | 312.1256 | -707.7204 | 0.72013 | 1283.444 | -2757.5042 | -768.6884 | 1.0096 | 449.4837 | -1809.8542 | -3.7719 | 3654.2463 | 1410.2717 | 3740.126 | -277.5518 | -311.8017 | 1376.696 | -2153.759 | 992.4584 | 676.4727 | -1768.1577 | -435.7151 | 3950.0869 | 210.1042 | -93.11
2030-04-25 | 10 | -3.6415 | 1988.3833 | -58.6519 | -618.1013 | -305.3662 | -2071.8667 | -12208.2168 | 2803.5725 | -3.0822 | -144.666 | 3997.1833 | 140.6718 | 1421.7402 | 520.3469 | 2282.2327 | -337.5581 | -857.9012 | 209.9989 | -397.5054 | 800.2924 | -1225.837 | -4985.3438 | -69.6852 | -24.6549 | 1980.2117 | -2246.4834 | -2308.9822 | -1001.5674 | -118.6543 | 350.6225 | 1401.524 | -1165.7672 | 291.6084 | -753.0987 | 0.76603 | 862.1443 | -2048.9651 | -591.8324 | 198.5045 | 449.3598 | -1873.1989 | -3.343 | 4146.3896 | 1454.8066 | 4374.3506 | -257.982 | -270.8279 | 2305.3923 | -1260.3098 | 1059.215 | 660.466 | -1643.1655 | -559.8766 | 4916.7417 | 210.1043 | -104.6262
2030-04-25 | 11 | -1.1468 | 1921.073 | -54.331 | -666.6671 | -294.46 | -2011.7123 | -11983.5596 | 2709.3069 | -566.1514 | -188.518 | 4011.5942 | 145.0968 | 1384.0186 | 519.8118 | 2258.9917 | 784.251 | -578.3799 | 209.9989 | -350.116 | 735.2402 | -1157.8265 | -5002.0737 | -44.7088 | -23.5291 | 1677.6664 | -2199.9712 | -1604.5389 | -995.8192 | -113.3582 | 410.031 | 1435.196 | -1758.1024 | 266.4771 | -800.7965 | 0.74235 | 747.6246 | -1719.1179 | -608.1769 | 196.2664 | 449.3683 | -1813.6339 | 1.0023 | 4188.0068 | 1448.1384 | 4439.0806 | -266.8816 | -366.6198 | 2016.4988 | -1575.8389 | 1049.6909 | 846.9776 | -1785.3628 | -726.8334 | 6546.9072 | 210.1042 | -98.6304
2030-04-25 | 12 | 4.3356 | 1348.3544 | -41.7039 | -568.0206 | -777.2526 | -1516.2744 | -10232.9473 | 1497.4094 | -604.3337 | -217.0295 | 4005.5574 | 195.001 | 1091.7109 | 553.8556 | 2269.2744 | 797.6228 | -526.3848 | 209.9989 | -380.5223 | 920.1063 | -1097.2556 | -4160.7246 | -36.6701 | -20.9524 | 1869.4159 | -1764.7373 | -1827.7228 | -850.8527 | -97.5658 | 315.9537 | 1064.4672 | -1738.6967 | 12.5987 | -620.1919 | 1.2672 | 736.031 | -786.1126 | -467.4624 | 351.0224 | 449.3418 | -2017.0459 | -3.2743 | 4212.8223 | 1438.5547 | 4583.3623 | -263.3728 | -348.3281 | 2090.6055 | -1500.2496 | 1092.7747 | 700.5522 | -1222.2589 | -602.5804 | 6656.2061 | 210.1042 | -122.6399
2030-04-25 | 13 | 8.7423 | 1363.8334 | -39.0345 | -545.6792 | -678.4882 | -1528.0114 | -10563.1289 | 1637.7811 | -839.9854 | -163.1489 | 4051.7908 | 195.0007 | 1619.4801 | 573.5819 | 2285.4314 | 233.1655 | -757.1197 | 209.9989 | -353.7407 | 692.8994 | -1046.0747 | -2577.9807 | -36.3133 | -24.1199 | 1891.6646 | -1625.7455 | -1274.6254 | -844.9567 | -98.4558 | 353.5541 | 1139.5999 | -2023.1774 | 131.1284 | -686.2003 | 2.5851 | 632.8032 | -1321.8486 | -1.0975 | 173.7888 | 449.269 | -2044.092 | 0.99553 | 3985.0442 | 1369.973 | 4271.2456 | -262.8043 | -270.6032 | 1370.2174 | -2208.7461 | 1031.5525 | 942.5974 | -1308.85 | -546.9092 | 6754.0195 | 210.1043 | -90.2279
2030-04-25 | 14 | 8.9318 | 1834.7734 | -41.8425 | -605.9025 | -394.906 | -1866.7438 | -11904.2773 | 2316.3975 | -780.0126 | -123.7085 | 4059.7212 | 131.2917 | 2029.028 | 569.4178 | 2291.4583 | -100.3675 | -863.795 | 209.9989 | -319.418 | 459.3855 | -1009.43 | -1292.4838 | -75.798 | -29.3374 | 1888.5425 | -1953.9961 | -199.927 | -944.3965 | -111.1038 | 384.3942 | 1439.6749 | -2206.2405 | 389.0291 | -794.9481 | 3.7733 | 747.3738 | -1901.866 | -57.6232 | 33.7789 | 449.3833 | -1960.0682 | 55.6051 | 4141.3965 | 1333.96 | 4258.377 | -262.3765 | -270.8813 | 230.6041 | -3588.6833 | 925.5847 | 1133.3379 | -1711.4138 | -468.0387 | 6993.3408 | 210.1043 | -50.0545
2030-04-25 | 15 | 13.3481 | 1417.7882 | -36.349 | -528.58 | -545.8879 | -1503.3965 | -10431.6318 | 1425.8053 | -907.7179 | -130.8411 | 3870.2917 | 125.0311 | 1114.7489 | 586.0591 | 2320.0203 | -508.7481 | -851.4922 | 209.9989 | -327.097 | 796.864 | -1079.7576 | -11.8204 | -18.1157 | -25.5081 | 1840.1154 | -1453.1552 | -512.9528 | -814.8018 | -99.7155 | 324.6085 | 1058.6106 | -2100.1277 | 117.0098 | -670.4213 | 4.6237 | 611.2262 | -2023.3264 | 1.001 | 143.2819 | 449.3691 | -1977.7935 | 251.7001 | 4081.8809 | 1394.1575 | 4033.3015 | -2.3399 | -270.7552 | 1371.2417 | -2335.6733 | 1087.4135 | 1796.5183 | -1663.2535 | -731.3697 | 6120.937 | 210.1043 | -54.5287
2030-04-25 | 16 | 3.6069 | 1463.3837 | -39.4125 | -557.3776 | -372.2046 | -1418.0286 | -10660.7891 | 1514.1382 | -1277.2433 | -116.11 | 4007.6064 | 162.7633 | 1600.6774 | 630.1787 | 2344.8835 | -636.0143 | -865.23 | 209.9989 | -329.2403 | 725.0425 | -1041.7855 | 1.0163 | 5.6459 | -27.0173 | 1955.2963 | -1572.1052 | -456.8602 | -784.0223 | -96.8028 | 408.5699 | 1094.108 | -1147.3495 | 145.2787 | -456.5259 | 4.6692 | 620.7595 | -910.8764 | -1.0129 | 315.8915 | 449.1553 | -2010.3098 | 305.8227 | 4276.8965 | 1421.7155 | 4654.062 | -264.2705 | -520.5637 | 743.1409 | -3099.6006 | 1106.3038 | 1803.2717 | -1947.3799 | -851.3701 | 6352.8247 | 210.1043 | -62.147
2030-04-25 | 17 | -3.11 | 1525.8434 | -43.6383 | -586.3356 | -364.5826 | -1346.448 | -9264.0449 | 1249.1738 | -1560.9697 | -162.0955 | 4010.4246 | 155.8322 | 1552.6521 | 618.5665 | 2340.8823 | -565.0735 | -574.9255 | 209.9989 | -300.7758 | 738.9463 | -1063.4447 | -108.5598 | -31.7285 | -43.2759 | 1730.1621 | -1689.3685 | -239.1724 | -780.2015 | -101.6909 | 305.5948 | 1144.4883 | -640.1036 | 392.9799 | -256.2844 | 6.1339 | 1254.2161 | 121.5577 | -431.7148 | 1.0003 | 449.4977 | -1932.9674 | 173.0459 | 4571.6665 | 1442.0508 | 4523.5386 | -267.3702 | -1208.6796 | 958.6347 | -3145.8511 | 1058.7346 | 1575.9382 | -1961.2872 | -740.2927 | 6358.3667 | 210.1042 | -80.6012
2030-04-25 | 18 | -17.9983 | 1249.6184 | -49.7045 | -598.3648 | -1011.4203 | -1139.2881 | -7841.0098 | 278.0766 | -1441.6011 | -243.5945 | 3956.6531 | 115.8711 | 1163.5192 | 604.9357 | 2340.6465 | -261.1937 | -101.9248 | 209.9989 | -239.6642 | 730.1656 | -1345.7697 | -176.3039 | -40.5711 | -59.0993 | 1183.1465 | -1839.9796 | -278.708 | -717.1008 | -90.1633 | 208.9252 | 1292.3877 | 733.1318 | 440.4008 | 162.1435 | 7.4488 | 1573.2244 | 1703.0532 | -437.663 | 0.99936 | 449.5108 | -1577.6614 | 227.6515 | 4436.4038 | 1482.8772 | 4445.2637 | -270.9902 | -1204.1298 | 2449.8225 | -2299.9075 | 1099.89 | 1297.0846 | -1433.0808 | -850.2026 | 7291.2964 | 0.10427 | -110.2201
2030-04-25 | 19 | -9.5391 | 1020.7574 | -45.292 | -540.9217 | -1384.3767 | -1057.3322 | -6984.3071 | -135.4957 | -794.5082 | -317.4807 | 3925.0898 | 124.7826 | 1217.1006 | 602.7081 | 2341.355 | -208.5559 | -139.6058 | 209.9989 | -158.5752 | 771.1312 | -1257.9077 | 25.6695 | -25.74 | -51.067 | 683.4984 | -1600.3064 | -428.3437 | -666.9603 | -82.9051 | 243.7359 | 1128.5038 | 174.4601 | 242.9637 | 1.0001 | 6.3334 | 1371.2728 | 1114.1177 | -1.9196 | 310.302 | 449.4818 | -1638.0592 | 257.5587 | 4659.8691 | 1597.025 | 4994.9028 | -274.6996 | -387.3165 | 3291.6113 | -1416.3289 | 1030.171 | 1204.9594 | -1019.0048 | -736.6353 | 8625.4902 | 0.10427 | -83.315
2030-04-25 | 20 | -10.9259 | 609.8409 | -44.0586 | -488.1822 | -1812.4755 | -819.9802 | -5707.085 | -903.9708 | -72.7646 | -373.0992 | 3897.1079 | 143.9848 | 1245.7621 | 615.0391 | 2366.0745 | -411.2421 | -74.3996 | 209.9989 | -100.2194 | 775.4747 | -1354.0089 | 321.2506 | -31.6162 | -63.62 | 277.131 | -1556.4773 | -640.6234 | -590.9503 | -70.3051 | 189.1019 | 969.0007 | 597.7814 | 89.5265 | 176.422 | 6.2996 | 1635.0707 | 1510.6234 | -221.3433 | 209.6501 | 449.3696 | -1742.3484 | 183.0562 | 4346.1885 | 1602.2649 | 4694.5552 | -276.1335 | -637.988 | 4168.3579 | -553.5557 | 1119.2372 | 849.7391 | -516.959 | -781.0212 | 9441.7393 | 0.10427 | -157.9901
2030-04-25 | 21 | -11.0946 | 781.3179 | -47.1343 | -445.6068 | -1867.1193 | -855.2667 | -4491.5137 | -791.8773 | 6.9368 | -388.1022 | 3864.6521 | -16.5174 | 1149.0543 | 620.5541 | 2365.9509 | -175.0435 | 105.4143 | 209.9989 | -219.9183 | 864.5466 | -1162.1973 | 269.4561 | -7.8958 | -84.3989 | 1067.2584 | -1531.4177 | -907.3318 | -580.6884 | -87.9571 | 314.538 | 839.5522 | 458.5382 | -78.0988 | 287.655 | 5.4416 | 2368.4839 | 1710.177 | -457.9658 | 0.99978 | 122.6459 | -1721.0094 | 240.6106 | 4223.8491 | 1580.1807 | 4299.7285 | -271.253 | -1137.2738 | 4115.0239 | 335.252 | 872.4212 | 736.8739 | -731.3746 | -591.4738 | 8664.7627 | 0.10427 | -146.8549
2030-04-25 | 22 | -13.7951 | 797.2576 | -44.1406 | -402.1931 | -1909.1151 | -856.4221 | -4008.8154 | -852.5907 | -2.9828 | -394.0116 | 3826.5979 | -51.9463 | 1463.2168 | 640.1129 | 2392.3313 | -392.2796 | 174.9661 | 209.9989 | -290.0169 | 1025.6436 | -1049.0094 | 722.9495 | -33.5879 | -79.7252 | 1431.7697 | -1457.691 | -708.27 | -565.0623 | -90.735 | 284.1537 | 1224.3833 | 650.725 | 126.5329 | 347.4047 | 5.7089 | 2431.6365 | 1698.5946 | -379.1039 | 1.0013 | 0.99934 | -1257.5833 | 173.7565 | 4262.6753 | 1613.8701 | 4400.6274 | -275.3013 | -914.4169 | 4306.8755 | 680.2964 | 705.3211 | 510.4115 | -49.2059 | -439.8472 | 8427.9365 | 0.10427 | -134.0236
2030-04-25 | 23 | -12.4538 | 823.4001 | -40.0003 | -391.3398 | -1926.4785 | -943.181 | -5142.5396 | -1032.887 | 666.6686 | -396.666 | 3787.8982 | -55.2977 | 1929.4336 | 647.6401 | 2405.3086 | -472.7253 | 209.4879 | 209.9989 | -306.2647 | 1031.1149 | -900.3985 | 573.8275 | 1.8769 | -85.1324 | 1476.4987 | -1540.2998 | -673.3699 | -586.7551 | -83.1337 | 358.4012 | 1265.3127 | 763.7042 | 189.1778 | 347.438 | 5.9104 | 2662.8965 | 1353.4965 | 106.3632 | 370.8531 | 450.0218 | -1264.8369 | 338.3947 | 4314.748 | 1627.9037 | 4603.043 | -4.1631 | -275.806 | 4776.3428 | 1249.2692 | 778.4234 | 494.6689 | -84.9215 | -485.0703 | 9318.4688 | 210.1042 | -198.2396
2030-04-25 | 24 | -2.23 | 1116.3898 | -31.787 | -349.9849 | -1946.9762 | -1047.345 | -5134.5391 | -622.9209 | 367.6851 | -327.7838 | 3746.864 | -63.6788 | 1467.6598 | 576.8633 | 2344.2791 | -558.7206 | 197.1908 | 209.9989 | -191.9512 | 839.1629 | -734.2145 | 888.1613 | -34.9564 | -90.2258 | 643.9504 | -1374.9507 | -119.7406 | -637.6215 | -96.9067 | 347.1834 | 1214.058 | -12.6998 | 390.6482 | 31.4882 | 7.2667 | 2710.084 | 470.8512 | 1.0011 | 62.1355 | 449.4667 | -1233.7107 | 286.7202 | 3411.8328 | 1496.3503 | 3849.2256 | -298.6049 | -275.9348 | 4821.8394 | 1137.4064 | 749.3015 | 265.8949 | -48.5032 | -284.1777 | 8679.2988 | 210.1043 | -275.9104
2030-04-26 | 1 | -2.1922 | 1212.2083 | -30.7202 | -352.8229 | -1916.5488 | -1112.1158 | -5832.5767 | -180.4594 | 1329.3107 | -284.7339 | 3724.7222 | -127.0116 | 1682.3885 | 555.4377 | 2354.3496 | -254.7634 | 287.1319 | 209.9989 | -132.2181 | 593.7179 | -603.7321 | 400.0653 | -75.6636 | -80.8083 | 141.051 | -1435.5818 | 9.3906 | -664.7881 | -99.9133 | 322.8086 | 1595.3148 | -193.2011 | 508.2501 | -3.3113 | 7.3433 | 2397.5581 | 267.0688 | 1.0023 | 243.4712 | 449.4027 | -1402.0176 | 44.8618 | 3286.4333 | 1391.6731 | 3506.5166 | -3.1342 | -272.3596 | 4878.1616 | 1860.0955 | 924.4529 | 114.1387 | 0.99775 | -4.929 | 9331.7686 | 210.1042 | -339.0415
2030-04-26 | 2 | -1.6083 | 1075.8802 | -28.7343 | -318.4726 | -1628.0763 | -990.1671 | -5217.249 | 0.99707 | 1955.2833 | -205.1399 | 3714.6023 | -16.2815 | 1895.8999 | 500.537 | 2291.1226 | -15.9556 | 345.8707 | 209.9989 | -131.1339 | 506.0908 | -565.3079 | -397.9674 | -110.9715 | -85.3555 | 6.3567 | -1219.5675 | -80.732 | -586.2203 | -96.729 | 232.6505 | 1670.5643 | -224.6205 | 281.5573 | 75.7696 | 7.1039 | 2233.1589 | -28.0373 | 0.99985 | 220.2882 | 450.2665 | -1733.3723 | -98.7758 | 3190.7354 | 1335.6569 | 3458.3284 | -3.1254 | -272.7229 | 4934.9175 | 2224.2695 | 1059.9772 | 253.4328 | -49.9498 | 301.8251 | 7907.1377 | 210.1043 | -180.7513
2030-04-26 | 3 | 1.791 | 1541.4019 | -31.1511 | -338.9278 | -1708.6356 | -1276.061 | -4840.1724 | -51.305 | 2317.9907 | -200.1768 | 3745.0364 | -48.5301 | 1963.3092 | 310.1251 | 2321.564 | 140.7254 | 322.7274 | 209.9989 | -179.3359 | 521.773 | -825.8834 | -887.7083 | -173.0684 | -97.5568 | 178.8544 | -1456.1189 | 9.3637 | -670.2316 | -109.5671 | 91.6632 | 1533.673 | 1.0006 | 419.791 | -82.9771 | 5.1727 | 2888.168 | 96.4855 | 48.1303 | 167.6063 | 450.354 | -1287.6653 | -215.7389 | 3137.2024 | 1392.1772 | 3298.4534 | 77.7763 | -275.1714 | 5147.9287 | 2473.312 | 809.5317 | -1004.7115 | 55.5457 | 1.0125 | 5540.6177 | 210.1042 | -305.1054
2030-04-26 | 4 | -2.2384 | 1723.9984 | -34.1688 | -342.0117 | -1722.14 | -1284.8695 | -4022.4194 | -384.3363 | 2432.7742 | -197.4883 | 3727.7993 | -52.7155 | 1893.5283 | 192.9676 | 2335.3589 | 336.5117 | 444.217 | 209.9989 | -181.3071 | 604.33 | -992.19 | -2169.9712 | -208.9619 | -105.9971 | -0.027794 | -1545.6282 | -640.4851 | -660.5618 | -117.3207 | -18.8659 | 1533.8669 | 0.99984 | 407.3227 | -9.936 | 5.0812 | 3091.856 | 212.5228 | 85.0488 | 183.4217 | 450.3217 | -1480.2688 | -334.7914 | 2936.1907 | 1322.326 | 3156.606 | 0.99999 | -274.3995 | 5205.4053 | 2359.7773 | 916.2676 | -807.4916 | 160.2788 | 1.0056 | 3258.4324 | 210.1042 | -318.7356
2030-04-26 | 5 | -3.6661 | 1814.6145 | -38.0701 | -354.434 | -2013.6161 | -1304.7231 | -3511.9204 | -564.092 | 2377.3169 | -180.7561 | 3732.1855 | -26.9221 | 1473.5974 | 97.6547 | 2296.2668 | 613.1201 | 482.5058 | 209.9989 | -190.6245 | 748.5496 | -1100.9299 | -2715.7119 | -232.5595 | -131.08 | 14.7767 | -1581.9844 | -1283.056 | -651.5358 | -122.0232 | -82.1295 | 936.5743 | 0.99884 | 87.0743 | -2.9573 | 3.8498 | 3098.1626 | 286.8684 | 0.99948 | 132.9855 | 449.5934 | -1623.1815 | -372.3751 | 2633.0234 | 1282.5359 | 2921.5237 | -161.5781 | -273.4223 | 5083.0215 | 2146.9172 | 971.3676 | -725.8974 | 367.0956 | 1.0087 | 2516.0432 | 210.1043 | -317.4369
2030-04-26 | 6 | 0.59838 | 1883.4841 | -41.6811 | -360.0801 | -2072.1719 | -1327.0525 | -3214.749 | -693.2992 | 1823.9541 | -158.5479 | 3799.6448 | 1.0001 | 1097.5808 | 201.9162 | 2072.7434 | 1077.2975 | 517.9761 | 209.9989 | -314.3946 | 649.1351 | -1397.6001 | -3265.6411 | -185.5717 | -135.5813 | 831.5429 | -1537.1886 | -1464.4382 | -651.6586 | -126.3692 | 1.0003 | 579.5161 | 0.99879 | -50.1323 | -80.8675 | 2.4507 | 3166.3589 | 443.6388 | 1.0024 | 1.0014 | 449.6756 | -1958.2052 | -315.4106 | 2696.0652 | 1309.0092 | 2851.3774 | -187.4241 | -275.2202 | 4839.084 | 1901.2355 | 1043.4475 | -86.7265 | 0.99844 | -4.2385 | 1119.3866 | 210.1043 | -344.437
2030-04-26 | 7 | -12.2731 | 1715.4987 | -47.5529 | -351.8384 | -2033.2242 | -1313.9674 | -2476.041 | -710.2723 | 1411.3881 | -214.7997 | 3897.4995 | -97.8272 | 1007.3542 | 250.4056 | 2286.3511 | 1633.1177 | 545.9297 | 209.9989 | -480.0166 | 670.4637 | -1218.8776 | -3552.2271 | -148.0406 | -140.0302 | 2350.6069 | -1464.5889 | -1883.572 | -603.8913 | -122.8635 | 106.7089 | 321.9665 | 1.0055 | -168.0902 | -44.8964 | 2.2353 | 3215.4216 | 711.8685 | -463.7108 | -2.0427 | 1.0018 | -2037.3754 | -214.4153 | 2817.4805 | 1273.1129 | 2975.3582 | -302.3998 | -881.5198 | 4212.3589 | 1993.616 | 733.75 | 1.0047 | -95.2947 | -277.1654 | 636.3031 | 210.1043 | -251.0891
2030-04-26 | 8 | 1.0002 | 1403.2498 | -44.3292 | -366.3236 | -2000.8348 | -1052.3387 | -2241.063 | -754.278 | 556.1213 | -274.3459 | 3825.8569 | -31.828 | 1079.3419 | 244.661 | 2261.1892 | 1208.6823 | 506.2338 | 209.9989 | -597.2455 | 697.7092 | -1287.9296 | -3453.7527 | -120.1802 | -134.1474 | 3294.3926 | -1281.2953 | -1813.3342 | -536.442 | -112.7124 | 177.9752 | 494.0996 | 4.0103 | -170.3998 | -4.9521 | 2.4496 | 3177.4243 | 1355.3463 | -582.3516 | 1.0002 | 21.2588 | -1675.3481 | -136.8139 | 2545.8242 | 1234.5231 | 2633.7571 | -290.06 | -778.6039 | 4124.3091 | 2008.8396 | 636.158 | -82.6425 | -136.4506 | -449.628 | 946.6898 | 210.1043 | -179.5664
2030-04-26 | 9 | -12.3368 | 1524.4744 | -42.3865 | -403.7351 | -2018.4484 | -1084.9205 | -3325.6125 | -566.4098 | 265.8899 | -195.4463 | 4023.7703 | -29.4172 | 1543.3243 | 208.1147 | 2217.4966 | 1139.1887 | 416.2372 | 209.9989 | -639.9891 | 725.1067 | -1252.2386 | -3267.8369 | -103.863 | -129.2802 | 3699.1321 | -1392.682 | -1889.6646 | -572.8357 | -111.9943 | 211.9099 | 629.8713 | 2.6194 | -117.5043 | -42.6508 | 2.2841 | 3128.2837 | 1718.6897 | -715.7532 | -11.4614 | 1.0004 | -1656.2617 | -53.0437 | 2699.7373 | 1209.3527 | 2702.9094 | -278.9844 | -691.9822 | 3783.4058 | 1824.5273 | 623.0627 | -82.8441 | -373.8176 | -662.114 | 1087.3577 | 210.1042 | -176.1326
2030-04-26 | 10 | -13.398 | 1599.8621 | -42.5732 | -441.1604 | -2022.1667 | -1146.0446 | -2965.9592 | -538.0291 | 1083.3146 | -274.5283 | 4058.0146 | 25.8519 | 1683.653 | 74.2409 | 2194.8389 | 992.7595 | 400.8549 | 209.9989 | -659.3898 | 670.2499 | -1170.3236 | -3255.4182 | -131.0657 | -128.3738 | 3875.2786 | -1530.7001 | -1875.6455 | -579.7307 | -117.5918 | 163.2544 | 721.6627 | 365.1638 | -50.5836 | -46.1617 | 1.6 | 3135.1787 | 1935.0913 | -675.1014 | -2.0828 | 1.0002 | -1647.7747 | -138.0921 | 2895.2241 | 1175.9207 | 2824.4089 | -274.1931 | -907.6954 | 3560.1323 | 1832.7952 | 331.184 | -463.3288 | -48.7769 | -107.8485 | 858.674 | 210.1043 | -168.6402
2030-04-26 | 11 | -3.2215 | 1652.1073 | -44.5455 | -454.6653 | -2003.1322 | -1101.6317 | -2090.6221 | -1167.267 | 895.7177 | -311.7661 | 4088.8669 | 189.6669 | 1692.2656 | -102.3647 | 2162.4607 | 480.0749 | 409.28 | 209.9989 | -684.2602 | 1057.6122 | -1241.7499 | -3430.6382 | -121.8426 | -113.2212 | 3948.3228 | -1579.2889 | -2734.822 | -585.2473 | -109.0738 | -15.3156 | 357.5679 | 630.5216 | -387.2541 | 0.99954 | 1.3586 | 2977.7429 | 1836.7045 | -804.2726 | -82.7763 | 1.0017 | -1712.0442 | -70.1 | 2942.3896 | 1169.0646 | 2772.8901 | -272.1154 | -1016.7371 | 3423.7461 | 1940.4946 | 474.4305 | -163.0858 | -34.405 | -494.3992 | 779.1556 | 210.1043 | -215.1685
2030-04-26 | 12 | -4.4177 | 1751.3546 | -44.7471 | -469.3348 | -2003.4723 | -1172.2355 | -2516.2246 | -990.3292 | 780.3788 | -290.5343 | 4072.3411 | 142.0309 | 1632.6379 | 50.1617 | 2164.3186 | 535.0904 | 415.8766 | 209.9989 | -692.1388 | 956.7254 | -1279.8615 | -3382.894 | -134.8558 | -117.4905 | 3978.6482 | -1699.314 | -2531.6274 | -617.0746 | -113.0213 | 1.0013 | 637.5836 | 832.2784 | -210.4962 | 0.99964 | 1.1738 | 3026.9563 | 1925.1428 | -686.7596 | -214.0486 | 1.0025 | -1527.7145 | -86.3188 | 3729.9197 | 1230.822 | 3400.7793 | -270.1578 | -679.1548 | 3434.3877 | 2058.2434 | 476.1994 | 0.99871 | 1.0033 | -610.2758 | 796.2228 | 210.1043 | -214.9017
2030-04-26 | 13 | -2.237 | 1895.7285 | -42.2637 | -461.5836 | -1995.2657 | -1199.5051 | -1703.699 | -1116.7521 | 631.6465 | -233.6223 | 4121.8843 | 38.6588 | 1211.3195 | 360.1933 | 2176.76 | 530.0187 | 411.6898 | 209.9989 | -684.7079 | 878.817 | -1368.6125 | -3179.7087 | -190.845 | -102.9747 | 3778.1423 | -1662.2573 | -2102.7029 | -617.675 | -119.876 | -102.2043 | 611.0124 | 687.4158 | 24.2313 | -80.9519 | 2.7662 | 3025.5828 | 1694.3545 | -478.754 | -64.4136 | 0.99956 | -1428.3481 | -286.4457 | 3934.5439 | 1220.0824 | 3697.6741 | -270.8652 | -669.0914 | 3559.6655 | 2228.6875 | 506.0426 | 458.0948 | 476.3026 | -498.4991 | 368.3671 | 210.1043 | -224.0682
2030-04-26 | 14 | -13.5045 | 1670.0653 | -40.768 | -435.8546 | -1981.9155 | -1012.8146 | -1386.6267 | -1122.9603 | 372.1051 | -275.0743 | 4021.7651 | 75.709 | 1301.5599 | 390.4841 | 2190.9138 | 1159.6075 | 403.456 | 209.9989 | -655.1243 | 775.0269 | -1394.6838 | -3257.2498 | -189.051 | -100.0719 | 3490.6494 | -1459.5702 | -1843.6776 | -564.8011 | -111.7943 | -49.1543 | 625.6831 | 373.9133 | 58.7596 | -51.0128 | 2.8004 | 2978.1223 | 1749.0707 | -557.9014 | -164.5195 | 1.0004 | -1274.7646 | -335.9456 | 3799.7969 | 1195.3923 | 3551.6814 | -268.7694 | -919.3237 | 3696.1807 | 2198.4131 | 595.303 | 291.0624 | 412.912 | -1152.6447 | 256.9092 | 210.1043 | -318.8676
2030-04-26 | 15 | -15.3016 | 1690.3251 | -40.7012 | -409.6623 | -1974.0304 | -1011.5629 | -1.5551 | -757.4986 | 786.3727 | -312.2513 | 4038.2563 | 67.6057 | 1363.948 | 469.3026 | 2257.2935 | 975.8137 | 419.7776 | 209.9989 | -677.675 | 740.1266 | -1389.2731 | -3202.9033 | -181.4866 | -91.6148 | 3719.6445 | -1435.0032 | -1828.3308 | -527.0519 | -114.518 | 1.0006 | 868.8812 | 287.6844 | 69.4799 | -5.5841 | 2.6796 | 3015.5603 | 1799.934 | -536.8326 | -111.5262 | 1.0012 | -1160.1937 | -279.9889 | 3880.2771 | 1181.4771 | 3700.8181 | -270.1523 | -1385.8669 | 3531.3496 | 2302.8257 | 502.5621 | 232.9909 | 130.858 | -920.1801 | -490.8821 | 210.1043 | -302.0936
2030-04-26 | 16 | -18.4619 | 1792.4305 | -40.2838 | -398.9782 | -1940.015 | -1061.0076 | 0.59802 | -1113.2495 | 1.005 | -398.4012 | 4037.3145 | -26.3966 | 1114.7517 | 502.1789 | 2286.3933 | 1002.1719 | 401.6464 | 209.9989 | -794.1776 | 550.9461 | -1408.043 | -2835.2456 | -276.1522 | -62.1367 | 4143.9058 | -1559.0995 | -1397.8474 | -544.0298 | -119.2939 | -130.7598 | 1045.8816 | 299.9739 | 361.6647 | 15.2054 | 2.932 | 3043.2288 | 1500.938 | -541.3126 | -130.6661 | 0.99966 | -882.5529 | -611.2251 | 3796.8933 | 1241.1012 | 3577.8198 | -271.6769 | -1154.9192 | 4017.2522 | 2309.5264 | 128.3983 | -650.6257 | 274.7969 | -85.5866 | -714.9261 | 210.1043 | -282.2111
2030-04-26 | 17 | -23.0312 | 1741.9351 | -45.8444 | -421.3104 | -1921.3707 | -1061.0952 | -337.6481 | -1041.9218 | -201.3547 | -374.5288 | 4019.9658 | -16.2006 | 883.708 | 533.1205 | 2300.0388 | 685.938 | 417.6936 | 209.9989 | -740.6402 | 671.5245 | -1515.7351 | -2758.8025 | -226.6573 | -62.6991 | 3978.7231 | -1671.4968 | -1402.3065 | -569.9363 | -118.2335 | -63.2901 | 1120.8054 | 741.0881 | 476.6695 | 62.9826 | 4.7215 | 3122.7612 | 1948.532 | -402.6808 | 1.0001 | 126.9521 | -1058.7301 | -547.6796 | 4037.0645 | 1292.1101 | 3943.4639 | -274.2921 | -1157.036 | 4045.1667 | 2174.7161 | 560.5056 | -459.2486 | 454.9297 | -486.4922 | 18.2639 | 210.1042 | -328.3881
2030-04-26 | 18 | -17.0731 | 1907.8577 | -46.4941 | -401.574 | -1931.9088 | -1171.021 | -894.3334 | -782.5429 | -2.8642 | -240.956 | 3765.3652 | -56.8904 | 429.5372 | 577.3693 | 2338.804 | 702.326 | 309.4993 | 209.9989 | -735.6435 | 823.0986 | -1532.2736 | -2805.7173 | -203.4764 | -64.2547 | 3953.7422 | -1634.8442 | -1691.1423 | -616.7443 | -127.1829 | -77.3333 | 896.2409 | 131.4122 | 318.0556 | -60.3216 | 4.0614 | 3087.3694 | 1082.9781 | -239.9062 | 79.9703 | 449.8875 | -1152.6057 | -422.6653 | 4304.7056 | 1392.7781 | 4284.9146 | -278.7491 | -990.2722 | 4205.6885 | 2151.6277 | 689.3126 | -83.9411 | 867.3585 | -605.7476 | -773.4684 | 210.1043 | -363.4476
2030-04-26 | 19 | -8.8072 | 1850.8346 | -46.3228 | -404.8844 | -1948.3135 | -1234.0446 | -1075.359 | -647.0417 | 256.671 | -280.6281 | 3555.6047 | -20.7897 | 1106.3715 | 563.0817 | 2335.3447 | 798.9677 | 315.7445 | 209.9989 | -733.436 | 881.4822 | -1514.3431 | -2783.739 | -188.4498 | -75.4077 | 4006.1968 | -1562.9303 | -1772.3535 | -593.9551 | -130.1607 | -61.7662 | 715.8691 | 3.7469 | 267.0539 | -76.9173 | 4.0758 | 3114.5938 | 1209.8593 | -365.5268 | 436.7245 | 449.7744 | -1196.0344 | -262.2737 | 3952.1213 | 1454.4102 | 4292.9517 | -282.3286 | -514.3477 | 4425.4487 | 2037.6029 | 499.5367 | -81.7254 | 850.8146 | -92.8567 | -724.9897 | 210.1043 | -308.8813
2030-04-26 | 20 | -2.6083 | 1941.0471 | -46.7467 | -411.7939 | -1975.6768 | -1287.5004 | -1006.7169 | -487.2014 | 966.8806 | -215.8575 | 3638.031 | -55.5623 | 1198.3984 | 556.4396 | 2342.5042 | 600.4655 | 293.8328 | 209.9989 | -720.1174 | 785.9252 | -1548.7357 | -2809.9988 | -210.1261 | -85.9939 | 3923.9868 | -1595.6816 | -1631.4333 | -613.5665 | -136.0155 | -62.2158 | 659.2308 | 3.1121 | 353.6631 | -148.1553 | 4.9294 | 3173.5747 | 1289.6741 | -321.7691 | 387.354 | 449.8804 | -1296.9287 | -315.0309 | 4000.5054 | 1482.0137 | 4292.2007 | -282.5107 | -414.2344 | 4480.5513 | 1979.3466 | 526.858 | 7.8867 | 616.0793 | 0.97971 | -668.1088 | 210.1042 | -292.1259
2030-04-26 | 21 | -17.7787 | 1699.9961 | -48.4467 | -384.7641 | -1958.3906 | -1090.8849 | -1192.657 | -817.6832 | 546.0925 | -223.2282 | 3505.9199 | -43.2642 | 991.7354 | 579.0006 | 2367.0183 | 524.8035 | 269.2181 | 209.9989 | -718.8362 | 824.2733 | -1533.3353 | -2907.0793 | -182.2318 | -88.674 | 3910.7131 | -1503.9408 | -1787.3817 | -573.1962 | -120.4237 | -8.5085 | 456.9863 | 3.8848 | 190.1955 | -74.0136 | 4.3969 | 3169.3567 | 1083.7703 | -286.4702 | 422.0239 | 449.1723 | -1380.243 | -269.9715 | 4038.4116 | 1485.9393 | 4304.605 | -276.4223 | -359.436 | 4341.1626 | 1678.8066 | 558.8721 | -83.2462 | 708.8309 | -217.3682 | -506.6486 | 210.1043 | -310.7172
2030-04-26 | 22 | -17.5712 | 1413.506 | -45.716 | -360.7676 | -1995.2661 | -909.5531 | -366.3672 | -526.9196 | 970.2062 | -260.4668 | 3340.0588 | 1.0007 | 693.997 | 578.9865 | 2353.1914 | 418.1928 | 287.9615 | 209.9989 | -743.7496 | 1023.5186 | -1444.1373 | -2595.4827 | -105.2189 | -73.0827 | 3998.6575 | -1309.0938 | -2118.8611 | -494.097 | -109.2868 | 86.4905 | 298.8471 | 4.5844 | -90.5602 | 20.6016 | 4.2048 | 2973.7346 | 950.8604 | -676.2094 | 1.0003 | 449.5794 | -1380.5653 | 13.1938 | 3341.4734 | 1421.7524 | 3280.9651 | -279.3862 | -1131.6641 | 4243.9292 | 1747.416 | 723.7866 | 511.5188 | 31.3827 | -493.2777 | -249.0108 | 210.1043 | -238.8886
2030-04-26 | 23 | -13.0711 | 1127.65 | -42.1656 | -333.9556 | -1916.5358 | -797.0213 | -4.7402 | -1128.1069 | 275.6654 | -200.3578 | 3650.502 | -21.8189 | 1175.339 | 609.5561 | 2373.1982 | 376.7207 | 296.0244 | 209.9989 | -769.3574 | 1229.88 | -1164.2698 | -2425.6135 | -72.3867 | -60.9815 | 4146.2764 | -1178.7111 | -2669.1497 | -405.9324 | -98.563 | 56.8925 | 32.0672 | 4.7037 | -426.216 | 243.6138 | 3.3945 | 2894.7612 | 926.2632 | -590.6669 | 1.0001 | 0.99963 | -1666.5164 | 51.3266 | 3430.8245 | 1504.0243 | 3474.8638 | -288.8676 | -809.4612 | 4409.0029 | 2280.2512 | 908.4005 | 771.2838 | -108.0467 | -940.3584 | 130.597 | 210.1043 | -244.7629
2030-04-26 | 24 | -6.8683 | 1436.6793 | -41.2423 | -337.0213 | -1955.4006 | -947.6938 | -466.3443 | -915.2327 | 771.5015 | -171.277 | 3899.1238 | -3.2652 | 1142.9023 | 510.8718 | 2090.4473 | 284.3906 | 362.5191 | 209.9989 | -757.6522 | 1191.9142 | -1109.9952 | -2223.2793 | -56.6854 | -69.8886 | 4089.9851 | -1444.6981 | -2482.7944 | -500.668 | -105.2372 | 63.3707 | 134.8177 | 3.789 | -254.557 | 294.9085 | 4.0472 | 3033.1501 | 754.1389 | -4.429 | 46.6211 | 449.5636 | -1476.9756 | 203.4628 | 3427.8101 | 1503.5121 | 3605.0544 | -299.3486 | -282.4554 | 4934.5146 | 2358.9077 | 988.2723 | 153.1916 | 254.2899 | -573.7587 | -725.6705 | 210.1043 | -367.328
2030-04-27 | 1 | -8.1935 | 1538.0988 | -40.223 | -342.718 | -1968.9911 | -977.4026 | -1260.6198 | -1351.9537 | 1658.4067 | -128.2022 | 3945.4434 | 25.7379 | 1406.2134 | 401.9479 | 1782.416 | -155.1431 | 365.8495 | 209.9989 | -715.8458 | 1125.873 | -1216.6675 | -2009.4424 | -125.0457 | -82.0038 | 3673.9595 | -1517.6815 | -2236.1238 | -527.4304 | -110.2852 | -73.5747 | 179.501 | 3.0326 | -85.6122 | 261.2952 | 5.6527 | 3146.6665 | 619.9146 | 1.0014 | 349.4547 | 449.3328 | -1326.6295 | 102.1697 | 3196.4641 | 1431.2898 | 3700.6223 | -255.476 | -274.8741 | 5686.6592 | 2313.3423 | 919.7815 | -83.5152 | 0.99503 | -7.4277 | -815.2053 | 210.1042 | -310.7799
2030-04-27 | 2 | -6.7245 | 1603.7814 | -41.5539 | -369.5817 | -1757.6564 | -1066.1923 | -3551.4612 | -482.241 | 2034.3646 | -80.0398 | 3952.0991 | 88.9369 | 1275.5334 | 244.6498 | 1501.2087 | 5.548 | 342.3207 | 209.9989 | -707.8932 | 736.5159 | -1229.0126 | -2270.2192 | -153.0442 | -104.5339 | 3612.0435 | -1633.9142 | -2085.3467 | -567.6385 | -114.8015 | -37.5544 | 498.099 | 0.99868 | 1.2799 | 119.514 | 5.492 | 3233.6931 | 185.7759 | 140.7241 | 446.3265 | 450.11 | -1589.1809 | -15.5834 | 3324.4851 | 1581.5895 | 3692.8491 | 63.4544 | -275.692 | 5384.168 | 2052.5476 | 1163.3608 | -81.4909 | 0.99968 | -114.3238 | 793.6798 | 210.1042 | -330.9232
2030-04-27 | 3 | -16.6835 | 1776.1006 | -45.2472 | -443.2186 | -1320.3142 | -1157.3005 | -6206.9521 | 353.2119 | 2207.2812 | -67.2432 | 3916.0825 | 89.5651 | 1138.4304 | 32.554 | 1239.1792 | 476.6031 | 466.985 | 209.9989 | -607.3531 | 360.1261 | -1090.3323 | -2990.8574 | -223.8681 | -116.0736 | 2898.5999 | -1864.7964 | -1788.0768 | -624.0161 | -127.3298 | -69.3168 | 840.4723 | 1.0012 | 309.3259 | 299.812 | 7.0048 | 3187.4358 | 724.116 | 170.1358 | 481.8145 | 450.1171 | -1759.382 | -352.0031 | 3239.9146 | 1627.3867 | 3495.0095 | 246.6192 | -275.9057 | 5437.9146 | 2209.5703 | 1138.3363 | 1.006 | -50.9817 | 1.0212 | 469.4286 | 210.1042 | -300.4553
2030-04-27 | 4 | -6.8043 | 2328.9958 | -46.431 | -511.3372 | -1031.4138 | -1763.7399 | -9411.8691 | 1971.3179 | 2301.5757 | -71.0645 | 3860.8726 | 46.112 | 1442.8984 | -90.59 | 1184.9436 | 1224.7091 | 319.5957 | 209.9989 | -505.8368 | 26.6174 | -760.2131 | -3414.7808 | -255.5847 | -126.0739 | 2420.3813 | -2166.0452 | -1201.2517 | -871.6508 | -149.2943 | 110.4155 | 1344.1266 | -1702.0956 | 770.3815 | -241.9928 | 6.4392 | 3048.0178 | -238.1585 | 34.4771 | 371.7468 | 450.1836 | -1920.1577 | -502.4088 | 3301.7349 | 1653.7992 | 3389.0801 | 313.5767 | -276.4978 | 5399.3164 | 2039.027 | 937.1885 | 260.3574 | -647.2123 | 641.2077 | 2379.1726 | 210.1043 | -210.4801
2030-04-27 | 5 | 4.8418 | 2551.7473 | -46.5928 | -494.82 | -459.7986 | -2187.0173 | -11102.623 | 3143.7671 | 2325.355 | -58.7044 | 3901.1072 | 40.676 | 1026.2491 | -136.7095 | 1148.3943 | 1907.8907 | 176.1147 | 209.9989 | -408.5146 | 69.3175 | -666.7854 | -4258.6592 | -208.8812 | -107.0993 | 1867.7654 | -2101.1624 | -1489.4785 | -997.6323 | -160.3792 | 264.9318 | 1117.6584 | -3634.3152 | 621.1583 | -699.4525 | 4.1235 | 2165.9597 | -2068.7666 | 1 | 240.4342 | 0.99988 | -2212.0457 | -335.9755 | 2409.0217 | 1365.7052 | 2927.1213 | -306.4435 | -571.0717 | 7212.7568 | 3209.5327 | 855.3653 | 1020.2427 | -1613.7966 | 1294.6934 | 2426.406 | 210.1042 | -69.5319
2030-04-27 | 6 | 16.8442 | 2565.3289 | -44.0246 | -484.2828 | -199.6914 | -2310.2612 | -11944.1914 | 3653.1548 | 2220.4346 | -54.6711 | 3582.5789 | 28.494 | 1992.5002 | -120.1771 | 1153.8641 | 1278.3995 | -450.8022 | 209.9989 | -358.5796 | 138.364 | -765.619 | -3951.3721 | -175.6157 | -80.1251 | 1678.0134 | -1852.0649 | -1635.1682 | -1032.9314 | -158.8449 | 334.9337 | 1190.071 | -4840.2925 | 311.6863 | -1027.97 | 2.364 | 1185.3427 | -2827.1375 | 1.7463 | 306.9141 | 1.1628 | -2012.702 | -119.3948 | 3197.4583 | 1172.2395 | 3513.3115 | -1.8072 | -271.16 | 3333.7959 | -591.9168 | 706.0341 | 695.9521 | -2041.2859 | 1296.735 | 2248.7952 | 210.1042 | -36.2604
2030-04-27 | 7 | 12.8361 | 2354.1174 | -48.7357 | -507.8901 | -130.072 | -2264.4463 | -12143.1328 | 3834.5349 | 2066.5173 | -78.8855 | 3293.3958 | -13.7806 | 2000.6208 | -126.402 | 1242.2762 | 1389.8141 | -466.6973 | 209.9989 | -232.8071 | 110.8 | -686.0665 | -3364.0466 | -125.467 | -96.0963 | 1014.316 | -1882.0088 | -1604.517 | -1025.1766 | -150.2507 | 470.8403 | 1123.7408 | -4651.9038 | 149.5039 | -925.7117 | 1.2636 | 990.1378 | -1961.5201 | 1.0016 | 1.0027 | 219.9107 | -2107.824 | -45.8314 | 3166.5059 | 995.775 | 3141.218 | -2.119 | -274.0455 | 1712.3723 | -2335.929 | 880.0151 | 847.316 | -2150.9324 | 1108.1198 | 3427.2986 | 210.1042 | -76.7686
2030-04-27 | 8 | 0.97034 | 2047.8018 | -56.681 | -540.4954 | -279.8914 | -2092.2849 | -11399.3193 | 3310.8518 | 1758.5421 | -82.5361 | 3622.1304 | 35.487 | 2102.1162 | -17.1117 | 1509.7601 | 1133.9974 | -334.0247 | 209.9989 | -200.7884 | 199.4899 | -703.7469 | -2878.2607 | -92.104 | -90.0221 | 886.3528 | -1990.4301 | -1529.5266 | -978.7486 | -136.4552 | 469.3826 | 1352.9315 | -3503.1714 | 152.5853 | -619.0303 | 1.7544 | 891.4211 | -581.3436 | 1.0928 | 1.0797 | 47.093 | -2283.1199 | -49.8515 | 3803.8386 | 1311.3547 | 3669.9199 | -2.1411 | -271.4429 | 1831.4628 | -1709.3501 | 1046.9945 | 711.568 | -2143.4463 | 501.5253 | 4457.271 | 210.1043 | -177.0467
2030-04-27 | 9 | -2.5216 | 1986.1946 | -59.6554 | -578.6061 | -392.6859 | -2052.917 | -11028.1357 | 2757.9265 | 928.6926 | -73.3014 | 3849.3191 | 94.7313 | 1932.3182 | 63.683 | 1715.449 | 1015.9125 | -288.0269 | 209.9989 | -265.3557 | 321.81 | -938.8507 | -3549.6362 | -93.4144 | -67.9068 | 1141.3394 | -1995.2434 | -1586.8025 | -980.3439 | -132.0081 | 373.4586 | 1599.8917 | -2902.2419 | 152.5708 | -535.4791 | 2.2117 | 605.7713 | -57.394 | -0.97393 | 0.99973 | 449.4258 | -2428.8347 | 0.9939 | 3918.0178 | 1374.8688 | 3723.2141 | -59.0109 | -271.228 | 1543.6002 | -1578.2369 | 1195.6547 | 894.2371 | -2009.8129 | 1.0103 | 5048.8765 | 210.1042 | -223.6098
2030-04-27 | 10 | -3.6521 | 1888.3912 | -61.0749 | -601.7592 | -476.3557 | -1981.2109 | -10944.208 | 2418.3706 | -3.1616 | -126.9371 | 3853.8503 | 115.9461 | 1624.9235 | -14.0816 | 2143.8523 | 958.6725 | -388.2756 | 209.9989 | -212.8267 | 344.3085 | -994.9728 | -3873.7957 | -105.0954 | -70.7649 | 767.7083 | -1958.8849 | -1841.5524 | -962.0721 | -129.4965 | 354.2899 | 1744.0858 | -2721.0171 | -48.1866 | -507.321 | 0.69375 | 331.9505 | 95.3835 | -7.3726 | 121.9958 | 449.2632 | -2273.8235 | 46.9362 | 3991.9829 | 1300.3378 | 4078.2139 | -296.1654 | -270.7999 | 601.4332 | -2357.5195 | 1052.365 | 1579.9098 | -2039.3022 | -1.0035 | 5487.5454 | 210.1042 | -163.1713
2030-04-27 | 11 | -14.346 | 1689.975 | -60.4946 | -662.0723 | -463.2966 | -1893.428 | -11353.8535 | 2433.7969 | 251.2286 | -225.3744 | 3777.6541 | 171.568 | 1424.8827 | -14.9282 | 2096.8416 | 743.7236 | -254.6652 | 209.9989 | -138.0475 | 594.9201 | -984.0238 | -3416.3103 | -50.5983 | -66.5209 | 159.011 | -1934.6588 | -1973.0472 | -942.9521 | -113.9559 | 435.7331 | 2025.9918 | -1091.4705 | -66.4196 | -265.7495 | 0.59485 | 237.1541 | 120.534 | 0.99989 | 273.159 | 449.2657 | -2378.8352 | 158.453 | 3854.5564 | 1271.3625 | 3816.1562 | -2.1461 | -271.0222 | 954.7169 | -1888.8478 | 1161.5427 | 2030.6243 | -2027.7455 | -172.2269 | 6041.0537 | 210.1042 | -108.7817
2030-04-27 | 12 | -15.2777 | 1628.5004 | -61.9731 | -691.0527 | -534.5013 | -1855.0085 | -11557.1055 | 2300.6399 | 151.6224 | -270.2336 | 3810.0532 | 195.0008 | 1839.6151 | 152.9491 | 2104.864 | 604.8285 | -284.646 | 209.9989 | -138.12 | 546.866 | -925.0515 | -3112.501 | -61.0995 | -45.7987 | 239.8237 | -2105.2239 | -1899.1359 | -943.386 | -111.7553 | 466.3397 | 2231.157 | -713.4906 | 66.4075 | -286.6989 | 0.56349 | 99.422 | -140.4289 | -0.87573 | 1.0022 | 449.3947 | -2253.2095 | 117.4422 | 4049.1184 | 1251.9193 | 3970.3335 | -293.4806 | -386.2648 | 157.6784 | -2716.5454 | 1072.4265 | 1714.3334 | -2174.1558 | -112.761 | 7038.8149 | 210.1042 | -88.9823
2030-04-27 | 13 | -8.5112 | 2088.6267 | -57.2779 | -651.4044 | -428.5087 | -1864.1167 | -9987.1084 | 2105.3413 | 1.004 | -241.3409 | 3813.4016 | 195.0002 | 1994.0511 | 350.118 | 2126.0996 | 1333.8354 | -17.8505 | 209.9989 | -176.5575 | 786.4064 | -1052.1155 | -2617.7239 | -103.9441 | -42.0226 | 288.9489 | -1986.563 | -2067.4771 | -942.998 | -126.7734 | 253.0751 | 1944.0439 | -1649.6038 | 265.4012 | -390.737 | 2.9215 | 694.5292 | 500.4594 | -291.1049 | 17.731 | 449.5042 | -2195.6809 | -3.3184 | 3499.6748 | 1155.8439 | 3456.2451 | -293.4092 | -270.9808 | 1009.1439 | -1874.3182 | 1175.7672 | 1279.6908 | -1795.2147 | -285.9102 | 8575.457 | 210.1042 | -154.4959
2030-04-27 | 14 | -21.0942 | 1788.7229 | -60.6825 | -660.219 | -948.1745 | -1485.3689 | -7508.6719 | 724.395 | 165.2184 | -243.2408 | 3804.8413 | 151.7597 | 2020.2363 | 438.2681 | 2204.3767 | 1258.6953 | 185.479 | 209.9989 | -210.461 | 735.1991 | -1321.6637 | -2611.7141 | -151.9716 | -83.7167 | 367.2053 | -2214.4031 | -1897.7056 | -831.2859 | -119.0051 | 73.2336 | 1423.166 | -621.2311 | 454.8492 | 122.933 | 4.2377 | 2333.4136 | 2218.8665 | -617.03 | 0.99896 | 449.6675 | -1690.3145 | -41.958 | 2958.9131 | 1106.0902 | 2941.9858 | -294.7174 | -443.8049 | 2258.3577 | -701.9217 | 1063.9271 | 974.6345 | -1140.6315 | -119.4336 | 10291.5889 | 210.1042 | -170.0225
2030-04-27 | 15 | -25.8173 | 1743.87 | -61.3277 | -614.5677 | -1195.8694 | -1406.9398 | -6541.1963 | 9.6237 | 1.0023 | -248.4845 | 3812.0105 | 52.7854 | 1646.3416 | 458.6323 | 2219.752 | 715.0159 | 353.7077 | 209.9989 | -283.7172 | 709.8649 | -1380.9132 | -3114.6028 | -169.046 | -94.7077 | 565.3877 | -2282.177 | -1784.1021 | -786.8 | -117.2402 | -12.3109 | 1513.9297 | 0.99925 | 544.2856 | 262.5155 | 5.333 | 3096.2161 | 1989.5227 | -618.149 | 0.99583 | 449.7457 | -1680.89 | -98.7338 | 2726.9062 | 1111.0829 | 2774.7493 | -294.5578 | -565.9548 | 3606.8213 | 734.2786 | 1142.118 | 1387.1398 | -970.5545 | -134.4815 | 10221.9678 | 210.1042 | -190.9428
2030-04-27 | 16 | -25.2289 | 1745.9414 | -61.4772 | -599.024 | -1283.0518 | -1409.3994 | -6586.6426 | 0.99582 | 1.0037 | -190.2184 | 3840.7407 | 10.6824 | 1540.1846 | 534.5369 | 2294.9395 | 455.2308 | 260.5269 | 209.9989 | -341.4053 | 915.478 | -1329.7197 | -2654.0613 | -167.8089 | -92.9975 | 953.0818 | -2256.4463 | -1830.5269 | -771.4719 | -115.4278 | -22.196 | 1444.8385 | -0.93772 | 591.6573 | 283.6237 | 5.5587 | 3169.1355 | 1791.9927 | -638.7806 | 0.9971 | 449.7378 | -1624.8503 | -99.7788 | 2754.1836 | 1153.0056 | 2814.0369 | -295.2158 | -490.4296 | 3877.9365 | 573.1984 | 1150.376 | 1574.5131 | -876.1123 | -110.2827 | 9808.2139 | 210.1042 | -194.8451
2030-04-27 | 17 | -24.4331 | 1705.1306 | -60.9277 | -588.281 | -1237.3436 | -1401.2699 | -6662.0903 | 0.99453 | 1.0069 | -180.0833 | 3850.2732 | -15.5142 | 1338.1719 | 578.1068 | 2337.9775 | 144.0622 | 201.5065 | 209.9989 | -372.3597 | 941.261 | -1407.9106 | -3065.1396 | -161.3421 | -86.782 | 1106.1429 | -2180.4285 | -2028.7399 | -759.3566 | -114.1209 | -29.9733 | 1394.5751 | -181.4265 | 569.6063 | 271.5692 | 5.9852 | 3174.0771 | 1291.4269 | -633.322 | 1.0002 | 449.7407 | -1727.5977 | -93.5611 | 2707.833 | 1201.6515 | 2775.5154 | -295.1545 | -522.1686 | 4268.3843 | 757.8925 | 1277.9476 | 1408.4244 | -827.5574 | -380.2018 | 9738.8936 | 210.1043 | -233.5773
2030-04-27 | 18 | -15.6685 | 1867.6124 | -58.9369 | -588.6133 | -1082.7177 | -1577.3644 | -7799.4736 | 543.9382 | 200.2745 | -214.9421 | 3851.781 | -24.5006 | 1327.3441 | 581.9023 | 2343.1602 | 88.2579 | 36.3049 | 209.9989 | -344.0897 | 867.9743 | -1344.3353 | -3123.394 | -170.2756 | -85.2025 | 1105.803 | -2110.5166 | -1967.0142 | -816.4905 | -121.6368 | 20.0504 | 1378.4846 | -1124.5146 | 567.8666 | 40.1457 | 4.7946 | 3067.7119 | 298.8434 | -542.2827 | 125.5712 | 449.5856 | -1669.2911 | -100.8067 | 2834.8318 | 1256.4083 | 3031.344 | -295.8642 | -271.0583 | 4363.417 | 177.7662 | 1115.3066 | 1123.8492 | -935.7505 | -111.9996 | 9002.3594 | 210.1042 | -212.4883
2030-04-27 | 19 | -8.4652 | 1979.2035 | -56.6512 | -593.7723 | -706.5951 | -1738.8123 | -9200.5654 | 1496.2246 | 585.053 | -250.5552 | 3839.4841 | 22.0803 | 1156.4481 | 547.2087 | 2299.3135 | 269.4423 | -66.1117 | 209.9989 | -264.8541 | 877.0659 | -1267.2094 | -3034.6396 | -133.3676 | -82.8921 | 710.585 | -2040.3137 | -2029.2281 | -870.6655 | -123.742 | 138.006 | 1354.1833 | -2022.7223 | 493.7963 | -186.8001 | 3.7009 | 2773.3386 | -371.6847 | -362.2452 | 297.5583 | 449.4287 | -1683.533 | -7.7181 | 3410.8223 | 1326.11 | 3420.7029 | -5.0251 | -271.0432 | 4583.4912 | 218.2625 | 1140.4473 | 1195.7439 | -1226.6414 | -63.0178 | 7931.3418 | 210.1042 | -211.378
2030-04-27 | 20 | -7.1244 | 1951.3586 | -56.4187 | -610.0804 | -968.0854 | -1819.2118 | -10621.7939 | 1253.9926 | 653.0521 | -270.7766 | 3843.7017 | 62.4359 | 1206.5994 | 503.3994 | 2250.7783 | 561.3203 | -96.2217 | 209.9989 | -246.3992 | 919.6649 | -1192.6837 | -3518.3135 | -114.3593 | -77.4774 | 457.7847 | -2018.267 | -2311.5493 | -906.8308 | -118.1579 | 195.5887 | 1272.3274 | -2311.2146 | 364.1148 | -316.627 | 3.4931 | 2481.0632 | -325.1638 | -366.1006 | 274.7991 | 449.4509 | -2126.1189 | -3.4423 | 3466.3943 | 1355.567 | 3481.0906 | -2.8802 | -271.0509 | 4571.6431 | 189.9373 | 1302.0747 | 1472.4089 | -1393.6335 | -318.9814 | 7084.9858 | 210.1043 | -213.4942
2030-04-27 | 21 | -8.4167 | 1854.5591 | -60.2313 | -603.0677 | -881.8627 | -1869.3019 | -10592.8711 | 1248.1295 | 158.5816 | -295.9257 | 3823.6216 | 42.6611 | 1177.1082 | 469.6487 | 2226.5974 | 816.5411 | 38.5365 | 209.9989 | -269.5483 | 939.9848 | -1258.1158 | -3605.0161 | -123.851 | -82.0971 | 617.0618 | -2088.8442 | -2432.502 | -919.8882 | -118.4945 | 157.823 | 1313.1361 | -2280.8115 | 346.357 | -288.2955 | 3.3397 | 2664.8484 | -712.3802 | -0.28413 | 1.0043 | 283.8334 | -1936.6245 | -3.6367 | 3517.7217 | 1342.9802 | 3299.7144 | -2.1296 | -271.1942 | 3096.8694 | -463.5594 | 1203.6544 | 1621.9415 | -1533.1782 | -471.6797 | 6322.5688 | 210.1042 | -163.7184
2030-04-27 | 22 | -6.962 | 1944.5538 | -58.8539 | -575.9296 | -952.6746 | -1874.3833 | -10487.5127 | 1290.5038 | 1.0046 | -363.2291 | 3837.6765 | 26.2717 | 1286.6943 | 461.5122 | 2222.3254 | 1059.7002 | 119.2985 | 209.9989 | -341.0664 | 670.9739 | -1375.1146 | -3615.1602 | -139.1582 | -78.002 | 1120.9197 | -2104.2336 | -2420.1252 | -920.5298 | -127.2554 | 139.2633 | 1328.7589 | -2289.0662 | 362.6717 | -280.6607 | 3.5873 | 2705.4524 | -1270.3308 | -0.27206 | 35.136 | 449.482 | -1829.1656 | 0.9998 | 3605.8486 | 1337.7498 | 3700.9958 | -287.1348 | -270.9581 | 2961.1072 | -1139.9386 | 1148.8407 | 1253.157 | -949.94 | -270.0507 | 5388.3223 | 210.1042 | -183.6204
2030-04-27 | 23 | -4.3437 | 2016.5394 | -55.1222 | -557.4561 | -1021.9896 | -1921.743 | -10521.7598 | 1447.3459 | 702.3806 | -252.315 | 3828.4346 | -43.9622 | 1260.7773 | 464.5077 | 2239.6689 | 1028.0143 | 168.6484 | 209.9989 | -379.0767 | 469.5926 | -1287.1646 | -3222.531 | -135.5434 | -84.5381 | 1358.9791 | -2169.5503 | -2161.7588 | -939.051 | -130.1276 | 156.6289 | 1397.5242 | -2144.0879 | 504.8231 | -298.0404 | 4.5804 | 2994.9885 | -1444.6895 | -182.676 | 240.3689 | 449.3273 | -1680.1262 | 0.99575 | 3352.2996 | 1328.8617 | 3716.3635 | -292.3881 | -270.8588 | 3538.5828 | -709.9141 | 1214.4332 | 940.6943 | -937.8002 | 0.97338 | 5250.7041 | 210.1042 | -288.0105
2030-04-27 | 24 | 3.5777 | 2097.7429 | -48.1821 | -550.5858 | -995.7026 | -2000.9591 | -11310.543 | 1911.4147 | 1106.5231 | -154.4097 | 3780.9065 | 29.7316 | 1508.5312 | 400.1129 | 2183.3225 | 1406.4319 | 116.0165 | 209.9989 | -328.9465 | 418.8924 | -1146.7103 | -3399.0891 | -150.0689 | -66.4931 | 1046.0985 | -1993.5458 | -1951.7239 | -962.0445 | -129.1703 | 169.4465 | 1579.1365 | -2895.3831 | 592.959 | -577.2084 | 4.2662 | 2463.7922 | -1880.0679 | -71.7906 | 77.1538 | 449.4302 | -1713.9727 | -36.8289 | 3476.7261 | 1278.8992 | 3729.4778 | -301.4415 | -271.186 | 2720.436 | -1300.8794 | 1126.9927 | 282.6678 | -797.4573 | -2.3295 | 4574.4795 | 210.1042 | -319.466
2030-04-28 | 1 | 19.5369 | 2325.0586 | -37.0176 | -505.9398 | -532.7305 | -2169.1055 | -11853.1924 | 2604.8467 | 1834.3567 | -73.7471 | 3728.1548 | 125.4333 | 2076.3977 | 282.8423 | 1855.3595 | 2205.4451 | -192.8634 | 209.9989 | -376.5735 | 281.641 | -666.7108 | -4248.2573 | -220.5851 | -19.8974 | 1449.1926 | -1628.8221 | -2004.7682 | -1003.8309 | -142.2944 | 209.7272 | 1471.4509 | -4203.2554 | 316.1266 | -1069.7291 | 2.179 | 680.7163 | -3068.9045 | -542.3167 | 0.99811 | 449.5423 | -2026.1907 | -147.2623 | 3096.4028 | 1241.8885 | 3540.1921 | -309.6564 | -271.0654 | 2760.5923 | -1212.7571 | 945.8043 | 254.3322 | -1310.6472 | 471.1222 | 4180.583 | 210.1042 | -165.0402
2030-04-28 | 2 | 10.2452 | 2613.1643 | -43.2381 | -492.3302 | -91.657 | -2307.8298 | -11591.1045 | 3031.2888 | 2106.4878 | -53.0494 | 3630.6069 | 83.3154 | 2138.9165 | 87.0035 | 1492.4474 | 1230.6965 | -591.6301 | 209.9989 | -401.2928 | 258.4218 | -524.3279 | -4532.0527 | -243.8867 | 7.1049 | 1849.975 | -1843.9609 | -2297.4419 | -1035.798 | -160.4305 | 178.704 | 1504.3796 | -3065.7097 | 168.1643 | -941.1833 | 0.78671 | 392.5041 | -3322.2532 | 1.0029 | 483.6068 | 1.0007 | -2269.2451 | -187.506 | 2440.0547 | 1072.4631 | 3092.9382 | -2.0717 | -273.8542 | 1695.9922 | -2532.6406 | 687.7562 | 7.6733 | -1954.1002 | 1461.738 | 2937.7493 | 210.1042 | -30.7338
2030-04-28 | 3 | -10.0717 | 2456.125 | -47.8375 | -483.7743 | -232.7374 | -2205.4419 | -10946.7676 | 2688.5251 | 2273.4109 | -66.4928 | 3623.4792 | 24.0612 | 2103.6682 | -18.8863 | 1384.4608 | 1068.9374 | -276.3358 | 209.9989 | -104.421 | 188.5571 | -450.7588 | -4388.4414 | -251.2296 | -40.7018 | 383.2799 | -2077.7173 | -2153.1926 | -1012.9451 | -154.6455 | 179.2734 | 1779.9563 | -738.0536 | 355.3 | -515.8877 | 0.79107 | 777.2676 | -1715.7872 | -2.0958 | 478.4439 | 1.0006 | -2222.8604 | -281.4861 | 2327.3591 | 938.4332 | 3015.4465 | -2.0895 | -271.4808 | 1869.0941 | -2308.5374 | 581.5213 | -45.8843 | -1937.2253 | 1736.1312 | 3466.8728 | 210.1042 | -3.875
2030-04-28 | 4 | -12.8297 | 2475.1211 | -48.4649 | -419.7626 | -84.3737 | -2260.5298 | -11196.6055 | 3104.0415 | 2360.8364 | -75.782 | 3619.9468 | -0.97304 | 2093.0554 | -93.4134 | 1356.3983 | 1483.2902 | -148.0641 | 209.9989 | -77.6986 | 124.2026 | -408.2965 | -4357.2798 | -233.815 | -50.279 | 324.4878 | -2107.1238 | -1986.3976 | -1014.7367 | -157.8901 | 248.5749 | 1846.7502 | -1120.2794 | 389.2811 | -486.1895 | 0.79452 | 916.5243 | -1726.7108 | 0.99964 | 463.3319 | 1.001 | -2235.2029 | -195.3661 | 2213.5742 | 913.6279 | 2886.7747 | -2.0394 | -273.8852 | 1782.2614 | -2455.7249 | 641.8261 | 0.96982 | -1399.6724 | 1644.1564 | 2817.5918 | 210.1042 | -19.5274
2030-04-28 | 5 | -2.7903 | 2711.6257 | -45.3855 | -430.7091 | 56.2869 | -2369.0637 | -11939.5957 | 3493.5818 | 2379.3447 | -63.3436 | 3650.3462 | 15.6643 | 2099.1807 | -119.1885 | 1284.0397 | 1635.2212 | -218.0216 | 209.9989 | -91.7592 | 7.6744 | -388.0122 | -4509.3154 | -270.3312 | -46.673 | 432.0887 | -1975.4155 | -1567.4075 | -1042.8572 | -171.3616 | 225.3785 | 1797.231 | -1644.8031 | 424.6101 | -693.0994 | 0.79158 | 910.766 | -2345.1575 | 1.0006 | 498.3511 | 0.99976 | -2232.395 | -306.2413 | 2155.23 | 959.2859 | 2841.5535 | -2.0148 | -273.8001 | 2171.4939 | -2013.3903 | 574.7698 | 19.053 | -1442.0077 | 1765.3545 | 368.9631 | 210.1042 | -9.3491
2030-04-28 | 6 | -4.101 | 2732.7249 | -46.6382 | -421.2545 | 136.1622 | -2366.4907 | -11963.9863 | 3536.2407 | 2335.6064 | -59.8544 | 3695.7451 | 32.5733 | 2113.2314 | -143.3686 | 1307.2788 | 1605.6337 | -139.4796 | 209.9989 | -99.1449 | 28.1249 | -470.8777 | -4596.5674 | -287.0027 | -47.9714 | 420.8405 | -2018.3341 | -1626.5796 | -1042.1483 | -173.9408 | 186.2911 | 1869.8656 | -1604.0388 | 465.0649 | -686.1907 | 0.79315 | 960.2147 | -2205.8745 | -1.8148 | 381.1533 | 1.0022 | -2249.7114 | -287.7749 | 2027.8192 | 1083.4713 | 2634.4106 | -2.411 | -275.9568 | 2052.0759 | -2091.5667 | 593.2564 | 91.9304 | -1586.4956 | 1694.5922 | -914.4862 | 210.1042 | -13.7486
2030-04-28 | 7 | 2.322 | 2721.5039 | -47.0152 | -401.5939 | 246.8768 | -2306.9875 | -12350.6006 | 3728.7532 | 2213.7397 | -94.6431 | 3652.7207 | 0.99859 | 1952.1646 | -71.6386 | 1448.5787 | 1404.8972 | -235.3459 | 209.9989 | -82.7858 | 27.3668 | -508.6892 | -4475.0459 | -298.6971 | -47.986 | 282.6832 | -2037.4193 | -1619.8723 | -1027.6907 | -176.5661 | 174.7214 | 1825.5801 | -2367.8618 | 429.8352 | -816.4145 | 0.81453 | 850.0501 | -3090.0137 | -157.0309 | 467.6041 | 0.99997 | -2288.478 | -332.0762 | 1829.759 | 925.9086 | 2434.3193 | 0.99926 | -278.4124 | 3597.9509 | -531.424 | 651.6274 | 399.6959 | -1779.8798 | 1650.4615 | -314.2567 | 0.10427 | -41.574
2030-04-28 | 8 | -1.9498 | 2622.9622 | -51.622 | -440.6343 | 340.0282 | -2374.7417 | -12587.7773 | 3810.0083 | 2011.3068 | -87.9566 | 3721.4761 | 6.3461 | 2013.9056 | -74.5774 | 1501.105 | 1221.9298 | -229.8791 | 209.9989 | -75.8485 | 250.4864 | -481.9113 | -4232.8066 | -247.2292 | -47.7873 | 328.3521 | -1998.5769 | -1625.9454 | -1040.7977 | -169.1323 | 256.9367 | 1884.1941 | -1688.1464 | 411.2021 | -712.8317 | 0.80145 | 744.3035 | -2555.1494 | -10.809 | 446.2732 | 0.99959 | -2441.1729 | -227.3916 | 2136.9167 | 1076.2495 | 2647.5784 | 0.99008 | -278.0624 | 3243.0547 | -623.2584 | 789.2891 | 670.9785 | -2166.8254 | 1447.0597 | 593.3943 | 210.1042 | -55.0415
2030-04-28 | 9 | -12.1824 | 2415.7268 | -58.8875 | -357.3965 | 271.8944 | -2406.6399 | -11966.9053 | 3473.1533 | 1373.8433 | -121.9379 | 3759.4734 | 96.8806 | 2119.8586 | -18.9944 | 1627.5549 | 1186.0614 | -231.1564 | 209.9989 | -257.9568 | 326.7331 | -463.9472 | -4002.6475 | -211.9376 | -15.4954 | 955.2401 | -2113.0981 | -1547.0691 | -1037.2742 | -161.2887 | 296.5087 | 2137.2061 | -1552.3457 | 391.8037 | -584.0991 | 0.70939 | 541.0338 | -2434.3027 | -1.8128 | 233.2073 | 1.0008 | -2514.4514 | -201.3907 | 2700.0144 | 1078.0353 | 2932.8342 | -2.1343 | -271.9525 | 2860.5342 | -1008.7729 | 817.2063 | 544.8995 | -2700.7341 | 1229.9062 | 3876.5803 | 210.1043 | -45.8212
2030-04-28 | 10 | -16.5025 | 2036.2054 | -62.2052 | -370.3017 | 180.3217 | -2322.2388 | -11707.8633 | 3260.1472 | 790.2782 | -122.2373 | 3773.7764 | 95.1974 | 1945.7112 | 216.8174 | 1979.7377 | 1226.4475 | -248.7301 | 209.9989 | -248.5229 | 348.1832 | -594.7631 | -3973.0068 | -171.7495 | -6.3425 | 865.4913 | -2224.5876 | -1561.2067 | -1014.7083 | -137.639 | 365.8813 | 2406.2151 | -981.357 | 429.7584 | -506.157 | 0.71969 | 343.6572 | -2288.8948 | -506.9177 | 0.99955 | 296.4459 | -2222.1123 | -104.621 | 3363.0122 | 1217.0375 | 3516.6353 | -233.1155 | -271.2565 | 2615.2324 | -1407.7281 | 1011.2753 | 809.4816 | -2231.3303 | 1.01 | 5632.3633 | 210.1042 | -147.7807
2030-04-28 | 11 | -21.3337 | 1893.517 | -63.0912 | -386.3182 | -5.8759 | -2202.8042 | -11628.543 | 2778.5886 | 1.003 | -122.2479 | 3800.064 | 83.343 | 1736.8088 | 214.3297 | 1977.4203 | 905.3168 | -273.4864 | 209.9989 | -289.0939 | 495.4902 | -644.5126 | -3626.4529 | -146.9066 | 9.8089 | 1111.6005 | -2312.4734 | -1961.4465 | -990.0034 | -127.6018 | 359.1503 | 2474.5168 | -667.6325 | 369.4386 | -411.6949 | 0.71784 | 115.9075 | -2127.0247 | -477.2607 | 1.0006 | 360.3408 | -2220.0134 | -95.9717 | 3537.6038 | 1169.6492 | 3724.5232 | -305.622 | -270.96 | 2750.554 | -1038.2056 | 1027.739 | 820.9917 | -2135.6631 | -470.0907 | 5979.9019 | 210.1043 | -183.6696
2030-04-28 | 12 | -22.7142 | 1598.4349 | -64.7446 | -583.5338 | -402.8819 | -1930.9224 | -10879.9346 | 2111.5444 | 1.0045 | -122.2558 | 3816.644 | 71.3659 | 1663.9584 | 261.0824 | 2005.2172 | 682.6211 | -320.6525 | 209.9989 | -330.4917 | 580.9037 | -634.9554 | -3229.3298 | -105.6799 | -10.583 | 1511.2318 | -2335.9336 | -2189.0747 | -948.4833 | -107.8275 | 395.4712 | 2306.417 | 1.0002 | 311.4953 | -246.0181 | 0.72346 | 144.5252 | -550.211 | -460.4674 | 1.002 | 449.573 | -2270.2729 | -3.667 | 3587.4158 | 1175.438 | 3755.6658 | -302.1324 | -270.9649 | 2393.8762 | -1210.4364 | 1096.2936 | 1034.7047 | -2140.8169 | -497.7761 | 8137.7139 | 0.10427 | -182.7853
2030-04-28 | 13 | -25.0492 | 1875.3514 | -53.8963 | -582.55 | -238.0678 | -1817.9851 | -10150.0029 | 2235.4717 | 1.006 | -107.6886 | 3809.4885 | 78.6128 | 1772.7648 | 281.3662 | 1923.8232 | 535.9801 | -367.1641 | 209.9989 | -269.8923 | 656.2714 | -593.507 | -2643.8196 | -116.2747 | -12.7306 | 1090.9016 | -2339.7944 | -2351.3521 | -922.5721 | -117.6649 | 353.0526 | 2038.4093 | 5.1092 | 248.2302 | -128.4996 | 0.80561 | 2.9271 | 1048.0045 | -1.2656 | 28.2118 | 449.4405 | -2244.9507 | -44.3149 | 3985.2839 | 1190.7172 | 4161.4717 | -300.7864 | -270.9659 | 1919.4832 | -1621.731 | 1008.3517 | 955.1556 | -1814.5077 | -233.1626 | 6628.9561 | 0.10427 | -168.8683
2030-04-28 | 14 | -19.7165 | 1783.1628 | -54.5635 | -675.4285 | -548.1385 | -1585.7355 | -8869.1816 | 1375.8226 | 1.0025 | -95.2981 | 3789.3096 | 106.8613 | 1886.6886 | 261.0615 | 1868.3518 | 807.9047 | -479.9081 | 209.9989 | -244.7777 | 649.8714 | -684.8166 | -3153.5537 | -165.4946 | -14.5915 | 748.3603 | -2420.248 | -2237.8816 | -886.3228 | -114.8597 | 227.2734 | 1852.9503 | 144.7321 | 247.9272 | -125.736 | 0.81076 | 3.301 | 2807.5889 | -217.3375 | 309.6647 | 449.2421 | -2226.0828 | -186.5535 | 3719.9436 | 1171.9935 | 4171.5044 | -300.2097 | -270.9836 | 2189.2053 | -1459.849 | 914.1241 | 857.6487 | -1395.3915 | -7.2126 | 6213.085 | 0.10427 | -156.2331
2030-04-28 | 15 | -20.5702 | 1741.0636 | -55.8622 | -659.243 | -614.6608 | -1553.2484 | -8472.2129 | 1068.5199 | 385.3912 | -119.6434 | 3752.2625 | 72.7247 | 1745.7701 | 278.4567 | 1890.5509 | 1042.5494 | -410.1959 | 209.9989 | -206.2396 | 671.8618 | -807.4841 | -3957.4612 | -178.1565 | -21.9767 | 229.066 | -2317.4565 | -2268.0562 | -871.6254 | -114.1969 | 174.7352 | 1729.4589 | 120.9697 | 252.4257 | -117.2648 | 0.83689 | 404.9477 | 2527.8127 | -163.9316 | 411.8698 | 449.1553 | -2274.6611 | -214.7024 | 3639.1313 | 1186.39 | 4184.2588 | -298.8431 | -303.5841 | 2698.1475 | -953.2858 | 1012.3027 | 1460.9229 | -1345.3197 | 1.0073 | 6514.8262 | 0.10427 | -159.8759
2030-04-28 | 16 | -38.8693 | 1050.1559 | -61.3267 | -688.6651 | -1046.5265 | -1062.3475 | -7033.0967 | 28.1026 | 1.0061 | -154.4947 | 3729.5574 | -22.2456 | 1758.7246 | 180.0615 | 1789.1417 | 609.542 | -150.3767 | 209.9989 | -192.1649 | 779.9835 | -881.7725 | -4202.7246 | -134.1584 | -31.2059 | 82.8345 | -2276.1772 | -2389.231 | -722.9109 | -88.7592 | 180.1751 | 1593.2589 | 2589.8027 | 151.1833 | 429.9354 | 0.84275 | 557.1572 | 4023.8103 | -470.0877 | 0.99816 | 449.5985 | -2337.9268 | -150.0793 | 3460.6211 | 1157.1246 | 3620.0264 | -298.1258 | -861.97 | 2841.5764 | -995.0229 | 1136.2675 | 1257.7601 | -942.1349 | -448.0114 | 7902.79 | 0.10427 | -185.8214
2030-04-28 | 17 | -32.1857 | 1460.1876 | -62.5265 | -727.1462 | -1019.0524 | -1356.1747 | -8068.4697 | 293.9118 | 1.0054 | -125.3341 | 3724.9385 | 33.4019 | 1829.7799 | 209.8401 | 1750.7795 | 629.6765 | -290.051 | 209.9989 | -177.3297 | 629.6115 | -885.2219 | -4358.3608 | -182.1332 | -41.0475 | 58.6139 | -2373.3328 | -2068.0396 | -816.2858 | -102.0741 | 153.3757 | 1470.0798 | 1844.8478 | 221.1128 | 171.9951 | 0.83032 | 610.7639 | 2797.2629 | -439.4679 | 102.0335 | 449.5105 | -2319.0542 | -287.1319 | 3466.9939 | 1153.3182 | 3736.749 | -297.4757 | -756.1231 | 2682.8604 | -1504.5215 | 1005.5999 | 1077.7473 | -1003.8836 | -43.8043 | 8532.251 | 0.10427 | -157.5652
2030-04-28 | 18 | -19.9901 | 1653.5718 | -58.7408 | -710.7932 | -758.6128 | -1562.9446 | -8996.8594 | 661.9775 | 1.0025 | -122.2948 | 3738.0374 | 63.9579 | 1856.2516 | 275.1461 | 1849.4911 | 969.9207 | -401.4211 | 209.9989 | -175.3094 | 583.2118 | -866.0925 | -4094.4744 | -187.6964 | -37.3881 | 191.1122 | -2231.239 | -1921.4666 | -873.3211 | -107.4011 | 180.369 | 1412.7426 | 553.3575 | 174.493 | -117.9234 | 0.83066 | 509.8838 | 1465.1229 | -516.7896 | 0.99741 | 449.5918 | -2322.9973 | -287.3472 | 3527.1172 | 1176.5681 | 3678.7944 | -296.7153 | -756.0765 | 2638.7656 | -1872.5571 | 975.3063 | 1129.3627 | -1266.8875 | -125.7468 | 9498.085 | 210.1042 | -133.3618
2030-04-28 | 19 | -9.9664 | 1844.6072 | -50.9143 | -672.3664 | -404.5579 | -1878.903 | -11374.5508 | 1629.6033 | 1.0051 | -112.9468 | 3758.5767 | 72.3102 | 1703.9589 | 276.2762 | 1892.0575 | 1230.2631 | -495.2269 | 209.9989 | -160.7797 | 336.6235 | -823.4777 | -4157.8989 | -192.3055 | -40.7331 | 210.7356 | -2224.176 | -1697.026 | -953.5541 | -112.6933 | 341.3832 | 1574.7467 | -469.5324 | 349.212 | -456.6996 | 0.81538 | 455.5521 | -746.6969 | -516.2576 | 4.7919 | 449.6702 | -2337.5881 | -285.3848 | 3578.5959 | 1221.8392 | 3725.75 | -299.9071 | -590.8159 | 2774.6516 | -1999.5924 | 974.3654 | 1383.863 | -1843.9655 | -122.4063 | 9660.9277 | 210.1042 | -102.5505
2030-04-28 | 20 | -20.3588 | 1541.3713 | -66.1042 | -536.5089 | -516.0176 | -1955.5426 | -11403.0078 | 1408.5138 | 1.0023 | -122.0884 | 3780.4944 | 190.7303 | 1559.5017 | 185.9735 | 1779.802 | 1144.2009 | -468.4818 | 209.9989 | -156.4614 | 343.2614 | -869.7103 | -4648.7319 | -202.5553 | -52.2113 | 167.7664 | -2297.1182 | -1719.1111 | -954.7648 | -107.4146 | 301.5364 | 1664.4568 | 1.0018 | 348.6274 | -412.0381 | 0.69229 | 604.0031 | -1428.2102 | -431.0876 | 153.1323 | 449.4088 | -2412.6614 | -345.8541 | 3732.0972 | 1255.9591 | 3991.7351 | -289.6563 | -270.8933 | 2768.1853 | -2143.9958 | 945.1966 | 1212.4291 | -1725.2568 | -283.7733 | 9607.457 | 210.1043 | -91.0007
2030-04-28 | 21 | -20.758 | 1548.8954 | -69.3026 | -532.8514 | -551.2265 | -1969.9641 | -11329.9014 | 1342.3632 | 54.6848 | -122.1034 | 3691.4275 | 183.2211 | 1490.4125 | 175.1769 | 1784.5706 | 970.3669 | -451.6499 | 209.9989 | -161.0037 | 320.945 | -837.2837 | -4352.5762 | -220.2806 | -48.2331 | 212.1665 | -2281.9395 | -1366.9604 | -952.0328 | -110.445 | 271.7712 | 1708.4518 | 1.0039 | 365.0728 | -420.2108 | 0.7119 | 428.2794 | -1493.9554 | 1.0012 | 118.1615 | 449.4302 | -2340.9084 | -396.0587 | 3903.2021 | 1270.2778 | 3884.8948 | -2.3844 | -270.6735 | 3215.7544 | -1623.1866 | 817.0419 | 1312.8752 | -1597.6226 | -1.2045 | 9281.7344 | 210.1042 | -36.4226
2030-04-28 | 22 | -23.7725 | 1455.1017 | -68.5754 | -488.7941 | -283.166 | -1966.8638 | -11925.2529 | 1829.8861 | 1.0054 | -122.1152 | 3764.0747 | 187.3036 | 1911.203 | 186.354 | 1863.5214 | 842.7022 | -393.7827 | 209.9989 | -177.1204 | 337.5458 | -695.2905 | -3455.9021 | -173.7645 | -40.2104 | 340.556 | -2302.7153 | -1303.2784 | -942.0144 | -106.061 | 387.3686 | 1871.6118 | 0.99572 | 381.7182 | -386.3735 | 0.69198 | 351.127 | -1659.1761 | -273.9242 | 112.8275 | 449.4278 | -2248.4092 | -226.6826 | 3792.8293 | 1201.1884 | 4002.9771 | -284.8246 | -270.8936 | 2448.072 | -2376.0068 | 829.6092 | 1545.3301 | -1828.0238 | -1.3624 | 8367.4053 | 210.1043 | -28.5202
2030-04-28 | 23 | -25.5303 | 1581.2928 | -62.5668 | -384.7784 | -176.6384 | -2067.5225 | -13324.2949 | 2669.7671 | 1076.2834 | -225.0875 | 3770.1963 | -2.5527 | 1812.8384 | 57.1497 | 1738.7808 | 873.3893 | -251.1421 | 209.9989 | -210.2785 | 367.8571 | -551.5355 | -2866.1677 | -131.2043 | -42.5278 | 704.1866 | -2320.0916 | -1241.8514 | -958.526 | -109.575 | 485.1432 | 1846.0497 | -18.1505 | 388.6912 | -390.9741 | 0.6913 | 535.4007 | -2357.7539 | -435.0974 | 197.3018 | 449.4079 | -2148.4058 | -58.7952 | 3677.7954 | 1209.3645 | 3865.1477 | -91.671 | -271.061 | 2500.1589 | -2512.0852 | 878.45 | 978.9396 | -1566.6644 | 1.012 | 5465.377 | 210.1042 | -123.7963
2030-04-28 | 24 | -15.007 | 2095.6545 | -51.3864 | -347.8811 | -191.4686 | -2262.4954 | -13239.042 | 2958.6963 | 1924.8497 | -162.0574 | 3775.5867 | -73.3474 | 1355.1447 | -8.2797 | 1707.2539 | 1063.4476 | -206.5126 | 209.9989 | -198.9406 | 451.1098 | -510.7111 | -2815.5081 | -135.556 | -61.87 | 518.4179 | -1958.8898 | -1568.8306 | -1007.078 | -131.2118 | 372.6911 | 1849.2313 | -134.2164 | 215.8135 | -494.5987 | 0.70458 | 851.1724 | -3006.5171 | -1.5645 | 218.3913 | 1.0008 | -2146.7278 | 62.2816 | 2029.1129 | 1184.729 | 2587.4922 | -305.992 | -542.2757 | 7125.8667 | 2200.2678 | 784.2239 | 940.1768 | -1601.3606 | 1244.4604 | 3285.9019 | 0.10427 | -34.4766
2030-04-29 | 1 | -18.1221 | 2295.3564 | -49.2174 | -355.826 | 200.8455 | -2306.9656 | -13349.0703 | 4614.5532 | 1374.8812 | -318.7023 | 3766.594 | -1.1958 | 1989.4653 | -299.3902 | 978.2614 | 1032.8987 | -191.4018 | 209.9989 | -27.3093 | 61.3293 | -561.4197 | -3149.9719 | -83.9678 | -86.5707 | -631.3057 | -1950.3494 | -1086.3739 | -985.2549 | -145.1275 | 521.6169 | 1395.4109 | 0.99958 | 216.2122 | -366.1528 | 0.65565 | 393.3854 | -1831.5796 | -171.6282 | 770.8174 | 1.001 | -1980.9443 | 295.607 | 3028.7114 | 1276.5509 | 3895.7205 | 0.99796 | -274.7665 | 2059.9651 | -1287.4877 | 788.6217 | -381.1447 | -650.2564 | 1284.229 | -108.5929 | 210.1042 | -56.3699
2030-04-29 | 2 | -18.903 | 2372.4094 | -47.7233 | -340.5317 | 496.4025 | -2290.3975 | -12571.2217 | 5190.873 | 1621.5558 | -145.3697 | 3658.9568 | -188.2525 | 2091.4189 | -235.4994 | 1111.3058 | 1230.1453 | -13.0824 | 209.9989 | 0.76997 | -114.2123 | -280.162 | -1959.545 | -93.7746 | -110.542 | -439.1072 | -1976.0565 | -780.0967 | -970.5942 | -156.0464 | 605.6362 | 1361.6427 | 1.0064 | 259.0235 | -301.6202 | 1.1718 | 745.6193 | -1627.0806 | -59.6732 | 555.8614 | 1.0019 | -1933.3423 | 191.9429 | 2990.6733 | 1286.0931 | 3699.6458 | -2.2305 | -274.7812 | -76.8932 | -3240.9377 | 531.533 | -827.7222 | -823.9374 | 1676.1798 | -1467.7278 | 210.1043 | 4.1792
2030-04-29 | 3 | -17.9456 | 2262.668 | -47.1674 | -342.5293 | 371.3161 | -2245.3738 | -11514.8418 | 4734.916 | 1393.5354 | -145.3527 | 3619.7505 | -192.0523 | 2077.6797 | -268.4678 | 1050.4971 | 280.5405 | -36.2454 | 209.9989 | 10.8202 | -93.516 | -204.1644 | -1615.7247 | -96.0499 | -109.3453 | -472.3147 | -1975.3759 | -596.3499 | -956.4205 | -148.5727 | 583.4929 | 1337.9824 | 42.8897 | 349.0606 | -280.7881 | 1.9977 | 849.4258 | -1736.4088 | -158.8991 | 405.5503 | 0.99953 | -1970.0415 | 149.4774 | 2865.8701 | 1169.5079 | 3544.3401 | -90.978 | -272.0812 | -6.0352 | -3223.5281 | 530.7156 | -758.8234 | -884.3732 | 1649.2487 | 1471.6401 | 210.1043 | 12.9821
2030-04-29 | 4 | -17.9483 | 2104.1565 | -47.5278 | -443.161 | 364.8102 | -2076.9114 | -10886.6865 | 4606.5918 | 1507.2192 | -135.1264 | 3625.5852 | -175.5302 | 2093.0786 | -305.9885 | 936.8934 | -148.7129 | -43.7762 | 209.9989 | 53.511 | -91.4588 | -175.1114 | -937.4401 | -69.6512 | -116.1652 | -573.1948 | -1915.3943 | -369.4135 | -918.6163 | -140.8278 | 628.1042 | 1219.1388 | 7.0101 | 315.9969 | -178.9284 | 2.3953 | 886.8572 | -1288.1849 | -173.8367 | 377.1053 | 0.99673 | -1997.7714 | 205.7516 | 2850.4915 | 1152.2292 | 3481.2903 | -97.8483 | -272.1275 | -70.9331 | -3280.7192 | 541.8405 | -538.4996 | -1025.1006 | 1677.7289 | 1863.6827 | 210.1042 | 30.0054
2030-04-29 | 5 | -18.5901 | 1809.0984 | -33.9057 | -452.0281 | 441.3476 | -1804.8523 | -10485.4707 | 4533.0459 | 1476.5062 | -141.6126 | 3678.4666 | -194.9616 | 1923.4135 | -268.2455 | 922.7383 | -86.353 | -95.1583 | 209.9989 | 80.254 | 15.4409 | -298.5572 | -501.0876 | -4.5596 | -112.8092 | -678.8068 | -1883.085 | -657.6389 | -855.5167 | -127.6472 | 707.7296 | 1004.6047 | 715.338 | 133.0571 | 15.2844 | 2.3332 | 738.5691 | -288.6967 | -34.8217 | 715.8414 | 1.0025 | -2116.2708 | 357.7878 | 2778.4927 | 1236.2153 | 3604.1545 | 0.99932 | -278.6677 | 1701.7437 | -1610.9092 | 757.7637 | 1.0023 | -1580.6692 | 1271.6918 | 1796.0942 | 210.1043 | -19.0836
2030-04-29 | 6 | -11.2584 | 1706.1421 | -41.0363 | -534.3328 | 457.1636 | -1617.9413 | -10478.4521 | 4456.4365 | 1347.7416 | -49.3669 | 3743.2275 | 26.8686 | 1970.85 | -115.2494 | 1115.4359 | 149.4732 | -197.55 | 209.9989 | -57.1016 | -238.2818 | -514.06 | -1202.4146 | -56.8567 | -86.904 | 45.3398 | -2113.4392 | 60.2521 | -813.1028 | -128.2753 | 722.0375 | 1119.603 | 626.1113 | 209.9564 | -83.4702 | 2.5132 | 485.5281 | -63.2982 | -78.7743 | 584.0277 | 0.77703 | -2135.429 | 285.3476 | 3068.4214 | 1217.1094 | 3687.791 | 1.0052 | -262.7184 | 2104.6809 | -1636.4424 | 738.2137 | 0.98056 | -1708.9125 | 1217.0535 | 1642.7177 | 210.1042 | 25.1396
2030-04-29 | 7 | -0.037683 | 1762.4359 | -38.2907 | -472.7015 | 239.4488 | -1498.4879 | -9614.1855 | 3670.7385 | 169.543 | -55.6136 | 3896.0784 | 121.4535 | 1826.3545 | -119.414 | 1505.2795 | 382.6469 | -343.5727 | 209.9989 | -112.5732 | -218.8128 | -795.3429 | -2648.4216 | -147.1819 | -60.1524 | 622.6999 | -1666.0793 | 9.4703 | -767.1559 | -143.8352 | 506.868 | 1086.3929 | -438.5695 | 16.4663 | -293.4767 | 2.5282 | 79.3014 | -903.358 | -689.4729 | 215.6412 | 449.5247 | -2171.6909 | 15.5841 | 2899.3467 | 1222.1505 | 3361.9536 | -301.4768 | -344.3066 | 2291.2722 | -1388.7531 | 571.6587 | -150.1758 | -1799.3881 | 1299.6719 | 1881.7023 | 0.10427 | 106.6731
2030-04-29 | 8 | 2.2621 | 1317.6117 | -34.7278 | -431.4024 | 0.99777 | -1133.3301 | -8966.1592 | 2908.2551 | -3.1703 | -81.2963 | 3931.9417 | 169.161 | 1624.2166 | 299.7841 | 1809.4349 | 590.9745 | -358.5445 | 209.9989 | -163.9001 | 37.6046 | -973.5148 | -2593.387 | -124.905 | -37.9273 | 863.5057 | -1308.0721 | -461.8849 | -654.3909 | -125.9257 | 432.7972 | 1014.7147 | -205.398 | -177.3772 | -210.9521 | 3.3594 | -317.3249 | -504.5217 | -902.9002 | 0.9964 | 449.7184 | -2200.9011 | 1.0028 | 3028.2134 | 1176.1198 | 3166.0405 | -284.9125 | -1288.6312 | 1080.9438 | -2682.8049 | 833.6295 | 0.99504 | -1711.2969 | 526.7396 | 1702.0219 | 210.1043 | 136.1669
2030-04-29 | 9 | 7.0511 | 1323.1793 | -28.9814 | -442.5986 | -146.1277 | -1105.0854 | -9230.1553 | 2640.7495 | -151.12 | -129.6296 | 3980.0784 | 151.8148 | 1554.1051 | 478.211 | 2199.6826 | 519.25 | -387.0271 | 209.9989 | -205.4332 | -21.1843 | -1023.9582 | -1924.5013 | -144.5236 | -35.9884 | 1281.3564 | -1225.6849 | -6.129 | -655.496 | -124.5403 | 405.0248 | 1270.4626 | -347.1953 | 98.7037 | -289.5609 | 4.9369 | -96.22 | -294.3822 | -624.2118 | 1.0016 | 449.5296 | -1987.6141 | -59.3649 | 4177.8296 | 1286.8026 | 4235.7837 | -275.1431 | -743.4338 | 751.729 | -2704.9675 | 703.126 | 71.1637 | -1205.8604 | -1.012 | 1665.1614 | 210.1043 | -18.6431
2030-04-29 | 10 | 5.5601 | 1160.4563 | -28.8887 | -428.7998 | -588.7147 | -991.3842 | -8601.8867 | 2073.7803 | 90.2279 | -177.8437 | 4017.2522 | 195.0007 | 1528.7325 | 493.561 | 2224.6685 | 747.7674 | -385.0623 | 209.9989 | -291.3201 | 141.2361 | -1083.3544 | -2050.2944 | -118.2819 | -26.5492 | 1865.6235 | -1120.7677 | -371.0171 | -616.5584 | -115.8112 | 360.3868 | 1027.1066 | -346.2076 | -53.1769 | -229.8744 | 4.8049 | -112.5678 | -472.4241 | -622.7542 | 1.0023 | 449.5395 | -1934.3817 | 1.0012 | 4273.374 | 1289.141 | 4288.8311 | -270.2853 | -1030.9807 | 441.1873 | -2503.5093 | 758.9554 | 15.3489 | -721.8988 | -12.4777 | 3011.7493 | 210.1043 | -41.2768
2030-04-29 | 11 | -3.0748 | 1213.0547 | -34.5325 | -503.627 | -864.8587 | -989.5347 | -7987.4536 | 1641.262 | 1.0047 | -206.008 | 4055.3643 | 194.9999 | 1622.2776 | 487.0855 | 2225.7126 | 480.7406 | -319.614 | 209.9989 | -317.8297 | 429.5081 | -1120.4802 | -1471.6576 | -74.5988 | -26.694 | 2056.5469 | -1392.6216 | -936.6608 | -620.1312 | -108.5008 | 331.4807 | 976.6385 | 208.0883 | -119.3523 | -28.5638 | 4.9063 | -61.2081 | 426.2259 | -637.8973 | 0.99909 | 449.5352 | -1965.8379 | 133.3622 | 4414.4829 | 1311.4027 | 4408.8862 | -266.8234 | -1076.337 | 416.8198 | -2405.2617 | 847.913 | 89.8886 | -551.9099 | -275.1086 | 3827.1033 | 210.1042 | -57.4875
2030-04-29 | 12 | -18.7869 | 1040.3947 | -42.8492 | -543.0008 | -1337.7756 | -832.7914 | -6486.7114 | 741.4413 | -3.1054 | -231.7316 | 4062.7004 | 194.9999 | 1360.5759 | 480.4077 | 2224.7214 | 98.7354 | -191.3882 | 209.9989 | -347.3493 | 423.4936 | -1162.9288 | -1120.502 | -69.7775 | -43.6497 | 2223.3718 | -1663.6509 | -686.6559 | -578.8544 | -97.2748 | 284.4706 | 1170.874 | 1499.121 | 94.1143 | 347.452 | 6.1845 | 525.7738 | 2061.9814 | -709.001 | 1.0024 | 449.5597 | -1988.2913 | 112.4133 | 4139.7725 | 1312.0813 | 4229.1655 | -264.7397 | -1232.7061 | 1562.4956 | -1309.7516 | 960.7019 | 1.0018 | -201.04 | -545.1173 | 5743.9517 | 0.10427 | -98.6595
2030-04-29 | 13 | -36.5291 | 648.8386 | -49.7675 | -606.5846 | -1527.0283 | -564.9842 | -5747.0869 | 223.4171 | -154.3712 | -196.371 | 4046.9792 | 85.3991 | 1454.6355 | 439.536 | 2225.8262 | -501.4979 | -42.6503 | 209.9989 | -386.3231 | 656.9307 | -1188.853 | -459.3219 | 13.3305 | -40.1502 | 2440.4683 | -1830.9423 | -1442.7349 | -515.4565 | -75.4484 | 367.9001 | 1308.6283 | 3386.8167 | 32.7701 | 740.3713 | 5.7845 | -192.6821 | 3933.5662 | -728.3891 | 1.0012 | 449.5857 | -2055.7444 | 322.0148 | 4136.0767 | 1292.199 | 4208.4536 | -264.7654 | -1105.4863 | 1233.7567 | -1556.158 | 1135.5894 | 407.5338 | -273.4666 | -973.4871 | 6296.0513 | 0.10427 | -105.5536
2030-04-29 | 14 | -32.8297 | 633.1052 | -48.6994 | -608.4288 | -953.3414 | -420.5135 | -5156.4595 | 1278.8347 | -707.2861 | -182.3628 | 4035.6458 | 139.4396 | 1686.5632 | 427.9759 | 2198.1089 | -459.7175 | -233.0305 | 209.9989 | -242.9927 | 647.6367 | -1121.6766 | -659.8825 | 2.932 | 26.0837 | 1427.7385 | -1598.3843 | -1877.0925 | -483.5705 | -93.8205 | 430.1311 | 1526.8279 | 3355.4185 | -261.588 | 615.5726 | 2.6983 | -1204.1937 | 3677.6199 | -697.5714 | 0.99529 | 449.5129 | -1990.0236 | 315.3376 | 4076.0737 | 1228.1213 | 4130.9873 | -262.3183 | -1109.5 | 630.3356 | -2264.9978 | 1020.9979 | 471.9279 | -902.1156 | -848.4004 | 4600.7412 | 0.10427 | -49.5951
2030-04-29 | 15 | -45.7125 | 268.9231 | -50.4716 | -617.6214 | -1638.693 | -55.6553 | -2821.0784 | -3.3287 | -1096.2775 | -304.8183 | 3953.5369 | 195.0005 | 1101.6858 | 393.7707 | 2174.0068 | -753.6834 | 8.1665 | 209.9989 | -206.9664 | 590.9105 | -1407.3456 | -1759.1755 | -71.2387 | 34.4868 | 679.8701 | -1772.8424 | -1052.6196 | -390.4381 | -81.0865 | 237.114 | 2165.5295 | 4939.4736 | 272.5439 | 938.5129 | 4.104 | -1152.1619 | 5215.4233 | -280.2257 | 0.99755 | 449.4774 | -1972.1652 | 1.0034 | 4484.2163 | 1212.8871 | 4452.5659 | -261.3473 | -817.3558 | 2113.7686 | -550.3694 | 1157.8451 | 0.99224 | -424.6308 | -1999.166 | 6484.1011 | 210.1043 | -234.7492
2030-04-29 | 16 | -52.8441 | 233.727 | -54.2139 | -654.9543 | -1659.4469 | -96.4784 | -3490.3638 | -3.3015 | -1465.861 | -187.7994 | 3988.4456 | 168.1847 | 1161.9354 | 373.2643 | 2166.1196 | -774.7358 | 84.4051 | 209.9989 | -431.8661 | 509.6598 | -1338.738 | -1845.2568 | -49.7843 | 47.4953 | 1790.9877 | -1997.2761 | -783.8659 | -409.3394 | -74.7337 | 322.3992 | 2466.8816 | 5554.0869 | 431.3031 | 1009.5692 | 4.2157 | -1129.005 | 5290.6401 | -295.7631 | 0.99917 | 449.4913 | -1998.8228 | 24.7331 | 4518.8125 | 1198.0828 | 4480.5117 | -260.6379 | -830.6539 | 2218.3416 | -756.8071 | 1182.9117 | 158.0159 | -779.257 | -2139.7422 | 7213.355 | 210.1043 | -220.8904
2030-04-29 | 17 | -57.5185 | 658.0613 | -62.5242 | -717.0784 | -1767.6749 | -440.592 | -3892.1223 | -2.5316 | -1456.3314 | -143.3598 | 3924.0359 | 107.5722 | 924.2869 | 332.8203 | 2087.467 | -495.7724 | 122.2163 | 209.9989 | -482.4039 | 355.0786 | -1388.9926 | -3194.2334 | -198.2037 | 28.4547 | 2076.2981 | -2380.7012 | -572.9733 | -518.3693 | -81.1979 | 195.6715 | 2514.146 | 5594.8428 | 620.1618 | 961.4431 | 4.292 | -738.1371 | 5446.5229 | -329.8867 | -2.3391 | 442.9803 | -1957.2024 | -197.3801 | 4722.2603 | 1231.2756 | 4676.813 | -262.7058 | -653.2434 | 2486.8748 | -1023.9424 | 1114.3701 | -15.7579 | -794.235 | -1933.3928 | 7221.4272 | 0.10427 | -197.7272
2030-04-29 | 18 | -53.8316 | 940.4976 | -66.7194 | -756.6255 | -1519.3823 | -741.8829 | -5191.9946 | 309.7265 | -1292.4259 | -140.157 | 3903.0874 | 115.8202 | 1092.2323 | 339.8495 | 2142.6243 | 95.0036 | 50.0677 | 209.9989 | -433.0821 | 280.9706 | -1421.054 | -3626.7546 | -201.5554 | 28.1513 | 1838.7217 | -2423.4929 | -233.6972 | -607.008 | -86.8777 | 229.6844 | 2447.4604 | 4594.3647 | 582.3753 | 746.9998 | 3.9319 | -893.5354 | 5148.3691 | -330.1656 | -2.3531 | 449.4725 | -1977.5179 | -185.3592 | 4603.0322 | 1215.8514 | 4546.1465 | -266.1429 | -695.213 | 2481.709 | -1215.2068 | 1139.1306 | 246.8254 | -957.3524 | -1631.9031 | 7837.6045 | 210.1043 | -182.6873
2030-04-29 | 19 | -42.9364 | 1045.0316 | -67.4016 | -724.366 | -1113.9771 | -1012.0023 | -7126.5981 | 1206.4695 | -1851.658 | -158.2862 | 3926.2148 | 144.3725 | 1395.7808 | 334.7278 | 2125.1204 | 393.9336 | -140.1804 | 209.9989 | -196.2345 | 170.0222 | -1242.1846 | -3353.8916 | -160.7816 | 16.04 | 768.9992 | -2259.4043 | -72.6692 | -668.6844 | -93.3059 | 399.9832 | 2236.0593 | 3043.2952 | 244.4986 | 438.2825 | 2.142 | -1308.5438 | 3839.5259 | -594.5287 | -2.2207 | 449.6073 | -2010.4406 | 25.0546 | 3900.2876 | 1163.796 | 3873.2102 | -270.0502 | -1093.5963 | 2364.4441 | -1691.3839 | 950.9508 | 434.3347 | -1759.1132 | -1009.1689 | 7388.7642 | 210.1043 | -25.6616
2030-04-29 | 20 | -24.2124 | 1281.3613 | -59.083 | -684.9547 | -767.6407 | -1575.8354 | -11826.2168 | 2095.8042 | -1378.1689 | -127.8258 | 3901.1392 | 130.486 | 1715.2319 | 279.3951 | 2099.1074 | 926.3858 | -324.054 | 209.9989 | -176.5143 | 78.4007 | -1122.9846 | -3152.1218 | -73.5682 | 13.4236 | 910.5037 | -1812.9596 | -162.6899 | -812.6407 | -87.7476 | 677.9185 | 1909.8685 | 966.5489 | -67.7373 | -64.633 | 0.78617 | -1527.5505 | 1323.3662 | -692.8099 | 1.0011 | 449.5178 | -2116.5173 | 277.0908 | 3990.6768 | 1190.9324 | 3953.8279 | -270.0389 | -964.6248 | 1137.1171 | -3095.8657 | 1087.4364 | 802.498 | -2224.1636 | -1001.5629 | 8913.8584 | 210.1043 | 30.6456
2030-04-29 | 21 | -19.8642 | 1498.6035 | -65.8607 | -610.0768 | -733.882 | -1978.0242 | -13162.4492 | 2420.7734 | -1436.4961 | -264.9977 | 3876.6816 | 147.8627 | 1786.3494 | 1.0003 | 2066.6873 | 1057.3789 | -231.4602 | 209.9989 | -260.4307 | 35.4493 | -927.6957 | -2032.4846 | -100.1525 | 10.809 | 1704.5017 | -1641.9187 | -159.5172 | -884.6185 | -95.4757 | 665.6359 | 2070.6492 | 0.99268 | -105.4118 | -292.5255 | 0.62048 | -1389.8983 | -929.6038 | -256.2738 | 343.6315 | 449.2542 | -2018.5743 | 196.8297 | 4449.9185 | 1251.8646 | 4757.2007 | -264.4874 | -271.4037 | 517.8453 | -4018.1401 | 833.5295 | 602.5277 | -2316.7856 | -474.9738 | 8699.7217 | 210.1042 | 83.0735
2030-04-29 | 22 | -21.2731 | 1234.2305 | -57.4309 | -644.1425 | -503.1405 | -1814.6442 | -13275.5088 | 2822.3926 | -906.1875 | -315.8956 | 3669.8826 | 143.4796 | 1930.1676 | -183.3725 | 2096.8967 | 828.4446 | -200.1975 | 209.9989 | -353.1334 | 174.8393 | -721.1433 | -1168.517 | -17.4152 | 9.6297 | 2489.5095 | -1586.9492 | -331.1377 | -845.6519 | -79.0889 | 813.7657 | 2126.7549 | 0.99116 | -188.9806 | -160.8896 | 0.49869 | -1297.9772 | -30.2717 | -420.8817 | 362.1964 | 449.2163 | -1943.849 | 465.7273 | 4406.8086 | 1244.1383 | 4712.1328 | -272.7591 | -271.6125 | 344.3357 | -4131.9199 | 846.1889 | 1217.5874 | -1908.1937 | -412.429 | 9612.7676 | 210.1042 | 103.8773
2030-04-29 | 23 | -27.8929 | 1036.8346 | -54.785 | -559.4425 | -347.8371 | -1750.022 | -13486.8496 | 3138.4558 | -3.2339 | -123.9226 | 3336.9236 | 58.6871 | 1807.1335 | -200.4728 | 2080.2358 | 780.2749 | -95.1017 | 209.9989 | -313.1595 | 197.8583 | -632.2943 | -713.0692 | 146.7689 | -20.4787 | 2349.3147 | -1598.3444 | -197.3458 | -813.1782 | -72.4376 | 998.7449 | 1983.2134 | 4.5635 | -261.6792 | 26.9081 | 0.63003 | -922.8619 | 135.0445 | -720.1104 | 1.0011 | 449.4014 | -1911.636 | 775.9628 | 4298.8511 | 1230.7281 | 4391.1064 | -284.6865 | -428.8333 | 306.3488 | -4082.2876 | 984.9012 | 1297.5388 | -2029.7277 | 0.98693 | 9851.5938 | 0.10427 | 83.327
2030-04-29 | 24 | -32.3626 | 855.4735 | -54.6081 | -453.0161 | -236.5055 | -1659.6084 | -13145.9287 | 3351.0383 | -3.2702 | -132.6241 | 3491.1389 | -80.8 | 1894.8745 | -319.8443 | 1697.0925 | 850.7568 | 41.6347 | 209.9989 | -210.7079 | 224.7551 | -219.2998 | -340.0751 | 206.0344 | -50.1751 | 2080.2947 | -1548.8892 | -202.9665 | -759.1434 | -66.6143 | 1067.9393 | 1492.5393 | 448.7835 | -385.6985 | 208.8413 | 0.74355 | -630.0418 | 305.9814 | -993.5641 | 1.0004 | 445.2196 | -2109.8967 | 1007.0682 | 3771.092 | 1219.936 | 3886.854 | -181.5145 | -272.144 | 1382.2179 | -2343.4084 | 944.7889 | 980.3214 | -2043.6331 | 321.1693 | 10063.2822 | 210.1043 | 138.166
2030-04-30 | 1 | -27.8429 | 1120.5963 | -50.1736 | -475.0109 | -374.2931 | -1680.0891 | -11806.0957 | 3236.7214 | 1028.6304 | -227.3391 | 3750.9172 | 1.0001 | 2161.5742 | -542.2113 | 996.5807 | 974.8575 | 2.2933 | 209.9989 | -64.1146 | 232.1181 | -207.6335 | -630.106 | 201.0801 | -72.8453 | 1337.0089 | -1489.624 | -243.8839 | -759.4446 | -78.01 | 1009.1864 | 1157.7379 | 3.8679 | -423.5493 | 233.1251 | 0.64384 | -441.2653 | 968.0363 | -56.9729 | 558.1849 | 0.99907 | -2156.7883 | 882.0274 | 3114.5696 | 1208.6393 | 3550.8201 | -2.2567 | -275.8869 | -1047.0841 | -4106.021 | 1091.1882 | 75.889 | -864.7237 | 257.8464 | 9520.9023 | 210.1043 | -42.0159
2030-04-30 | 2 | -35.1505 | 1057.146 | -50.8554 | -494.2942 | -1.8614 | -1552.2601 | -10853.8535 | 3953.6931 | 1450.6523 | -145.8271 | 3228.9153 | -194.8304 | 2159.6921 | -568.9437 | 968.519 | 872.4617 | -11.4776 | 209.9989 | -72.5639 | 129.4821 | -164.3533 | -1405.5729 | 225.9237 | -85.4253 | 1500.115 | -1525.0381 | -129.1978 | -724.1132 | -82.803 | 1106.7991 | 901.812 | 431.7632 | -425.1024 | 378.9022 | 0.82829 | -230.659 | 1810.811 | -38.3364 | 424.9342 | 1.0057 | -2227.6487 | 896.3343 | 2867.3474 | 1245.6057 | 3219.2014 | -2.8112 | -478.8409 | -1448.2593 | -4666.623 | 1128.7745 | 396.5445 | -1524.8629 | 323.059 | 9430.1299 | 210.1043 | -24.189
2030-04-30 | 3 | -38.3241 | 967.2335 | -42.7914 | -518.7667 | -215.5675 | -1339.4659 | -10032.6025 | 3530.3306 | 1776.5057 | -122.0661 | 2885.1074 | -194.9995 | 2105.5054 | -587.9854 | 741.4098 | -286.4676 | 70.0636 | 209.9989 | -20.5795 | 129.5653 | -34.0476 | -450.9772 | 213.8296 | -106.9057 | 1222.9738 | -1675.4967 | 178.9775 | -680.8939 | -79.8265 | 1077.4098 | 1014.4996 | 1527.6118 | -164.5011 | 615.9379 | 2.774 | 277.0331 | 2938.1948 | -212.995 | 244.2403 | 0.99867 | -2218.2683 | 832.3295 | 2883.2173 | 928.246 | 3270.8264 | -215.6703 | -273.1117 | -1193.7582 | -4701.2539 | 1038.8707 | 53.2542 | -1276.462 | 647.5196 | 9791.7949 | 210.1043 | -24.2334
2030-04-30 | 4 | -24.088 | 911.2869 | -37.9063 | -424.7567 | -519.8633 | -1325.5444 | -8465.3838 | 2730.6389 | 1461.1942 | -102.1192 | 2975.8577 | -129.3367 | 2056.7979 | -583.632 | 727.5989 | -916.0271 | 7.973 | 209.9989 | -332.6653 | 136.5658 | -132.3744 | -150.6545 | 157.3162 | -56.1912 | 2620.9746 | -1526.8047 | 208.5053 | -638.2542 | -67.7859 | 931.5186 | 967.7507 | 914.7636 | -121.8978 | 238.9273 | 4.7367 | 5.928 | 996.9357 | -202.5521 | 236.1706 | 1.001 | -2228.2522 | 584.4307 | 2736.125 | 974.2777 | 3204.1956 | -296.1881 | -272.8307 | -352.7885 | -3857.1921 | 1242.7262 | -103.6629 | -707.0985 | -564.0023 | 8767.7207 | 210.1042 | -191.1445
2030-04-30 | 5 | -33.9311 | 722.4221 | -47.5061 | -440.4127 | -794.7614 | -1096.603 | -7067.2695 | 1891.0056 | 1396.1726 | -84.2782 | 3888.6226 | -74.9153 | 1436.9817 | -567.4622 | 765.6198 | -1253.467 | 112.8743 | 209.9989 | -340.6642 | -20.054 | -347.7607 | -374.5557 | 72.7901 | -63.681 | 2489.8088 | -1976.186 | 745.8091 | -585.52 | -68.2066 | 743.0064 | 1204.588 | 2220.7783 | 228.4094 | 458.1445 | 6.8928 | 253.1764 | 2727.4233 | -3.1598 | 15.1618 | 1.0009 | -2303.6216 | 239.1825 | 3307.7402 | 1290.6317 | 3253.8142 | -2.6553 | -272.8801 | 2753.5244 | -217.7264 | 1190.4431 | -150.9089 | -885.5537 | -540.5648 | 8458.084 | 210.1042 | -231.5327
2030-04-30 | 6 | -32.3409 | 297.4177 | -50.4399 | -440.4654 | -815.2683 | -690.933 | -5422.9902 | 1042.3662 | 1115.6605 | -111.4036 | 4038.5801 | -58.6009 | 1960.1206 | -376.5577 | 1214.4812 | -1634.8832 | -4.7327 | 209.9989 | -296.8757 | 52.4639 | -648.5803 | -709.4633 | 49.215 | -70.948 | 2176.1526 | -1671.4569 | 444.4565 | -460.8087 | -66.6273 | 641.0929 | 837.3517 | 1921.283 | -109.5317 | 647.7688 | 5.8937 | 5.4703 | 3826.1526 | -170.813 | 494.4136 | 1 | -2280.0164 | 253.4785 | 3639.9304 | 1474.6267 | 3602.8254 | 373.2785 | -278.2929 | 2915.4946 | -309.0733 | 1131.1682 | 281.165 | -1027.0087 | -0.86043 | 8192.21 | 210.1043 | -212.826
2030-04-30 | 7 | -31.7941 | 599.7559 | -53.5975 | -484.6699 | -885.5538 | -807.6412 | -5761.6133 | 1090.3651 | 27.7229 | -68.3421 | 4018.0051 | 72.1391 | 2040.9597 | -45.1606 | 1215.0377 | -962.1896 | -48.3956 | 209.9989 | -388.4965 | 35.047 | -945.3962 | -770.7465 | -1.8617 | -44.7436 | 2624.6992 | -1623.1945 | 772.619 | -524.3074 | -89.6973 | 548.876 | 1433.2479 | 1832.7004 | 296.839 | 593.2507 | 8.0472 | -20.7764 | 4120.5659 | -605.9906 | 1.0026 | 259.9821 | -2356.1914 | 224.5374 | 3862.5415 | 1309.7103 | 3719.1436 | -131.5514 | -272.1347 | 2636.0986 | -1165.8893 | 1154.5579 | 565.9159 | -1042.175 | -438.1867 | 8955.2803 | 0.10427 | -163.984
2030-04-30 | 8 | -29.637 | 825.8359 | -54.4963 | -509.1344 | -1108.1726 | -878.8991 | -5321.1621 | 937.9977 | 82.4845 | -119.7084 | 3897.7964 | 35.8444 | 1267.6322 | 69.473 | 1595.0066 | -788.477 | -84.6942 | 209.9989 | -457.4643 | 176.5857 | -1104.0067 | -22.57 | -22.2277 | -22.3507 | 3198.7925 | -1661.9679 | 642.3187 | -567.8937 | -90.8254 | 466.4979 | 1839.132 | 1529.2219 | 351.4391 | 483.4886 | 8.4532 | -383.538 | 4002.323 | -479.9694 | -1.9667 | 371.8765 | -2151.1497 | 191.5318 | 4091.4409 | 1322.6584 | 3962.0571 | -282.3539 | -272.2754 | 1719.1445 | -1952.2627 | 1030.4058 | 342.3778 | -771.7372 | -441.1632 | 9732.3398 | 210.1042 | -90.5081
2030-04-30 | 9 | -30.3457 | 889.5813 | -55.0148 | -533.5711 | -1267.6172 | -927.2415 | -5840.1455 | 794.3925 | -3.0835 | -124.8337 | 4015.6545 | 97.6992 | 1328.6691 | 146.0868 | 1731.9193 | -876.3939 | -129.9912 | 209.9989 | -409.8865 | 262.4559 | -1182.6971 | -84.0959 | -1.9954 | -12.9769 | 2916.5171 | -1805.942 | 390.8932 | -587.6083 | -87.1052 | 470.3278 | 2021.0894 | 1327.0275 | 268.9199 | 504.0952 | 6.9897 | -699.8705 | 3927.7107 | -484.6957 | 0.99783 | 449.5118 | -2093.9099 | 231.6331 | 4223.8027 | 1336.4603 | 4025.8472 | -272.499 | -613.2568 | 1377.1948 | -1931.2375 | 1050.5876 | 8.7536 | -657.793 | -706.3235 | 9967.71 | 210.1043 | -100.9857
2030-04-30 | 10 | -30.0346 | 949.2313 | -55.4859 | -544.4099 | -1335.1814 | -922.3174 | -6091.4512 | 830.9388 | 28.1727 | -152.6514 | 4021.6257 | 41.9568 | 1333.9823 | 187.7591 | 1836.3956 | -926.3906 | -120.4826 | 209.9989 | -401.644 | 304.0927 | -1245.5853 | -337.9209 | 1.0011 | -6.5065 | 2775.0425 | -1801.3171 | 356.5206 | -591.3 | -88.7606 | 461.5896 | 2045.0547 | 1329.7931 | 231.2877 | 461.69 | 7.1283 | -817.8445 | 3919.0715 | -485.9458 | 0.99916 | 449.4948 | -2074.8628 | 263.4738 | 4355.5161 | 1350.0013 | 4132.5518 | -269.6338 | -815.2365 | 1007.1105 | -1922.5546 | 1101.0515 | 5.6459 | -589.5236 | -654.7333 | 9111.9082 | 210.1043 | -101.48
2030-04-30 | 11 | -30.8507 | 1018.4982 | -57.5833 | -551.7768 | -1177.7776 | -1024.949 | -7119.314 | 1211.6012 | -0.59109 | -166.5122 | 4022.4731 | 4.5919 | 1597.7758 | 163.976 | 1877.7495 | -764.541 | -113.0112 | 209.9989 | -420.357 | 390.1185 | -1202.6694 | -651.8171 | 47.3941 | -3.545 | 2985.1814 | -1892.7494 | 176.5978 | -621.4941 | -88.0867 | 538.1545 | 1968.8057 | 1102.598 | 96.3847 | 401.4139 | 6.6949 | -910.3062 | 3884.7134 | -480.4037 | 0.9982 | 449.4859 | -2019.5917 | 395.0449 | 4415.3706 | 1335.0997 | 4197.6221 | -266.744 | -890.0673 | 669.5347 | -2142.1462 | 1155.87 | 427.6024 | -691.4991 | -707.5691 | 7631.187 | 0.10427 | -77.0077
2030-04-30 | 12 | -28.7491 | 930.7319 | -56.7546 | -540.2861 | -1274.2063 | -1014.4866 | -8051.3867 | 1169.5823 | -105.0509 | -189.1817 | 4059.4102 | -23.571 | 1604.5736 | 194.5885 | 1945.52 | -610.924 | -109.8394 | 209.9989 | -403.4777 | 500.7933 | -1154.162 | -449.9058 | 88.4029 | -0.46874 | 2809.9248 | -1800.4944 | 9.6737 | -613.7872 | -81.6241 | 585.5708 | 1975.4539 | 918.1369 | -21.1988 | 374.6569 | 6.3922 | -1038.5625 | 3846.157 | -470.0621 | 1.0013 | 449.5005 | -2061.5952 | 465.5399 | 4361.3589 | 1323.0033 | 4129.4766 | -266.0391 | -1014.0306 | 937.2129 | -1950.1986 | 1235.4979 | 566.3167 | -1065.5905 | -1089.7318 | 5697.1631 | 0.10427 | -51.1762
2030-04-30 | 13 | -21.8191 | 789.3923 | -53.4683 | -531.0854 | -1225.6385 | -996.4481 | -8865.0859 | 1210.292 | -604.5833 | -143.5472 | 4030.7507 | 32.2862 | 1744.3157 | 216.5306 | 1837.4108 | -592.1367 | -352.0951 | 209.9989 | -317.8829 | 567.6302 | -1196.5256 | -810.7509 | 126.722 | -0.14324 | 2193.8726 | -1617.2865 | -350.1638 | -608.9811 | -75.7938 | 666.7187 | 1628.0702 | 112.2468 | -208.3406 | 224.1938 | 3.8144 | -1283.3733 | 3199.313 | -483.2997 | -2.3064 | 438.5439 | -2023.5834 | 595.0249 | 4340.1143 | 1312.3799 | 4108.353 | -264.6505 | -876.9057 | 558.3521 | -2679.6885 | 1201.2759 | 662.3093 | -1535.3523 | -1341.3263 | 5109.7798 | 0.10427 | -21.3404
2030-04-30 | 14 | -41.1313 | 484.5411 | -61.7201 | -601.2178 | -1677.7179 | -725.014 | -7464.2129 | 497.5723 | -715.6981 | -114.2533 | 4071.3198 | 94.1786 | 1889.3876 | 225.1836 | 1810.4337 | -703.5063 | -285.1831 | 209.9989 | -282.4582 | 498.6027 | -1175.4756 | -677.6547 | 115.2871 | -10.5911 | 1886.1509 | -1869.8805 | -204.2441 | -542.7424 | -68.1521 | 665.553 | 1780.3965 | 1802.0648 | -58.3694 | 621.8979 | 3.3343 | -1122.7126 | 5608.7847 | -267.4723 | 0.99845 | 433.7793 | -1978.4753 | 515.0349 | 4210.1802 | 1243.434 | 3985.1084 | -263.214 | -867.1813 | 731.4685 | -2562.1958 | 1097.5123 | 287.9684 | -927.7155 | -781.1731 | 6074.1846 | 210.1043 | -32.7986
2030-04-30 | 15 | -42.6134 | 385.7936 | -63.0115 | -576.3657 | -1791.8894 | -494.7723 | -3808.939 | 245.2672 | -1243.7362 | -214.0461 | 4038.7332 | -107.7799 | 1680.8762 | 239.682 | 1865.1884 | -845.317 | -289.8062 | 209.9989 | -248.816 | 484.7829 | -1149.8068 | -489.6611 | 69.9145 | -9.5782 | 1555.9487 | -1805.6686 | -160.452 | -464.7179 | -72.3297 | 538.2729 | 1769.1042 | 2164.717 | -68.7607 | 629.1055 | 3.4223 | -1197.3278 | 6600.7124 | -286.25 | 1.0022 | 449.564 | -1773.7394 | 385.4229 | 4323.415 | 1203.5762 | 4128.2134 | -261.2294 | -748.9733 | 1780.8259 | -1801.1757 | 776.5735 | -116.5879 | -612.4971 | -798.0739 | 6410.2812 | 210.1043 | -99.2751
2030-04-30 | 16 | -36.5364 | 335.2674 | -59.9832 | -543.9119 | -1389.6245 | -441.5118 | -2011.6602 | 670.9443 | -1678.7462 | -217.9344 | 3947.429 | -121.12 | 1287.0756 | 183.4874 | 1779.6504 | -938.8451 | -317.1452 | 209.9989 | -499.5985 | 444.0078 | -1027.8871 | -479.9374 | 58.9766 | 15.2355 | 2904.7922 | -1728.4347 | -108.1494 | -450.519 | -72.8215 | 556.731 | 1669.2351 | 1990.4771 | -63.6625 | 500.0848 | 3.9407 | -1128.8137 | 6026.855 | -213.6941 | 1.003 | 449.6374 | -1950.4125 | 340.9468 | 4695.4023 | 1211.307 | 4500.8672 | -262.1218 | -922.6951 | 2366.9202 | -1871.943 | 824.3238 | -194.5235 | -1043.6426 | -1382.8694 | 5814.6372 | 210.1043 | -115.3647
2030-04-30 | 17 | -34.4982 | 225.7847 | -57.9423 | -547.1298 | -1201.6312 | -516.3405 | -3765.1533 | 1015.4319 | -2113.9519 | -116.9393 | 3903.0144 | 73.1303 | 1747.6833 | 148.2899 | 1674.3695 | -855.1225 | -312.1389 | 209.9989 | -439.2652 | 322.165 | -941.9855 | -410.5506 | 75.6985 | 0.18268 | 2791.1772 | -1769.2758 | -144.3626 | -474.6909 | -68.347 | 665.2852 | 1707.5027 | 1832.817 | -42.8994 | 489.7807 | 3.5221 | -1017.8976 | 5819.5127 | -269.3027 | 1.0005 | 449.4956 | -2041.8029 | 420.7837 | 4491.7866 | 1182.3107 | 4316.0752 | -263.3139 | -955.2858 | 1602.465 | -2975.6353 | 823.5192 | 0.96578 | -1610.9786 | -1388.6658 | 6010.5371 | 0.10427 | -68.9828
2030-04-30 | 18 | -35.9369 | 175.3199 | -60.0602 | -559.6712 | -1071.5481 | -533.7811 | -4407.563 | 1279.3643 | -2314.2498 | -106.5127 | 3789.561 | 87.1543 | 1738.1892 | 111.0923 | 1649.3719 | -619.5217 | -275.8333 | 209.9989 | -342.6978 | 343.5902 | -948.481 | -312.8409 | 102.7419 | -11.3621 | 2525.6973 | -1776.733 | -261.5576 | -477.8689 | -65.9841 | 746.5794 | 1679.6516 | 1827.7727 | -75.3502 | 558.6469 | 3.09 | -992.8618 | 5925.9546 | -258.8021 | 0.99897 | 449.5464 | -2080.7888 | 516.8853 | 4506.2344 | 1201.5293 | 4334.0801 | -266.7207 | -854.7793 | 1621.2668 | -3290.0962 | 856.3661 | 1.0041 | -1801.4753 | -1437.9542 | 5849.3486 | 0.10427 | -60.8715
2030-04-30 | 19 | -43.7207 | 205.1628 | -64.3678 | -619.9746 | -1111.2831 | -523.9369 | -4148.3765 | 1022.92 | -2355.8425 | -100.4272 | 3480.0828 | 74.6696 | 1625.1031 | -35.5006 | 1589.4873 | -695.2605 | -222.2604 | 209.9989 | -357.9031 | 548.4803 | -1096.3085 | -688.7449 | 133.0211 | -10.2772 | 2640.0132 | -1957.3395 | -806.4396 | -466.661 | -61.9483 | 707.3243 | 1443.9684 | 2559.3926 | -326.2383 | 773.2921 | 2.7555 | -1037.9525 | 6384.8457 | -310.4116 | 1.0016 | 449.5772 | -2031.6785 | 674.1048 | 4456.8604 | 1225.4069 | 4255.8696 | -271.5471 | -383.0507 | 1911.2396 | -2994.0652 | 927.1467 | 0.97957 | -1894.5007 | -1148.6523 | 6760.4248 | 210.1043 | -9.2503
2030-04-30 | 20 | -48.9807 | 451.2726 | -66.4127 | -675.2721 | -968.165 | -655.3907 | -4422.4312 | 1565.0374 | -1482.3925 | -95.0171 | 3167.7559 | 72.6448 | 2110.8809 | -153.954 | 1611.9159 | -650.9021 | -166.3137 | 209.9989 | -327.2484 | 483.0706 | -1066.5588 | -963.9682 | 110.852 | -23.0409 | 2658.0664 | -2241.2344 | -1143.7576 | -533.4728 | -73.2688 | 742.2288 | 1533.1687 | 3024.8967 | -277.1358 | 851.6307 | 2.4465 | -889.1224 | 6572.0122 | -538.6754 | -2.7073 | 293.6246 | -2017.1163 | 628.7164 | 4152.0698 | 1190.8035 | 3926.2354 | -269.3215 | -833.8058 | 151.718 | -4899.5674 | 888.0833 | 0.99664 | -1763.0656 | -396.8249 | 7378.2236 | 210.1042 | 73.6406
2030-04-30 | 21 | -57.0662 | 95.0221 | -71.1957 | -680.0499 | -933.3727 | -519.1841 | -3637.7893 | 1326.509 | -1376.3273 | -102.8628 | 2867.5938 | 87.5191 | 2113.6279 | -205.8748 | 1748.5912 | -527.1411 | -40.4637 | 209.9989 | -353.2483 | 550.7525 | -1097.5569 | -1029.4095 | 167.5275 | -18.3642 | 2830.3479 | -2217.8967 | -1545.8976 | -484.1044 | -58.0154 | 828.8048 | 1446.451 | 3736.7651 | -464.4223 | 1101.7578 | 2.217 | -1032.6969 | 7589.9746 | -514.1852 | -2.6304 | 401.4723 | -2145.2405 | 706.2672 | 4259.2305 | 1202.7607 | 3969.5574 | -263.668 | -780.5443 | 236.2456 | -4925.8853 | 1163.413 | 251.2524 | -2021.3394 | -787.3839 | 8388.7891 | 210.1043 | 30.0265
2030-04-30 | 22 | -59.584 | 84.9031 | -70.9598 | -690.4933 | -968.2942 | -488.1056 | -3172.8813 | 1412.157 | -1003.0947 | -124.6503 | 2456.6414 | 65.071 | 1959.1622 | -2.9053 | 1871.2617 | -410.7332 | 4.5371 | 209.9989 | -421.9444 | 688.9854 | -981.2443 | -724.2222 | 189.7765 | -3.6724 | 3218.6489 | -2203.9961 | -1438.7772 | -469.137 | -56.9259 | 839.2024 | 1601.9622 | 4006.8713 | -463.502 | 1156.3542 | 2.1022 | -1170.6367 | 7788.6929 | -506.8172 | 1.0026 | 449.5213 | -2077.3396 | 882.0304 | 4356.3125 | 1236.7373 | 4123.9673 | -270.0235 | -500.4142 | 439.3405 | -4296.21 | 1020.0067 | 571.4176 | -1763.6493 | -643.7967 | 8447.9365 | 0.10427 | 33.171
2030-04-30 | 23 | -67.4409 | 52.6007 | -66.5823 | -732.4317 | -1179.5386 | -334.6193 | -3092.522 | 1118.1198 | -3.152 | -135.5656 | 2697.1218 | 5.401 | 1477.5546 | -203.9352 | 1790.7654 | -814.8167 | 35.3445 | 209.9989 | -335.144 | 624.9392 | -855.08 | -206.3969 | 198.3486 | -19.8915 | 2559.843 | -2211.7065 | -1135.4537 | -441.412 | -53.2447 | 852.2144 | 1602.3911 | 5272.0435 | -372.1964 | 1332.0159 | 2.0093 | -923.1246 | 8285.7949 | -562.0861 | 0.99951 | 449.4675 | -1768.7285 | 921.3366 | 4429.6055 | 1267.8362 | 4349.8979 | -283.1419 | -299.243 | 565.2173 | -3580.1316 | 835.566 | 413.1609 | -1050.0933 | -340.2676 | 8598.4893 | 210.1043 | 6.0892
2030-04-30 | 24 | -73.783 | -19.0949 | -61.1524 | -712.5802 | -1205.604 | -201.0515 | -2535.45 | 863.5665 | -3.1932 | -124.2903 | 2682.0137 | -47.3768 | 1650.9946 | -262.3901 | 1626.8347 | -1055.6506 | 153.7614 | 209.9989 | -359.3574 | 501.8152 | -458.4864 | -50.3405 | 182.6561 | -40.8503 | 2766.9692 | -2145.9099 | -1383.4119 | -395.2836 | -48.2547 | 862.5825 | 1471.7108 | 5949.3613 | -344.1862 | 1526.6261 | 1.8108 | -441.32 | 8831.4082 | -612.2685 | 1.0047 | 408.6434 | -2177.7588 | 732.8033 | 3867.6399 | 1263.2155 | 3957.6289 | -297.1484 | -272.4345 | 913.808 | -2631.5007 | 868.9742 | -9.2545 | -763.4974 | -189.8971 | 8321.9727 | 210.1043 | -105.9586
2030-05-01 | 1 | -82.4067 | -142.3275 | -58.0895 | -711.1436 | -1682.3362 | -133.5682 | -1980.7449 | 587.9654 | 859.001 | -106.0928 | 3187.4211 | -82.031 | 2069.3992 | -394.7329 | 1202.299 | -1278.7571 | 331.6854 | 209.9989 | -361.0666 | 522.7507 | -466.9225 | -1510.3993 | 242.649 | -54.6425 | 2561.252 | -1997.1174 | -1366.6028 | -366.5934 | -40.119 | 909.2086 | 1209.1107 | 7293.0718 | -396.5142 | 1734.4183 | 1.0567 | -90.4688 | 9324.8047 | -270.8987 | 1.0004 | 61.6386 | -2249.9309 | 961.4517 | 3840.3408 | 1357.4456 | 3752.2585 | -2.6023 | -272.3887 | 2253.1626 | -714.5009 | 1176.3824 | 521.2775 | -472.4745 | 145.4346 | 9427.376 | 210.1042 | -143.2321
2030-05-01 | 2 | -86.1404 | -207.6845 | -54.8835 | -705.8931 | -1585.7587 | -131.162 | -2068.0637 | 482.0359 | 1386.5846 | -122.1083 | 3321.8677 | -195.0136 | 1981.4226 | -413.2646 | 676.2388 | -946.3013 | 359.075 | 209.9989 | -334.3408 | 367.6075 | -397.4138 | -2329.1365 | 217.4906 | -65.3669 | 2393.5903 | -1891.6077 | -979.1409 | -361.0641 | -35.8678 | 886.7713 | 943.4221 | 7867.019 | -385.9209 | 1795.4517 | 0.71665 | 24.0933 | 9533.8633 | 0.9998 | 80.6684 | 449.509 | -2266.8232 | 802.726 | 2944.9072 | 1112.4462 | 3014.9666 | -2.3355 | -275.1006 | 1865.754 | -911.0948 | 1172.4641 | 533.4151 | -508.6751 | 482.545 | 10364.3369 | 210.1043 | -89.8304
2030-05-01 | 3 | -83.5239 | 0.99542 | -51.3684 | -693.0086 | -1466.7462 | -161.0765 | -3143.1943 | 766.8978 | 1645.7072 | -111.5646 | 3559.9541 | -194.9842 | 1933.3159 | -562.6726 | 636.7229 | -1239.7269 | 309.4994 | 209.9989 | -40.2029 | 579.0565 | -371.6483 | -1189.8829 | 234.3979 | -88.1725 | 1014.5995 | -1832.5063 | -1206.8241 | -355.2289 | -46.3013 | 831.0482 | 906.9986 | 7432.8867 | -503.6985 | 1823.2198 | 1.7366 | 6.7401 | 9210.8047 | 172.3313 | 389.3998 | 0.99933 | -2271.3516 | 885.0568 | 2975.4299 | 1313.9916 | 3339.2698 | 1.0085 | -278.5008 | 931.1044 | -1475.2737 | 1217.9302 | 545.546 | -332.8462 | 653.3456 | 9227.6904 | 210.1042 | -57.3445
2030-05-01 | 4 | -63.2219 | 338.723 | -49.8679 | -721.4091 | -644.3808 | -674.7099 | -5596.895 | 2615.6992 | 1705.681 | -115.1638 | 3164.8582 | -195.0073 | 1942.7101 | -617.0286 | 578.3481 | -1157.6913 | 97.242 | 209.9989 | 3.6419 | 443.0976 | -236.3488 | -681.2621 | 238.4553 | -93.4077 | 991.7969 | -1854.2526 | -936.7225 | -537.5891 | -61.6849 | 951.979 | 986.363 | 5676.8638 | -295.1684 | 1272.8329 | 2.1844 | 1.0011 | 7181.1621 | -96.2523 | 402.9882 | 0.98337 | -2295.3237 | 940.5593 | 2882.5408 | 1318.5314 | 3270.1692 | 0.88543 | -278.6473 | -283.3031 | -3115.4878 | 1273.2017 | 938.1932 | -1439.0029 | 452.907 | 8292.2871 | 210.1043 | -27.173
2030-05-01 | 5 | -58.903 | 833.6655 | -49.8442 | -522.7148 | -143.7808 | -1117.9952 | -7581.8423 | 3943.1455 | 1598.3138 | -51.0581 | 2870.7263 | -73.856 | 1946.8447 | -462.8372 | 566.5484 | -1120.277 | 37.1117 | 209.9989 | -96.035 | 175.6646 | -191.7511 | -381.1395 | 179.5929 | -96.4836 | 1305.6754 | -1986.1281 | -467.9585 | -639.5936 | -91.2417 | 982.2722 | 1075.3348 | 3797.6309 | -22.3475 | 988.4581 | 3.1649 | 381.2189 | 4016.5569 | -230.1053 | 184.3266 | 0.99958 | -2319.7437 | 749.4879 | 2760.448 | 1195.1646 | 2981.1343 | -2.9303 | -587.6506 | -806.5769 | -3871.5374 | 1136.7103 | 1009.5323 | -2039.0099 | 655.0983 | 5657.2974 | 210.1042 | 18.5215
2030-05-01 | 6 | -53.7159 | 1013.2162 | -54.28 | -710.6207 | -121.6237 | -1116.0081 | -7203.9619 | 3705.1084 | 991.723 | -2.5407 | 3851.1433 | 85.8902 | 1975.6029 | -341.4067 | 712.0087 | -987.1149 | 13.3947 | 209.9989 | -89.4022 | -9.4481 | -543.6223 | -1147.5283 | 81.9773 | -83.4701 | 936.3312 | -2195.9033 | -268.739 | -685.2816 | -96.4711 | 856.977 | 1488.9611 | 4433.2715 | 318.2836 | 843.6965 | 3.7955 | 216.7435 | 4907.3857 | -2.6766 | -3.4029 | -1.3691 | -2399.282 | 301.504 | 3746.2102 | 1463.8838 | 3664.3135 | 57.7219 | -279.6393 | 754.2516 | -2329.967 | 1227.2224 | 697.3439 | -2553.2317 | -373.9408 | 4898.2891 | 210.1042 | -176.4224
2030-05-01 | 7 | -51.9288 | 502.4453 | -65.2196 | -635.5778 | -800.3491 | -610.8668 | -4583.2378 | 1911.9417 | 1.0062 | -25.0244 | 4030.6941 | 95.8755 | 2023.2653 | -367.8048 | 1101.5861 | -787.0385 | -142.3589 | 209.9989 | -139.847 | 154.0493 | -930.4008 | -1914.6696 | 4.1581 | -50.6757 | 735.4438 | -2207.448 | -778.9984 | -520.2389 | -98.5846 | 576.491 | 1389.8525 | 3974.834 | 69.3232 | 907.2501 | 2.9798 | -327.5347 | 5617.7202 | -321.325 | 113.7415 | 1.0008 | -2325.7693 | 245.0659 | 4124.0044 | 1414.6107 | 4088.2905 | -3.4052 | -272.211 | 2251.5981 | -1442.4414 | 1155.1306 | 801.5407 | -1508.1998 | -0.047223 | 4861.6885 | 210.1042 | -155.034
2030-05-01 | 8 | -68.6267 | 876.2129 | -74.7972 | -732.962 | -1594.5522 | -593.6478 | -1977.7573 | 955.069 | -17.7165 | -73.2144 | 4077.6482 | 134.1068 | 1664.9634 | 149.2878 | 1563.8491 | -785.6917 | 155.9769 | 209.9989 | -376.8568 | 301.0127 | -1323.2555 | -2161.9485 | -79.4482 | -13.0097 | 2307.7747 | -2674.5662 | -691.2279 | -539.907 | -110.6476 | 289.6907 | 2403.4946 | 5508.4395 | 626.166 | 1248.4923 | 5.4875 | -232.7378 | 8021.8516 | -487.0229 | -1.9882 | 360.8486 | -2096.749 | 158.2577 | 4008.0315 | 1349.9933 | 4048.0752 | -282.3289 | -272.0484 | 2041.9237 | -1488.2858 | 1074.9185 | 269.9582 | -1336.6592 | -143.4303 | 4768.9673 | 0.10427 | -120.3801
2030-05-01 | 9 | -56.2602 | 1340.3588 | -67.23 | -702.3484 | -1990.5974 | -724.892 | -1211.7888 | 791.4603 | 574.2722 | -213.1928 | 4024.2085 | -44.714 | 2109.1746 | 326.5525 | 2068.708 | 98.7926 | 117.1244 | 209.9989 | -551.6367 | 322.8028 | -1316.63 | -2373.7317 | -106.8646 | 12.6191 | 3433.6311 | -2615.8545 | -557.0727 | -569.5304 | -120.9193 | 206.0188 | 2657.6594 | 4707.0537 | 518.307 | 865.6818 | 4.5242 | -640.4294 | 7058.1016 | -589.7347 | -2.0639 | 53.5815 | -1814.8152 | 62.7747 | 3815.9736 | 1308.0535 | 3827.043 | -274.7232 | -903.3194 | 1942.0719 | -759.6001 | 986.4978 | -609.9014 | -881.7228 | -47.6858 | 4678.0693 | 0.10427 | -130.6457
2030-05-01 | 10 | -60.8858 | 1256.2557 | -68.0022 | -733.7806 | -1972.3389 | -637.5219 | -1733.4783 | 898.4811 | 558.5806 | -194.5517 | 4033.8469 | 69.053 | 2075.9915 | 392.6631 | 2186.5237 | 100.9099 | 173.1914 | 209.9989 | -541.9896 | 374.9335 | -1580.9403 | -2749.1335 | -69.461 | 19.4343 | 3234.3782 | -2630.5957 | -663.3956 | -559.9451 | -117.8718 | 247.5875 | 2754.7773 | 5167.4141 | 476.1191 | 1045.5841 | 4.6492 | -812.3257 | 7603.7939 | -729.9044 | -368.6543 | 1.0011 | -1746.2014 | 190.8521 | 3504.3752 | 1235.7936 | 3060.1804 | -269.0795 | -2000.5804 | 2882.4187 | -217.1271 | 1198.3047 | -505.0376 | -965.2082 | -95.7978 | 5055.5537 | 0.10427 | -138.1042
2030-05-01 | 11 | -58.8116 | 1220.0297 | -69.5185 | -742.6577 | -1809.4248 | -687.678 | -2475.1807 | 1194.8416 | -281.7413 | -155.3492 | 4061.0708 | 163.923 | 2102.864 | 425.1487 | 2180.4141 | 219.1535 | 150.5834 | 209.9989 | -423.906 | 455.4544 | -1524.8348 | -2025.9521 | -50.5958 | 24.438 | 2551.9377 | -2527.9058 | -614.1171 | -581.4341 | -117.7325 | 278.3544 | 2735.0857 | 4612.77 | 475.3219 | 995.0511 | 4.8774 | -875.3159 | 7021.2217 | -539.0902 | -2.0929 | 86.5407 | -1739.6414 | 249.2901 | 3784.8096 | 1280.4075 | 3759.5454 | -266.1968 | -1267.9999 | 1628.1637 | -1009.2509 | 1113.3789 | -80.1293 | -1203.6049 | 0.9923 | 5012.5322 | 0.10427 | -44.603
2030-05-01 | 12 | -54.6957 | 1056.0042 | -69.5458 | -746.9828 | -1901.2356 | -776.4971 | -2919.3999 | 1226.0931 | -3.0299 | -302.9923 | 4017.2334 | -42.4037 | 2113.0471 | 387.4681 | 2206.3562 | 423.4991 | 147.5103 | 209.9989 | -470.7357 | 455.0285 | -1496.5798 | -1613.5338 | -42.6586 | 26.0786 | 2902.6704 | -2451.7791 | -596.9769 | -601.2368 | -110.4977 | 313.6731 | 2683.1384 | 4029.3286 | 436.3603 | 913.497 | 4.9645 | -1048.4125 | 6309.6191 | -534.1682 | -2.1449 | 85.6565 | -1782.2333 | 220.2287 | 3749.3733 | 1315.3622 | 3716.7656 | -265.5504 | -1236.0369 | 1700.9598 | -849.1437 | 1097.3986 | 47.9662 | -1279.6725 | -139.0801 | 6065.5664 | 0.10427 | 2.1491
2030-05-01 | 13 | -43.5455 | 1463.5984 | -66.6666 | -693.3513 | -1680.2168 | -1017.4977 | -3921.1584 | 1736.1359 | -511.4629 | -367.1002 | 3965.3633 | -20.962 | 1965.2914 | 390.5265 | 2201.5938 | 679.5195 | 132.2685 | 209.9989 | -385.071 | 409.1236 | -1376.1812 | -1281.7667 | -41.7368 | -47.3216 | 2317.8342 | -2356.488 | -829.1707 | -653.811 | -120.334 | 383.3399 | 2276.8843 | 3023.292 | 428.7725 | 553.6795 | 4.6083 | -95.6079 | 4682.1079 | -560.8134 | -16.1159 | 1.0005 | -1698.5638 | 199.2612 | 3566.7554 | 1254.4711 | 3481.8701 | -264.7965 | -1343.7786 | 1848.7938 | -700.4442 | 1055.5775 | 494.7252 | -1111.4094 | -81.7661 | 5087.9287 | 0.10427 | 32.2239
2030-05-01 | 14 | -43.3549 | 1202.4965 | -66.1275 | -661.7155 | -1619.3525 | -854.944 | -2140.6091 | 1520.4397 | -1228.8673 | -379.5017 | 3951.1255 | 67.1124 | 2115.0056 | 440.3883 | 2232.8245 | 581.112 | 197.0979 | 209.9989 | -363.869 | 268.3145 | -1220.2397 | -1000.5645 | -18.1058 | -49.6504 | 2155.8113 | -2281.3398 | -1107.6603 | -539.8068 | -106.8811 | 409.8727 | 1900.5786 | 3271.8708 | 231.2172 | 581.571 | 4.2603 | 406.0765 | 4492.4561 | -634.7168 | -252.505 | 190.1952 | -1569.3275 | 121.2376 | 3402.384 | 1181.8912 | 3075.2522 | -262.8039 | -1445.0715 | 1935.6952 | -703.4324 | 995.4795 | 345.0602 | -597.8127 | -1.2357 | 4808.8345 | 0.10427 | -21.0007
2030-05-01 | 15 | -51.909 | 797.1191 | -66.2113 | -654.1954 | -1226.9987 | -648.0616 | -1103.5806 | 2063.8857 | -1840.6597 | -348.2534 | 3989.9814 | 194.9979 | 2095.0481 | 463.7924 | 2261.7649 | 72.5977 | 274.2468 | 209.9989 | -446.1032 | 241.993 | -1181.8479 | -1947.2418 | 69.4479 | -41.2164 | 2758.9985 | -2154.3425 | -1050.2716 | -449.7524 | -90.6375 | 644.3553 | 2081.8213 | 4337.2803 | 190.0284 | 832.2126 | 3.9278 | 451.476 | 5302.1934 | -710.8283 | -460.6519 | 450.3748 | -1793.6646 | 365.397 | 3453.738 | 1177.6624 | 2935.5591 | -263.1288 | -1373.7341 | 1950.4893 | -922.232 | 1278.2732 | 1182.8599 | -1008.6848 | -164.9699 | 5071.9814 | 0.10427 | -58.6609
2030-05-01 | 16 | -66.0991 | 889.112 | -82.3135 | -698.9767 | -863.6571 | -680.5718 | 204.7063 | 1892.0347 | -3111.4663 | -327.1737 | 4005.8081 | 96.7502 | 987.5143 | 356.2643 | 2198.5657 | -23.3895 | 429.656 | 209.9989 | -527.4417 | 418.8143 | -1475.9175 | -2896.7583 | 0.99924 | -65.7756 | 2947.5718 | -2652.0366 | -970.701 | -529.7834 | -98.3822 | 424.9762 | 2241.6167 | 6063.0049 | 316.1142 | 1195.5259 | 3.3094 | 956.284 | 7159.8784 | -457.1679 | -372.3145 | -2.3309 | -2074.1257 | 229.9645 | 4080.7097 | 1184.3033 | 3548.8948 | -263.7009 | -2001.4464 | 3508.116 | 47.6184 | 1471.9913 | 1760.5272 | -1367.7019 | -60.0381 | 4950.3081 | 0.10427 | -90.6893
2030-05-01 | 17 | -48.4839 | 930.7886 | -77.4903 | -632.9229 | -981.1092 | -835.7701 | -284.3993 | 2178.7249 | -3169.2939 | -204.8116 | 3970.4775 | 161.6475 | 2096.9243 | 322.7363 | 2146.8359 | 99.399 | 352.5964 | 209.9989 | -602.4041 | 69.5273 | -1164.1089 | -3053.9912 | 10.6533 | -71.3065 | 3461.9966 | -2374.7129 | -731.204 | -581.3759 | -94.38 | 601.8929 | 1989.6244 | 3884.9849 | 306.7158 | 741.3043 | 3.6846 | 991.3107 | 5126.5791 | -213.5531 | -2.2643 | 209.7962 | -1987.1199 | 118.2023 | 4429.3823 | 1315.5302 | 4306.2363 | -262.9459 | -428.4407 | 2288.9868 | -1252.845 | 1253.4707 | 1174.4492 | -1407.6466 | -160.1452 | 4292.0889 | 0.10427 | -120.9243
2030-05-01 | 18 | -46.0776 | 883.4122 | -77.0586 | -600.1631 | -466.1518 | -720.7796 | -143.9021 | 2564.634 | -3466.5842 | -126.6559 | 3929.0371 | 154.1871 | 2101.5222 | 309.8204 | 2151.9839 | 49.567 | 343.0838 | 209.9989 | -640.9132 | 318.06 | -1323.6146 | -2523.2578 | 25.854 | -66.8832 | 3664.7402 | -2180.6726 | -1333.7311 | -517.1699 | -101.9455 | 511.8568 | 1679.5769 | 3649.1565 | 89.4702 | 807.5538 | 3.9118 | 921.3124 | 5111.7104 | -208.2163 | -2.249 | 200.0381 | -2115.606 | 231.5878 | 4515.1221 | 1340.4264 | 4414.5459 | -267.1539 | -476.4906 | 2437.2278 | -1558.5063 | 1302.1616 | 1456.9294 | -1461.2814 | -165.1719 | 2989.3728 | 210.1043 | -115.0636
2030-05-01 | 19 | -43.1771 | 830.709 | -75.7724 | -571.509 | -478.1311 | -677.8347 | -23.2706 | 2438.3103 | -3489.0615 | -127.2032 | 3902.9458 | 160.3744 | 1968.2979 | 232.9922 | 2117.6755 | 598.1503 | 371.0218 | 209.9989 | -662.3959 | 297.7342 | -1531.5981 | -2910.666 | -16.4444 | -62.5344 | 3717.4329 | -2096.5188 | -1394.0472 | -499.4922 | -105.0895 | 433.2282 | 1513.6643 | 3208.6033 | 49.0333 | 769.4748 | 3.9579 | 894.4182 | 5297.8105 | -211.7916 | -2.1674 | 150.9091 | -1990.9095 | 165.7756 | 4408.1592 | 1315.4597 | 4291.8794 | -272.0766 | -552.2512 | 2609.866 | -1551.3673 | 1254.2626 | 1410.2837 | -1410.8018 | -279.6995 | 3246.7554 | 210.1043 | -120.4826
2030-05-01 | 20 | -46.2982 | 965.3561 | -77.4725 | -602.3737 | -510.1043 | -793.4218 | 0.98342 | 2641.8542 | -2854.6536 | -153.5417 | 3834.8809 | 102.495 | 1683.6083 | 170.0504 | 2053.6721 | 1007.4078 | 406.9467 | 209.9989 | -669.2274 | -43.1189 | -1404.7122 | -3661.1929 | -56.3423 | -80.5105 | 3796.2412 | -2372.0422 | -814.5757 | -564.6396 | -107.5208 | 473.5358 | 1759.5875 | 3572.3967 | 361.3945 | 735.5675 | 3.7646 | 1288.8787 | 5775.3179 | -258.5444 | -2.0638 | 47.0121 | -1849.9448 | 46.6982 | 4321.8511 | 1304.2428 | 4168.9507 | -267.8281 | -532.9383 | 2635.7117 | -1503.2531 | 1010.4905 | 1008.0611 | -2052.1785 | -322.4666 | 4374.6328 | 210.1043 | -81.1469
2030-05-01 | 21 | -59.165 | 432.5085 | -81.3003 | -592.4211 | -1019.3622 | -415.5386 | 2102.2693 | 1441.2931 | -2525.281 | -137.7053 | 3904.8374 | 146.0953 | 1657.0801 | 133.3732 | 2177.7244 | 538.9163 | 487.813 | 209.9989 | -650.0337 | 188.1809 | -1503.4915 | -3933.1802 | -28.9778 | -65.4756 | 3555.9302 | -2280.3064 | -931.2746 | -428.3153 | -84.7747 | 378.3908 | 1693.2113 | 4638.9766 | 71.5557 | 1133.3224 | 3.3247 | 619.8273 | 7356.6045 | -329.5762 | -181.2969 | 0.99942 | -2025.4381 | 14.7085 | 4145.7671 | 1217.9478 | 3723.9128 | -262.1197 | -1378.2748 | 3602.1304 | -1051.6365 | 1293.7955 | 1211.0469 | -1403.9933 | -622.9644 | 6212.5625 | 210.1043 | -119.4013
2030-05-01 | 22 | -57.5508 | 667.6854 | -70.7866 | -629.6489 | -741.3089 | -553.1264 | 1479.338 | 2200.6733 | -1626.8254 | -307.0406 | 3784.1133 | 93.7924 | 1432.5691 | 274.0347 | 2180.4597 | 540.2289 | 508.9144 | 209.9989 | -576.8498 | 201.1892 | -1295.4155 | -3122.2483 | 18.9816 | -61.6133 | 3490.7471 | -2192.8352 | -1138.8479 | -473.7655 | -93.8855 | 549.4407 | 2099.2954 | 4757.1001 | 89.558 | 1141.1769 | 2.9357 | 428.9622 | 7495.8501 | -548.0006 | -180.4981 | 0.99892 | -1733.8981 | 282.5941 | 3597.7744 | 1274.7013 | 3417.3132 | -269.0182 | -1087.2687 | 2737.873 | -1658.8169 | 991.0851 | 927.8177 | -1942.4648 | -330.3262 | 5706.1147 | 210.1043 | 1.0004
2030-05-01 | 23 | -50.4672 | 788.2394 | -60.5546 | -592.7933 | -1276.0879 | -484.8717 | 2709.6924 | 984.1742 | -199.3408 | -160.2531 | 3874.1738 | 107.3002 | 1846.7578 | 328.0915 | 2194.0757 | 560.898 | 486.2589 | 209.9989 | -672.2672 | 329.4013 | -1598.9965 | -2341.4871 | -68.6882 | -39.9977 | 3751.3403 | -1988.3224 | -997.6523 | -437.354 | -100.9526 | 240.2979 | 1924.7642 | 5442.5532 | 148.2561 | 1059.271 | 3.2136 | 549.5248 | 7261.8359 | -426.2359 | -92.4881 | 1.0004 | -1668.2369 | 130.7145 | 3847.1711 | 1315.9857 | 3866.5996 | -282.3038 | -925.2026 | 2590.4346 | -950.8783 | 1089.1866 | -80.3733 | -521.2445 | 1.0062 | 5772.2905 | 210.1043 | -77.8831
2030-05-01 | 24 | -39.8614 | 1391.0598 | -54.6456 | -559.5244 | -1669.4327 | -747.6428 | 2157.7791 | 617.7479 | 50.7408 | -145.756 | 3891.5337 | 116.0833 | 1708.1478 | 162.8267 | 1973.313 | 100.8916 | 418.0133 | 209.9989 | -652.4091 | 400.9217 | -1439.9501 | -2058.3667 | -147.2484 | -50.7088 | 3535.0278 | -2053.0869 | -944.4641 | -569.8094 | -117.4916 | 67.4305 | 1710.9758 | 4153.707 | 230.7112 | 755.2684 | 4.8146 | 840.3102 | 5112.9702 | -113.1651 | 208.1065 | 450.1693 | -1771.3344 | 75.3802 | 4131.8184 | 1440.3402 | 4217.2026 | -3.831 | -275.0753 | 3000.5127 | -345.2203 | 935.6039 | -695.1401 | -49.7776 | -193.7581 | 4289.7856 | 0.10427 | -217.954
2030-05-02 | 1 | -28.2625 | 1404.0598 | -45.8651 | -450.6339 | -1972.9338 | -722.7269 | 2527.1184 | -2.1872 | 1528.7677 | -188.173 | 3922.7805 | -31.2154 | 445.4639 | 304.8552 | 1978.8224 | -171.4622 | 348.7124 | 209.9989 | -473.1469 | 344.8685 | -1342.4841 | -2695.7119 | -169.9742 | -77.9862 | 1811.6846 | -1726.9774 | -938.4608 | -494.2786 | -116.3797 | -50.9654 | 1207.651 | 3514.8406 | -90.0711 | 705.7944 | 5.1992 | 1208.2281 | 3279.2607 | 203.6258 | 523.5783 | 449.8777 | -1964.2122 | -3.6235 | 3938.8462 | 1641.0187 | 4258.1499 | 241.1687 | -278.8532 | 3356.1772 | 1516.9636 | 1149.3927 | -887.7858 | 620.1974 | -5.2293 | 2373.1409 | 210.1043 | -389.6667
2030-05-02 | 2 | -24.7166 | 1173.8783 | -47.5182 | -438.589 | -1983.0106 | -889.0587 | -2763.6626 | -437.9758 | 1898.6399 | -171.6787 | 3944.9324 | -51.9722 | 1.0008 | 276.3212 | 1735.9395 | -392.3373 | 218.4465 | 209.9989 | -445.7241 | 308.1993 | -1247.3268 | -3338.261 | -105.3292 | -116.58 | 1766.0375 | -1751.9313 | -773.4644 | -510.5823 | -95.6295 | 74.7141 | 573.2441 | 2368.3831 | -157.8118 | 581.021 | 5.2294 | 2436.5986 | 1931.7972 | 457.8596 | 764.5655 | 449.7479 | -1958.8909 | 158.582 | 3674.8899 | 1712.0066 | 4117.519 | 426.791 | -279.8689 | 3520.8691 | 2107.9067 | 1228.5912 | -306.7152 | 245.4472 | 44.6372 | 3375.0093 | 210.1043 | -288.9957
2030-05-02 | 3 | -24.4643 | 1157.5051 | -48.6879 | -456.5368 | -2006.9991 | -999.799 | -2929.9575 | -571.5907 | 2229.7 | -158.8981 | 3962.6401 | -35.9381 | 535.1258 | 290.6403 | 1684.6823 | -384.5306 | 224.7328 | 209.9989 | -498.4823 | 287.8222 | -1135.62 | -3254.4331 | -122.0674 | -99.557 | 2189.3438 | -1902.2008 | -874.6481 | -562.8456 | -94.1609 | 29.1953 | 812.7333 | 2053.5691 | -19.0754 | 516.2927 | 5.4762 | 2384.2607 | 1799.4376 | 18.1311 | 552.6901 | 449.9782 | -1839.2125 | 12.9351 | 2988.2239 | 1578.6561 | 3819.2842 | 1.004 | -278.5399 | 3469.7336 | 2089.2593 | 1163.7152 | -198.1786 | 170.6913 | 401.7495 | 4798.8667 | 210.1043 | -224.3607
2030-05-02 | 4 | -21.2239 | 1250.4921 | -47.5058 | -457.3578 | -1731.0873 | -1206.3762 | -4490.4565 | -101.7012 | 2355.0906 | -215.3719 | 3916.5015 | -191.8537 | 667.8913 | 349.6405 | 1743.3656 | -490.4332 | 203.0011 | 209.9989 | -467.8264 | 206.6102 | -969.3331 | -2740.9492 | -128.9903 | -77.7023 | 2119.5891 | -2022.1816 | -677.2977 | -632.1315 | -89.5286 | 79.7427 | 883.871 | 1262.1835 | 235.6945 | 384.4292 | 7.2293 | 2101.5327 | 1033.2351 | -629.14 | 128.8787 | 450.1552 | -1833.3618 | -3.6253 | 2962.167 | 1495.1942 | 3634.2466 | -173.7269 | -272.8775 | 3385.1709 | 1876.04 | 1147.2871 | -80.6907 | 89.2988 | 640.264 | 5272.4551 | 210.1042 | -197.3133
2030-05-02 | 5 | -15.1655 | 1299.1415 | -43.6999 | -442.0397 | -1557.3976 | -1142.8152 | -4713.312 | 0.99925 | 2120.2981 | -201.479 | 3921.9146 | -139.7239 | 136.1627 | 280.7196 | 1737.3475 | 789.9109 | 435.3207 | 209.9989 | -362.2842 | 346.1726 | -1047.6946 | -3010.98 | -134.1624 | -84.6031 | 1468.257 | -1633.2675 | -1341.8639 | -581.3643 | -97.1857 | 42.5252 | 1045.5514 | 0.99895 | -110.7947 | 322.1942 | 5.9642 | 1815.3192 | 518.8249 | -759.3771 | 0.99989 | 449.4111 | -2204.6814 | -71.9197 | 2950.8293 | 1428.6742 | 3431.7241 | -163.6234 | -272.0354 | 3184.426 | 1461.3937 | 1225.6833 | 1.0006 | 0.99978 | 755.879 | 3511.3945 | 210.1042 | -188.5195
2030-05-02 | 6 | -18.6835 | 1427.6421 | -49.5155 | -500.7051 | -1339.9674 | -1242.4082 | -5367.5439 | 501.663 | 1832.7786 | -158.0201 | 3935.0981 | 4.7792 | 77.7969 | 364.2068 | 2060.9438 | 1363.3878 | 523.1524 | 209.9989 | -242.5606 | 265.7497 | -1231.7416 | -3644.3943 | -151.778 | -93.2871 | 578.3029 | -1716.1621 | -1543.8302 | -637.4165 | -108.4668 | 70.2216 | 1179.8372 | 1.0017 | -59.4998 | 324.3527 | 5.1557 | 1797.0751 | 1107.9783 | -228.0204 | 375.8359 | 1.0004 | -2340.2417 | -133.1609 | 4118.8042 | 1610.6276 | 4400.8813 | 232.3891 | -276.5332 | 3110.6631 | 1099.533 | 1257.7341 | 21.1786 | -304.4345 | 592.8594 | 3685.5637 | 0.10427 | -165.6998
2030-05-02 | 7 | -20.8412 | 1744.1592 | -58.0223 | -548.5746 | -1424.3114 | -1458.019 | -5627.4067 | 710.608 | 913.7096 | -154.1703 | 3924.8276 | 60.9032 | 1619.3499 | 336.4976 | 2111.3013 | 1807.5371 | 588.8894 | 209.9989 | -250.7554 | 81.307 | -1259.6102 | -4014.9265 | -197.2439 | -107.8425 | 652.8374 | -1937.2662 | -1104.2104 | -754.0801 | -134.0333 | 88.9473 | 1572.9998 | 1.0008 | 336.4966 | 179.4737 | 5.415 | 2312.4788 | 1729.0541 | -563.5712 | -1.9357 | 2.3153 | -2359.5459 | -262.3192 | 4108.3071 | 1474.975 | 4435.0854 | -297.7638 | -417.3955 | 2909.571 | 317.0665 | 1158.8708 | -460.0679 | -639.567 | 171.1505 | 4540.7407 | 210.1042 | -259.9841
2030-05-02 | 8 | -21.7527 | 1114.7245 | -56.605 | -470.9664 | -1946.652 | -1128.8184 | -4656.4897 | 123.9115 | 412.0231 | -351.8038 | 3909.4905 | 195.001 | 948.9269 | 403.8229 | 2202.5237 | 1864.9412 | 535.4839 | 209.9989 | -319.4806 | 445.6004 | -1238.8358 | -4251.4419 | -109.6488 | -80.6623 | 1132.6755 | -1661.1027 | -1980.285 | -581.4693 | -107.0178 | 144.8506 | 1369.0625 | 0.99953 | -246.9634 | 345.8728 | 3.4006 | 1859.3873 | 1461.0171 | -752.7291 | -278.6829 | 0.99995 | -2409.7065 | -111.0352 | 3747.0852 | 1379.392 | 3687.3625 | -282.4062 | -1458.6935 | 3913.5815 | 923.3302 | 1349.1422 | -411.6036 | -660.0118 | -378.2672 | 5705.7563 | 210.1043 | -208.116
2030-05-02 | 9 | -21.1554 | 1300.1998 | -54.3675 | -548.6184 | -1975.8594 | -1398.2861 | -5955.8389 | 686.1136 | 438.4998 | -376.0667 | 3924.7498 | 65.4594 | 769.2661 | 425.4768 | 2233.0315 | 2007.2461 | 463.0855 | 209.9989 | -259.4373 | 96.3464 | -1165.1182 | -3900.2349 | -71.7429 | -83.6997 | 983.8878 | -2018.9742 | -1572.7241 | -704.7167 | -106.1181 | 325.5734 | 1662.7827 | 3.7709 | 163.2692 | 161.7258 | 3.359 | 1651.2239 | 2391.6433 | -726.9372 | -2.2052 | 377.0415 | -1892.8033 | -3.4342 | 4189.4556 | 1459.1768 | 4484.0161 | -269.633 | -1228.0857 | 2414.062 | -198.0936 | 1104.5883 | -393.6836 | -819.8442 | -62.5164 | 8069.3687 | 210.1043 | -149.8088
2030-05-02 | 10 | -26.5655 | 1518.2686 | -66.5826 | -597.8596 | -1969.9913 | -1474.304 | -6373.9023 | 673.6722 | 354.7058 | -370.6773 | 3931.7917 | 81.5404 | 1421.8279 | 242.3443 | 2173.2153 | 2275.8647 | 412.896 | 209.9989 | -281.2211 | 53.718 | -1262.3208 | -4800.6909 | -108.449 | -88.3531 | 1003.0425 | -2429.6636 | -1257.9084 | -781.0395 | -115.2078 | 258.2512 | 2133.9436 | 1.0011 | 427.4026 | 91.4497 | 3.452 | 1893.5714 | 3233.6191 | -686.1921 | 205.4481 | 449.1831 | -2044.1232 | -163.2368 | 4215.2646 | 1413.6758 | 4670.7104 | -264.1734 | -1354.4619 | 2378.3489 | -265.0039 | 1102.6631 | -579.5859 | -428.2014 | -1.9716 | 8523.1572 | 210.1043 | -143.4587
2030-05-02 | 11 | -25.1452 | 922.7908 | -63.0474 | -548.8816 | -1948.6508 | -1314.726 | -6615.4829 | 945.4311 | 141.9199 | -409.6164 | 3942.0254 | -75.6347 | 1538.2385 | 270.0464 | 2220.6426 | 2516.9089 | 411.7874 | 209.9989 | -217.0463 | -49.3537 | -1108.2725 | -4289.4307 | -25.499 | -99.7286 | 828.0671 | -2261.4026 | -798.1453 | -639.9578 | -90.7346 | 565.2042 | 2198.4736 | 1.0035 | 536.0494 | 159.3089 | 3.2266 | 1858.0094 | 3863.9609 | -735.3376 | 92.9272 | 449.9465 | -1286.0355 | 1.0017 | 4071.7078 | 1360.9633 | 4500.1899 | -258.6364 | -1125.3192 | 2324.3684 | -420.1815 | 998.3821 | -117.798 | -1121.2174 | -5.2541 | 9670.5293 | 210.1043 | -48.5388
2030-05-02 | 12 | -24.3858 | 677.8165 | -61.837 | -527.4355 | -1902.6099 | -1150.3931 | -6253.7446 | 930.5955 | -54.6541 | -379.2138 | 3935.6099 | 24.0815 | 1186.036 | 315.4366 | 2195.6003 | 3093.1079 | 421.8174 | 209.9989 | -170.4687 | -261.7671 | -1184.8654 | -4399.2412 | -24.2218 | -112.6005 | 685.3477 | -2186.8943 | -454.1215 | -584.5049 | -82.8939 | 687.295 | 2358.6226 | 1.0005 | 580.9494 | 162.6562 | 3.1542 | 2197.3433 | 4366.2153 | -757.0277 | -2.4358 | 405.3045 | -1039.3417 | 44.1343 | 3715.4834 | 1273.5901 | 4017.2498 | -254.8906 | -1176.5815 | 2399.7461 | -532.0674 | 791.421 | -82.5193 | -1097.6556 | -173.5103 | 11037.6357 | 210.1043 | -19.9831
2030-05-02 | 13 | -27.156 | 744.4272 | -61.6532 | -516.881 | -1871.9413 | -938.433 | -3365.5759 | 412.2093 | -391.5419 | -370.0552 | 3907.2419 | 0.99971 | 1210.8269 | 474.8853 | 2249.958 | 3151.5483 | 488.9394 | 209.9989 | -246.6863 | -81.5655 | -1284.5402 | -4256.2939 | -96.1602 | -88.5755 | 723.2182 | -2060.2822 | -650.716 | -497.9283 | -89.6905 | 403.3116 | 2139.2056 | 4.2033 | 443.6166 | 269.2343 | 3.5519 | 1745.8218 | 5107.7886 | -252.861 | 142.0838 | 450.2037 | -969.708 | -236.012 | 4392.5112 | 1265.0707 | 4649.8843 | -252.9733 | -719.6664 | 2502.7766 | -317.5778 | 594.5475 | -220.9077 | -953.718 | -353.9227 | 11910.3428 | 210.1042 | -45.3231
2030-05-02 | 14 | -27.4735 | 639.1609 | -59.9384 | -472.9945 | -1812.2004 | -697.5129 | -2094.1863 | 441.8579 | -359.4491 | -360.0355 | 3877.7588 | 48.6731 | 1059.9468 | 488.8156 | 2258.8699 | 2983.4402 | 496.4153 | 209.9989 | -373.3175 | 86.029 | -954.2352 | -3689.2207 | -50.0761 | -67.6903 | 1433.2452 | -1848.4017 | -1908.4003 | -407.4389 | -81.902 | 451.4741 | 1862.2172 | 4.4614 | -126.6361 | 432.8055 | 2.871 | 1357.4906 | 5223.8545 | -13.1629 | 187.0664 | 450.194 | -1653.0958 | -174.3692 | 4782.5015 | 1221.6378 | 4933.0508 | -247.2329 | -474.6548 | 2186.4736 | -499.4948 | 712.9805 | 0.9811 | -814.8401 | -33.2316 | 10136.6572 | 210.1043 | -80.9116
2030-05-02 | 15 | -29.6308 | 220.1191 | -56.372 | -432.4812 | -1784.7899 | -382.4599 | -181.2588 | 11.16 | -966.7265 | -345.3592 | 3848.8337 | 125.3873 | 1010.04 | 514.9048 | 2260.0735 | 2877.5476 | 551.1253 | 209.9989 | -348.9073 | 454.7304 | -919.587 | -2686.3582 | 25.2333 | -54.1663 | 1275.4652 | -1470.7889 | -2709.6313 | -291.4597 | -60.8401 | 478.4832 | 1479.6277 | 198.7166 | -591.049 | 660.7816 | 2.9095 | 981.0187 | 5523.9219 | -30.1398 | 214.0906 | 450.1474 | -1879.833 | -14.7208 | 4670.8315 | 1229.6343 | 4982.0107 | -245.7559 | -472.5809 | 2425.9688 | -826.8228 | 1010.6414 | 764.2899 | -683.068 | 170.994 | 9717.1221 | 0.10427 | -118.4559
2030-05-02 | 16 | -26.4915 | 223.1072 | -54.7806 | -424.2288 | -1721.6473 | -364.7291 | 0.98945 | 294.2201 | -1023.9268 | -345.3333 | 3844.1152 | 168.1591 | 903.4429 | 549.171 | 2287.8855 | 2666.4678 | 482.2224 | 209.9989 | -346.5883 | 536.1501 | -889.6247 | -1577.1577 | 39.7488 | -52.0718 | 1185.8711 | -1381.5291 | -2459.0095 | -267.5491 | -60.6804 | 489.8312 | 1382.4562 | 4.7657 | -585.3492 | 587.0746 | 2.9182 | 1057.9548 | 5044.876 | -37.7441 | 207.6457 | 450.1193 | -1979.5139 | -3.1901 | 4695.0273 | 1221.981 | 4985.5117 | -244.3713 | -276.2928 | 2420.9312 | -432.3698 | 1103.043 | 1100.5341 | -1003.9615 | 192.7461 | 8762.4062 | 0.10427 | -102.8398
2030-05-02 | 17 | -26.6248 | 185.8213 | -56.2555 | -410.4313 | -1662.2056 | -314.4556 | -66.8645 | 166.8127 | -1542.463 | -345.4434 | 3855.7178 | 195.0009 | 886.9301 | 498.4198 | 2242.4795 | 2963.9395 | 486.244 | 209.9989 | -415.4679 | 416.7894 | -1117.9015 | -2043.6753 | -4.8837 | -36.5509 | 1594.751 | -1162.2118 | -2545.1375 | -261.3212 | -68.2508 | 352.9953 | 1223.009 | 0.99554 | -641.9464 | 675.4505 | 3.0089 | 981.3155 | 4870.1191 | -39.8782 | 257.0076 | 450.0691 | -2071.345 | -24.8904 | 4789.853 | 1236.5204 | 5066.6763 | -245.1251 | -276.1682 | 2495.303 | -748.474 | 1150.3597 | 1275.5701 | -1284.0229 | 78.9838 | 9203.0879 | 210.1042 | -79.1039
2030-05-02 | 18 | -30.4907 | 827.0777 | -63.6642 | -480.7449 | -1552.2081 | -778.284 | -1124.0168 | 796.3398 | -2063.9207 | -345.4518 | 3847.4915 | 194.9975 | 1241.7681 | 456.1546 | 2216.6663 | 2713.0261 | 445.3565 | 209.9989 | -432.2978 | 518.223 | -1020.6691 | -2021.2236 | -16.2191 | -40.073 | 1745.7892 | -1672.3558 | -2655.4417 | -475.1684 | -89.0978 | 337.111 | 1283.9116 | 57.0942 | -452.0106 | 584.8871 | 2.994 | 1146.4836 | 4570.7876 | -323.5095 | 149.9663 | 450.283 | -2237.4463 | -3.2209 | 4554.1211 | 1226.3334 | 4783.6997 | -248.5523 | -592.9547 | 2376.6646 | -1267.2693 | 1104.0736 | 895.3368 | -1346.4934 | 1.0248 | 10855.6211 | 210.1042 | -100.9812
2030-05-02 | 19 | -39.1472 | 708.7553 | -66.4854 | -524.0942 | -1786.2157 | -646.6331 | -357.4625 | 379.3889 | -1623.1603 | -345.5159 | 3862.2358 | 194.9998 | 974.3456 | 453.4424 | 2237.4404 | 1300.7108 | 108.5616 | 209.9989 | -188.0229 | 411.3337 | -1224.4954 | -2677.4302 | -45.6019 | -68.6795 | 478.8511 | -1872.7815 | -2653.6619 | -432.721 | -85.394 | 278.8088 | 1296.2225 | 1765.6725 | -371.5791 | 791.6971 | 2.7105 | 1223.1926 | 4991.6167 | -260.1149 | 197.4603 | 450.1563 | -2084.97 | -20.1858 | 4409.7036 | 1253.241 | 4717.4136 | -251.4704 | -328.6138 | 2650.5439 | -1367.5618 | 935.1505 | 288.362 | -964.3841 | -67.5386 | 10524.7305 | 210.1043 | -89.4078
2030-05-02 | 20 | -55.3032 | 641.2984 | -63.2565 | -636.9066 | -1742.3403 | -574.9827 | -229.4015 | 571.3298 | -826.4857 | -349.5121 | 3877.9895 | 194.9994 | 1759.0479 | 416.8792 | 2213.0757 | 1118.8704 | 279.0702 | 209.9989 | -190.4981 | 353.3987 | -1515.6173 | -3468.1863 | 6.3878 | -52.2246 | 454.1392 | -2007.0846 | -2204.8271 | -472.9572 | -82.4229 | 412.2344 | 1809.2003 | 4138.9453 | -177.0854 | 1092.1614 | 2.0434 | 342.1224 | 6952.5132 | -697.2243 | -2.6293 | 450.3271 | -1637.5303 | 202.6109 | 3497.3972 | 1190.7035 | 3772.9546 | -254.7938 | -600.4463 | 2618.2717 | -1498.9377 | 1260.0538 | 902.3975 | -1300.3829 | -0.53899 | 10451.8066 | 210.1043 | 42.8918
2030-05-02 | 21 | -65.6935 | 686.243 | -71.8846 | -734.201 | -1658.0963 | -700.3093 | -1829.8418 | 982.6467 | -183.3885 | -344.7332 | 3891.9995 | 194.9965 | 1736.3528 | 342.8832 | 2181.8484 | 1234.149 | 328.307 | 209.9989 | -247.5435 | 353.1775 | -1526.4049 | -3706.1682 | 30.2604 | -39.9127 | 765.5215 | -2317.1836 | -2208.6799 | -562.6314 | -82.8795 | 540.7852 | 2370.7954 | 5290.3506 | 110.6618 | 1131.2822 | 1.8686 | 76.3321 | 8237.6182 | -841.8604 | -163.4382 | 449.6536 | -1691.8275 | 293.4856 | 3627.1226 | 1174.4462 | 3652.9094 | -250.679 | -817.2913 | 2504.9126 | -1551.1514 | 1345.3939 | 1408.4321 | -1591.1852 | -340.0583 | 10438.9531 | 210.1043 | 63.7362
2030-05-02 | 22 | -58.8825 | 346.8896 | -65.6365 | -715.2658 | -1793.4684 | -590.5298 | -3870.2021 | 986.0775 | -327.607 | -340.8199 | 3844.2737 | 194.9987 | 2096.4749 | 334.5419 | 2172.7554 | 1273.9747 | 232.8295 | 209.9989 | -306.6056 | 287.6182 | -1393.9325 | -3796.8708 | 92.2965 | -10.586 | 1217.0739 | -2060.4287 | -1917.486 | -525.5148 | -68.2369 | 716.3286 | 2630.3167 | 4839.8975 | 93.6704 | 973.4332 | 0.5863 | -492.8767 | 8023.6875 | -686.9532 | -2.0641 | 75.695 | -1502.3594 | 510.3293 | 3747.2825 | 1231.8484 | 4030.7434 | -258.453 | -861.6835 | 2402.9939 | -1809.028 | 1281.788 | 891.3449 | -1571.3226 | -199.1566 | 9233.5918 | 210.1042 | 49.3679
2030-05-02 | 23 | -70.5111 | 0.99781 | -66.0442 | -724.2488 | -1827.1566 | -370.3194 | -3876.3958 | 395.2492 | 72.4318 | -333.5352 | 3814.7935 | 195.001 | 1259.7229 | 223.518 | 2134.0791 | 1098.7892 | 300.3846 | 209.9989 | -222.3135 | 517.5671 | -1404.4973 | -4055.217 | 51.2605 | 36.3041 | 301.938 | -2144.6384 | -2119.8608 | -498.654 | -68.9212 | 575.4272 | 3282.5576 | 5448.0923 | 37.6488 | 1256.269 | 0.34366 | -653.093 | 8834.7803 | -484.5856 | -2.0381 | 1.0005 | -2201.6416 | 430.5485 | 3997.9885 | 1262.9983 | 4314.9053 | -273.5765 | -496.8856 | 1987.8752 | -1757.5277 | 1416.2019 | 222.6832 | -1178.4653 | -636.4803 | 7433.6465 | 210.1043 | -72.0887
2030-05-02 | 24 | -86.3233 | 236.918 | -69.6737 | -744.0292 | -1585.6871 | -595.9075 | -5455.4482 | 518.3958 | -304.8762 | -350.9252 | 3789.9319 | 139.1404 | 744.1187 | 277.9969 | 2146.8401 | 899.9807 | 497.7129 | 209.9989 | -211.9961 | 517.1441 | -1092.147 | -4225.2666 | 79.812 | 15.0261 | 331.0135 | -2676.6204 | -2203.3503 | -565.9171 | -65.5446 | 631.4559 | 3392.0674 | 5879.4395 | 229.8974 | 1480.2643 | 0.40625 | -337.9605 | 9631.6289 | -337.91 | 5.8461 | 450.378 | -2375.9424 | 539.9031 | 4074.5181 | 1323.4702 | 4132.5376 | -3.5565 | -271.6472 | 2563.1672 | -826.8122 | 1508.1464 | 606.358 | -1785.3915 | -975.2244 | 6972.8848 | 0.10427 | -153.4673
2030-05-03 | 1 | -72.0354 | 579.0972 | -63.4086 | -775.7942 | -1378.5016 | -940.7128 | -6883.4639 | 903.0539 | 798.5059 | -350.2635 | 3812.2634 | 131.1874 | 321.3058 | 154.3277 | 2010.6968 | 586.5164 | 456.3586 | 209.9989 | -174.3961 | 382.4514 | -970.0123 | -4820.0957 | 91.135 | 5.6687 | -393.2529 | -2715.4495 | -2076.3516 | -676.5725 | -65.6539 | 658.8544 | 3172.3354 | 4964.644 | 344.1943 | 1201.4525 | 0.5772 | -225.0417 | 9003.6719 | -362.6093 | 225.1071 | 449.3111 | -2373.4844 | 256.444 | 3277.9011 | 1342.4434 | 3701.7236 | -3.449 | -271.6349 | 2660.0798 | -220.6404 | 1534.1591 | 603.6486 | -635.7031 | 1.0115 | 7315.7856 | 0.10427 | -155.9064
2030-05-03 | 2 | -59.6935 | 968.2641 | -63.8922 | -592.5207 | -726.4771 | -1475.3879 | -8404.5996 | 2486.2334 | 1669.0569 | -353.9678 | 3769.9014 | 110.3554 | 1865.0873 | 104.6742 | 2070.5295 | 708.5858 | 376.052 | 209.9989 | -45.211 | 262.7306 | -798.6922 | -5168.6079 | 73.1552 | -19.5028 | -1019.8832 | -2463.0828 | -2004.9203 | -776.9382 | -81.2012 | 706.275 | 3031.9092 | 2315.6306 | 346.6623 | 765.2122 | 0.58119 | -18.3565 | 6277.4189 | -278.287 | 601.7944 | 0.99966 | -2361.4487 | 281.1115 | 2681.0481 | 1421.7162 | 3555.9167 | -3.7144 | -277.2899 | 2948.7649 | 369.3969 | 1423.9833 | -83.3497 | -523.7322 | 49.3365 | 8523.8154 | 210.1043 | -159.4607
2030-05-03 | 3 | -44.1037 | 1440.59 | -56.7575 | -447.1672 | -544.9337 | -1848.4346 | -9488.7285 | 2870.519 | 2030.1241 | -350.7663 | 3765.8953 | 123.9271 | 1839.8872 | 0.99991 | 2051.6941 | 805.5179 | 317.3523 | 209.9989 | -48.9425 | 254.6355 | -801.2908 | -5554.9966 | 35.7263 | -22.8141 | -934.8625 | -2247.1121 | -2127.6101 | -856.3263 | -102.7159 | 595.3724 | 2818.9302 | 739.9668 | 198.1148 | 393.9505 | 0.56985 | -6.067 | 3442.4209 | -317.3864 | 594.3027 | 0.99901 | -2367.4922 | 215.6732 | 2585.4309 | 1326.2257 | 3468.2732 | 1.0149 | -278.7871 | 2901.3103 | 436.1107 | 1342.6945 | -84.7679 | -839.6676 | 234.7702 | 8933.3564 | 210.1042 | -146.9349
2030-05-03 | 4 | -23.5477 | 2057.2043 | -50.267 | -352.7321 | -252.8619 | -2239.3508 | -10838.8516 | 3779.7744 | 1994.7422 | -356.2305 | 3745.9988 | 95.537 | 1830.8647 | 1.0003 | 2056.1279 | 682.9162 | 323.0099 | 209.9989 | -40.125 | 186.5608 | -822.0389 | -5760.2393 | -33.3372 | -24.1877 | -980.2664 | -2108.7317 | -2024.6903 | -953.8798 | -133.2191 | 500.3348 | 2698.1719 | 1.0068 | 189.0115 | -66.0203 | 0.57453 | -13.7445 | -1938.3993 | -238.6663 | 667.019 | 1.0008 | -2355.7349 | 59.7074 | 2411.6289 | 1150.5176 | 3368.8442 | 0.99079 | -279.0456 | 2905.9766 | 416.7694 | 1224.397 | -83.8678 | -893.4037 | 467.3448 | 6524.9429 | 210.1043 | -138.6104
2030-05-03 | 5 | -16.2214 | 2246.2112 | -49.5423 | -304.7065 | 6.5983 | -2390.7268 | -11568.8486 | 4300.9575 | 2017.1559 | -387.7292 | 3761.8218 | -53.0042 | 1862.514 | 25.362 | 2096.4111 | 400.9835 | 344.6591 | 209.9989 | -36.8694 | 73.6857 | -831.2115 | -5696.3877 | -60.8225 | -36.2974 | -888.1045 | -2041.5486 | -1796.5903 | -980.0884 | -144.6865 | 487.1734 | 2519.0193 | 1.0019 | 201.1758 | -226.4311 | 0.61475 | 102.5786 | -2588.1289 | -182.5527 | 557.4775 | 1.0008 | -2312.8623 | -9.7714 | 2478.7212 | 1196.6519 | 3315.7209 | 1.008 | -278.1281 | 2732.4436 | 135.5874 | 1150.9805 | -384.1962 | -1242.0569 | 420.1886 | 4292.0742 | 210.1043 | -115.0136
2030-05-03 | 6 | -16.7258 | 2255.1267 | -53.4449 | -323.5435 | 259.7874 | -2448.7842 | -12051.9951 | 4650.6611 | 1665.7003 | -315.6097 | 3770.4822 | 180.3046 | 2028.196 | 1.0009 | 1740.2511 | 573.2657 | 256.1588 | 209.9989 | -34.8812 | -109.9255 | -982.4211 | -6079.1084 | -50.6197 | -52.4436 | -956.5812 | -2089.0564 | -1435.3706 | -999.6392 | -149.6237 | 586.7363 | 2455.9792 | 1.0088 | 322.3327 | -272.9129 | 0.564 | 208.0678 | -2720.4702 | -250.1272 | 222.1812 | 0.99815 | -2441.3381 | -1.0691 | 2904.6077 | 1250.9247 | 3340.084 | -2.7652 | -274.1314 | 2668.3198 | -271.7286 | 1229.6677 | -220.5287 | -1919.3401 | 67.2944 | 5106.7383 | 210.1042 | -91.8698
2030-05-03 | 7 | -20.3994 | 2095.4275 | -62.3269 | -361.9599 | 206.1832 | -2462.6179 | -12022.1826 | 4546.4038 | 558.7301 | -329.4171 | 3787.1274 | 177.5889 | 1747.0627 | -14.5627 | 2020.5349 | 435.8015 | 149.1236 | 209.9989 | -163.3685 | -184.8656 | -1067.8767 | -6223.2856 | -90.0738 | -69.4064 | 284.9941 | -2171.7178 | -1227.6807 | -1009.8155 | -141.665 | 559.2154 | 2557.5381 | 1.006 | 412.0446 | -313.9292 | 0.52753 | 237.9269 | -2710.4683 | -479.1899 | -1.9739 | 427.4827 | -2451.751 | -93.5542 | 3007.8289 | 1142.574 | 3385.2634 | -295.3268 | -271.6632 | 1317.3063 | -2086.6331 | 1203.2487 | 477.6231 | -2029.328 | 534.4805 | 6344.9619 | 0.10427 | -12.6541
2030-05-03 | 8 | -25.6601 | 1946.514 | -66.8382 | -398.5748 | 1.0008 | -2295.0938 | -11606.4463 | 3788.0835 | -3.1266 | -315.367 | 3807.4458 | 194.9991 | 1443.0555 | -18.4225 | 2077.2539 | 441.6898 | 56.1578 | 209.9989 | -147.3976 | -111.6444 | -1180.4065 | -5729.7979 | -108.7398 | -61.3207 | 97.0258 | -2282.6636 | -1312.1094 | -977.4448 | -135.6247 | 503.1582 | 2597.2683 | 1.0052 | 372.512 | -277.6885 | 0.50807 | -81.1178 | -2031.6334 | -448.0922 | -2.0876 | 277.1861 | -2398.2908 | -209.5747 | 3901.6111 | 1197.5306 | 4263.2524 | -277.11 | -271.4406 | 1489.7601 | -1937.2327 | 1170.0251 | 1.0001 | -2274.8533 | 126.4063 | 6293.1958 | 0.10427 | 31.916
2030-05-03 | 9 | -20.5363 | 1885.8351 | -63.2122 | -579.4279 | -477.0059 | -2020.3566 | -11195.3555 | 3101.4304 | 1.0032 | -333.266 | 3827.9648 | 195.0006 | 1501.2341 | 0.99678 | 2036.2983 | 619.1594 | -46.6068 | 209.9989 | -121.4532 | -42.5983 | -1132.3054 | -4811.7212 | -128.4026 | -49.8289 | 32.8845 | -2255.3662 | -1294.4392 | -941.2191 | -129.7692 | 435.1176 | 2421.5459 | 1.0031 | 290.2259 | -289.8974 | 0.51234 | -290.7789 | -777.1458 | -630.7251 | 1.0035 | 449.5468 | -2362.4956 | -347.8107 | 3850.0549 | 1183.7416 | 4132.9946 | -264.5847 | -795.1683 | 1378.585 | -2124.1482 | 1059.2618 | -378.0871 | -1734.0029 | -1.1858 | 4395.0684 | 210.1042 | -70.2365
2030-05-03 | 10 | -13.7578 | 1841.903 | -47.8322 | -651.2409 | -631.1672 | -1891.1805 | -10847.6807 | 2810.2903 | -3.1097 | -334.1329 | 3844.2583 | 194.9996 | 1386.0079 | 15.055 | 2005.1125 | 686.0995 | -59.8214 | 209.9989 | -100.7431 | -13.3646 | -1197.5073 | -5178.8071 | -116.7429 | -69.8794 | -104.9755 | -2250.6187 | -1077.761 | -929.0734 | -126.02 | 437.6621 | 2318.219 | 0.99693 | 298.3529 | -261.1814 | 0.52628 | 1.0126 | -51.8385 | -721.5645 | 0.99913 | 449.5732 | -2249.4355 | -331.4025 | 3827.9089 | 1212.7296 | 4174.4653 | -258.7629 | -864.4842 | 1352.2509 | -1694.6683 | 1070.9376 | -381.0791 | -1569.7324 | 0.99833 | 4148.229 | 210.1043 | -65.3018
2030-05-03 | 11 | -10.4368 | 1754.0966 | -47.527 | -624.5714 | -890.5204 | -1838.6559 | -10918.1895 | 2777.9907 | -120.7304 | -331.9941 | 3852.7419 | 194.9992 | 1404.5001 | 64.8959 | 2006.4146 | 684.7847 | -109.8464 | 209.9989 | -124.4165 | -110.2337 | -1228.6729 | -5748.6743 | -101.6218 | -78.3583 | 60.8643 | -2134.698 | -737.4523 | -918.0615 | -125.3251 | 491.9918 | 2154.9006 | -696.6526 | 345.257 | -304.4251 | 0.50644 | 324.9275 | 568.8923 | -763.4751 | -2.2498 | 323.6189 | -2121.3389 | -280.1348 | 3815.7854 | 1266.5474 | 4099.2695 | -254.8603 | -925.635 | 1436.7299 | -1552.2671 | 1056.095 | -420.4011 | -1759.6959 | -65.0431 | 4984.7354 | 0.10427 | -46.9654
2030-05-03 | 12 | -16.4403 | 1550.7125 | -50.4144 | -608.5693 | -1142.1969 | -1606.1954 | -9866.0674 | 2595.8577 | -307.6732 | -380.2269 | 3867.0037 | 0.99895 | 1536.9581 | 180.5511 | 2117.9893 | 833.0658 | -103.0021 | 209.9989 | -174.2702 | -211.0189 | -1189.1079 | -6017.813 | -115.2701 | -94.3786 | 487.3304 | -2039.3678 | -458.0015 | -850.171 | -128.0637 | 496.0459 | 1937.6302 | -542.1685 | 409.3376 | -163.1275 | 0.54299 | 591.3299 | 1496.6002 | -798.5845 | -2.1761 | 216.4493 | -2056.3843 | -309.9696 | 3918.658 | 1289.1472 | 4153.9951 | -250.7572 | -1052.8145 | 1285.5793 | -1697.047 | 926.3962 | -299.4682 | -1838.5198 | -4.3246 | 6132.7876 | 0.10427 | 13.6201
2030-05-03 | 13 | -36.9736 | 1374.668 | -60.4886 | -688.3932 | -1753.0197 | -1387.1697 | -7682.6509 | 1424.7681 | 1.0025 | -380.4292 | 3841.0852 | -0.51281 | 1623.4269 | 216.8489 | 2157.4575 | 811.996 | 59.2041 | 209.9989 | -162.2681 | 200.351 | -1432.1823 | -5972.5679 | -48.4771 | -80.423 | 243.5609 | -2349.4131 | -769.8023 | -781.6925 | -108.3354 | 379.5017 | 2053.3164 | 1475.0522 | 396.4805 | 306.3815 | 1.28 | 494.6948 | 3426.3428 | -924.4532 | -281.3562 | 449.9641 | -1488.6982 | -77.0151 | 3727.1729 | 1193.9788 | 3711.7551 | -248.0479 | -1056.1918 | 1518.8898 | -1495.5909 | 1088.0118 | 0.98046 | -1208.2395 | -216.868 | 7606.9399 | 210.1043 | -27.415
2030-05-03 | 14 | -38.1193 | 1116.7106 | -59.8332 | -678.1136 | -1891.7029 | -1343.8378 | -7250.5566 | 1021.0453 | -132.8529 | -386.1383 | 3826.9885 | -17.1641 | 1769.6614 | 211.0482 | 2166.74 | 749.6629 | 71.8946 | 209.9989 | -90.815 | 158.1675 | -1340.7861 | -5400.4561 | -12.9495 | -77.2769 | 4.7152 | -2316.4158 | -1060.309 | -750.8124 | -91.7477 | 472.4632 | 2094.05 | 1529.6168 | 365.6259 | 289.2338 | 0.96647 | 427.1914 | 3680.0598 | -915.325 | -265.2466 | 449.9523 | -1235.2898 | -13.9948 | 3728.6008 | 1159.4836 | 3730.8972 | -245.1638 | -1094.0221 | 1445.6735 | -1322.2585 | 978.3727 | 61.4505 | -966.0207 | -131.4566 | 10702.9092 | 210.1042 | -9.767
2030-05-03 | 15 | -29.9959 | 1219.6082 | -52.5221 | -643.4614 | -1835.7902 | -1389.0902 | -6597.4668 | 782.5986 | -644.5397 | -340.7358 | 3804.7874 | 175.4641 | 1705.651 | 200.6764 | 2106.6343 | 773.3643 | 83.3816 | 209.9989 | -85.9851 | 317.4527 | -1340.2094 | -3779.2729 | -17.1319 | -86.6508 | -50.2147 | -2276.6047 | -1670.6807 | -761.8732 | -91.806 | 393.808 | 2184.6978 | 832.2227 | 335.5306 | 199.0341 | 1.2446 | 614.4932 | 3315.5781 | -898.1741 | -225.0257 | 449.9703 | -1208.9065 | -80.7307 | 3775.416 | 1166.3693 | 3802.5579 | -241.6259 | -960.821 | 1615.4684 | -1214.629 | 977.1003 | 1.0037 | -622.0974 | -133.2135 | 11581.8359 | 210.1042 | -14.1208
2030-05-03 | 16 | -21.5187 | 1216.2723 | -49.692 | -548.7433 | -1817.4221 | -1493.1798 | -6515.5039 | 635.7799 | -1029.7441 | -345.9702 | 3802.9077 | 185.6264 | 1242.4221 | 218.2458 | 2105.7454 | 749.9396 | 220.1227 | 209.9989 | -120.0869 | -2.2791 | -1353.028 | -4516.7886 | -48.0475 | -138.5082 | 137.85 | -2292.5413 | -1331.0923 | -755.3716 | -91.0448 | 388.2337 | 1669.0945 | 376.8672 | 424.1693 | 46.5289 | 2.6289 | 2184.5603 | 1661.7568 | -770.8013 | -2.1005 | 148.1638 | -991.5161 | -288.4383 | 4068.0449 | 1179.8789 | 4320.5991 | -240.9203 | -1101.1519 | 2079.395 | -807.3273 | 1008.4526 | -318.1082 | -395.6574 | -851.4012 | 12422.1484 | 210.1043 | -172.8131
2030-05-03 | 17 | -19.4783 | 1200.3354 | -50.3059 | -513.8206 | -1835.3545 | -1418.541 | -4398.4253 | 532.6493 | -1331.671 | -352.734 | 3795.7676 | 163.141 | 718.4043 | 173.7061 | 2106.1367 | 804.8535 | 269.1385 | 209.9989 | -229.266 | 135.9843 | -1508.521 | -5350.2524 | -76.3582 | -118.2653 | 467.0722 | -2091.5925 | -1527.2792 | -711.438 | -94.5933 | 246.3345 | 1513.249 | 271.0238 | 230.5667 | 35.6901 | 2.4702 | 2117.5391 | 1091.5316 | -191.8996 | 263.8452 | 450.0853 | -1120.1064 | -337.7368 | 5014.4893 | 1358.5898 | 5094.7441 | 1.0004 | -933.5583 | 2129.2427 | -732.8231 | 1068.1165 | -381.6153 | -172.8748 | -879.4115 | 12774.3311 | 210.1043 | -191.8511
2030-05-03 | 18 | -23.0964 | 1325.7588 | -58.0939 | -489.4062 | -1619.9399 | -1113.6235 | -540.1512 | 1133.3912 | -1486.7722 | -340.4352 | 3811.4822 | 195.0016 | 803.4312 | 226.9884 | 2102.5132 | 761.3532 | 273.5593 | 209.9989 | -316.6435 | 184.4328 | -1323.9952 | -5695.7241 | -224.7378 | -96.4089 | 1085.0414 | -1993.8843 | -1565.8809 | -640.4407 | -126.5334 | 12.3668 | 1411.868 | 508.7594 | 73.874 | 185.9138 | 2.087 | 1943.2334 | 1423.7302 | -257.3572 | 201.9492 | 450.1807 | -1810.2747 | -677.9423 | 5195.6265 | 1410.9146 | 5089.1392 | 1.0032 | -830.0781 | 2229.512 | -1146.7062 | 862.5776 | -1378.9344 | 252.5449 | -552.9847 | 11693.5957 | 0.10427 | -205.3992
2030-05-03 | 19 | -29.5704 | 1305.2698 | -55.4651 | -466.4566 | -1264.9476 | -832.2535 | -599.0303 | 1463.6566 | -1350.3813 | -333.5573 | 3787.4055 | 194.9996 | 1450.1873 | 168.6372 | 2132.0955 | 669.9169 | 367.1825 | 209.9989 | -368.6284 | 255.2786 | -1444.3871 | -6107.4204 | -173.1211 | -77.8465 | 1501.0725 | -1774.6971 | -1996.9644 | -546.1583 | -128.2148 | 129.334 | 1134.7455 | 1689.4905 | -197.354 | 535.0418 | 1.1828 | 1746.3268 | 2455.6079 | -485.0886 | 550.3737 | 449.4077 | -2084.9299 | -427.7983 | 4196.5898 | 1382.5598 | 5054.3008 | -255.82 | -452.7081 | 2105.4722 | -1397.9143 | 966.3927 | -600.3459 | -398.6597 | 0.99486 | 8967.0889 | 0.10427 | -62.6722
2030-05-03 | 20 | -39.6964 | 983.1575 | -58.9298 | -473.417 | -1752.0366 | -627.0724 | 386.5975 | 1180.153 | -2.9275 | -339.7086 | 3861.6321 | 194.9996 | 1853.1492 | 107.9482 | 2126.8152 | 512.3098 | 545.6524 | 209.9989 | -426.3702 | 123.5015 | -1229.5645 | -6035.1265 | -173.6138 | -96.3892 | 2000.2852 | -1928.9338 | -1490.3138 | -509.8387 | -120.7805 | 158.8918 | 1354.1696 | 3269.3804 | 24.3111 | 736.3024 | 1.6629 | 2053.9607 | 3762.2832 | -485.9638 | 496.7865 | 449.9338 | -2082.2156 | -452.8774 | 4299.0747 | 1388.2772 | 4999.312 | -260.7873 | -367.6775 | 2202.4888 | -1166.6617 | 999.9501 | -803.6929 | -427.4472 | 237.1736 | 9371.0801 | 0.10427 | -110.7695
2030-05-03 | 21 | -37.9535 | 1059.3322 | -63.1016 | -457.5489 | -1558.9656 | -823.4527 | 0.98467 | 1572.3862 | -3.0713 | -357.0813 | 3898.4802 | 147.7858 | 2051.9146 | 121.2194 | 2127.604 | 556.9959 | 582.0624 | 209.9989 | -464.3441 | -128.9256 | -1107.4985 | -5746.3354 | -157.627 | -101.0962 | 2405.7383 | -2105.7935 | -1118.1256 | -550.4275 | -123.2135 | 236.9636 | 1526.6021 | 3152.1438 | 277.1415 | 587.1916 | 1.8314 | 2244.5835 | 3303.3157 | -576.1918 | 359.1194 | 449.9811 | -1870.3104 | -450.9962 | 4245.29 | 1370.6162 | 4918.187 | -257.4713 | -560.9338 | 2196.7346 | -1195.4623 | 713.6726 | -1343.9968 | -890.9913 | -189.4524 | 8634.7539 | 0.10427 | -169.5111
2030-05-03 | 22 | -33.9119 | 822.211 | -58.4988 | -410.1368 | -1480.2139 | -639.651 | 0.99491 | 1474.3135 | -309.7615 | -350.2818 | 3882.4958 | 195.0007 | 1928.0835 | 230.158 | 2116.7058 | 600.4599 | 595.5823 | 209.9989 | -536.2639 | 20.099 | -1381.2928 | -5380.2173 | -94.1828 | -53.9589 | 2732.9656 | -1856.329 | -642.5856 | -472.1711 | -114.0172 | 261.1087 | 1936.9525 | 3169.124 | 239.7863 | 569.7704 | 2.1936 | 752.6101 | 2992.3145 | -760.9501 | 1.0012 | 450.3779 | -1124.3118 | -186.9067 | 4058.5535 | 1370.1351 | 4317.0405 | -263.6479 | -867.1215 | 2228.7864 | -1016.9335 | 851.1145 | -619.2465 | -916.4995 | 1.0004 | 7584.6094 | 0.10427 | -112.69
2030-05-03 | 23 | -34.0798 | 657.1718 | -55.4341 | -386.707 | -1907.2174 | -575.7402 | -1060.5316 | 898.0165 | 560.2627 | -351.4481 | 3872.0623 | 194.9992 | 1665.6223 | 14.179 | 2130.2976 | 432.4216 | 610.6384 | 209.9989 | -642.0786 | 196.7986 | -1004.3528 | -4926.0591 | -103.956 | -40.9576 | 3308.1836 | -1807.3207 | -500.1258 | -472.618 | -104.348 | 245.4167 | 2038.1564 | 3322.2717 | 247.0569 | 651.2347 | 2.5747 | 621.3015 | 2946.8062 | -559.5789 | 186.2881 | 450.0952 | -2083.2864 | -213.5663 | 4124.6899 | 1397.0356 | 4634.2627 | -273.5425 | -562.6161 | 2342.4451 | -282.5453 | 1109.182 | 1.0173 | -736.1914 | -136.478 | 8545.1768 | 0.10427 | -204.8314
2030-05-03 | 24 | -28.5181 | 817.5942 | -41.4652 | -403.9656 | -1949.2468 | -650.1179 | -3213.8423 | 902.6902 | 105.8975 | -291.3367 | 3885.9585 | 195.0007 | 1241.0134 | -214.9 | 2109.8499 | 450.1834 | 574.0591 | 209.9989 | -668.5627 | 301.2021 | -1119.9025 | -4970.293 | -28.3637 | -23.9409 | 3359.7517 | -1665.3455 | -1063.6202 | -508.6208 | -102.8315 | 365.242 | 2239.2737 | 3070.1084 | 222.3853 | 520.8116 | 2.5188 | 424.8369 | 2561.4456 | -363.6968 | 351.786 | 449.9563 | -2148.0339 | 112.2517 | 4281.5283 | 1422.6001 | 4688.5918 | -3.9741 | -272.1838 | 2558.3506 | 85.8468 | 1217.2052 | 219.8122 | -983.0292 | -1032.9298 | 7134.7188 | 210.1043 | -302.3478
2030-05-04 | 1 | -25.8863 | 791.5856 | -44.3177 | -429.7377 | -1984.1423 | -935.9261 | -3960.6174 | 256.1392 | 545.2713 | -203.5449 | 3825.2805 | 94.2363 | 886.7251 | -244.9655 | 2098.7292 | 584.7822 | 526.9043 | 209.9989 | -521.3981 | 286.1983 | -1153.8607 | -4886.3491 | -57.3222 | 20.345 | 2431.8403 | -1762.2466 | -868.0978 | -583.8871 | -89.0505 | 252.438 | 2319.9392 | 2199.1292 | 158.9058 | 314.3774 | 1.987 | 232.5476 | 1641.9142 | -755.9089 | 51.2346 | 449.3953 | -1723.7247 | 25.7883 | 3600.9917 | 1303.4911 | 4130.707 | -299.5595 | -621.9857 | 2256.2493 | 7.6945 | 918.6702 | 245.3205 | -722.8136 | -119.2796 | 6673.7993 | 210.1043 | -147.8479
2030-05-04 | 2 | -20.1768 | 1253.5143 | -45.5902 | -483.8973 | -902.6088 | -1533.425 | -7695.7681 | 1661.8622 | 1531.8914 | -190.9848 | 3802.2227 | -118.9781 | 1510.4048 | -337.3169 | 1883.2343 | 534.132 | 410.7644 | 209.9989 | -480.5948 | 162.3802 | -897.7203 | -4716.6826 | -55.188 | -1.5132 | 2428.196 | -2018.7634 | -1088.6194 | -778.415 | -97.8233 | 398.6837 | 2305.9504 | 906.4919 | 309.5092 | 0.99671 | 1.4657 | 431.2602 | 509.1674 | -1028.4552 | 0.99996 | 449.5544 | -1762.7004 | 29.9832 | 2874.9343 | 1223.5648 | 3455.0376 | -307.0481 | -657.6525 | 368.6147 | -1546.751 | 800.1909 | 191.9773 | -691.1815 | 914.7241 | 7359.0776 | 210.1043 | -59.6827
2030-05-04 | 3 | -17.4392 | 1341.7927 | -44.7139 | -469.8364 | -757.89 | -1578.7026 | -8705.7529 | 2203.9573 | 1792.9464 | -160.9186 | 3795.283 | -151.4655 | 2119.0391 | -457.3902 | 1378.3948 | 505.2973 | 371.8809 | 209.9989 | -386.8768 | 151.7318 | -661.1104 | -3777.302 | -52.6834 | -30.6702 | 2206.2622 | -1874.6409 | -1066.833 | -775.998 | -102.4774 | 452.5362 | 1635.0488 | 323.6213 | 210.9921 | -2.5559 | 1.9774 | 359.143 | 60.0731 | -1168.6051 | 0.99946 | 449.5077 | -1960.826 | 15.7545 | 2729.47 | 1257.7976 | 3344.3694 | -311.3575 | -529.4001 | -95.7502 | -2136.2688 | 822.2334 | 65.3575 | -815.455 | 882.4966 | 5723.9551 | 210.1042 | -62.6028
2030-05-04 | 4 | -19.0638 | 1506.7566 | -46.9749 | -482.2098 | -617.9486 | -1671.8298 | -8722.0557 | 2611.5161 | 2012.7295 | -187.0101 | 3749.3538 | -195.0317 | 2013.5171 | -422.7206 | 1476.9187 | 631.6752 | 440.2723 | 209.9989 | -328.0245 | 115.6736 | -710.3535 | -3057.4214 | -59.1028 | -51.4338 | 1935.1063 | -2003.0167 | -1098.2439 | -804.2018 | -106.1725 | 432.7463 | 1769.4224 | 677.4365 | 452.9083 | -9.6306 | 3.7186 | 720.5573 | 87.5191 | -73.2068 | 607.2495 | 1.0205 | -1824.1025 | -1.9387 | 2789.9551 | 1352.8568 | 3803.2754 | -2.5562 | -276.1677 | 1614.1473 | -210.2962 | 900.4605 | 0.99002 | -531.307 | 634.1221 | 5214.3789 | 210.1043 | -104.0506
2030-05-04 | 5 | -16.7653 | 1740.8938 | -49.1691 | -490.8155 | -460.0453 | -1816.9983 | -9271.3545 | 2981.3354 | 1888.5323 | -189.5233 | 3774.115 | -194.9729 | 1986.6649 | -433.3303 | 1430.8462 | 565.3087 | 365.6078 | 209.9989 | -163.8801 | 61.7839 | -646.2436 | -2743.428 | -80.4596 | -86.196 | 1068.0306 | -2073.7915 | -902.8036 | -850.2076 | -118.3006 | 423.192 | 1918.2999 | 330.2161 | 523.2872 | -113.3853 | 4.047 | 907.6769 | -418.0373 | -1.5936 | 710.2428 | 0.99931 | -1859.4615 | -78.9045 | 2802.0051 | 1247.0482 | 3805.7913 | -2.3386 | -275.221 | 1612.1888 | -347.0595 | 884.6467 | 132.0551 | -941.17 | 557.1257 | 4501.8823 | 210.1043 | -87.4451
2030-05-04 | 6 | -20.7178 | 1319.5059 | -51.9296 | -489.7457 | -576.7791 | -1547.5566 | -8133.8691 | 2426.4888 | 1849.3069 | -169.3594 | 3698.498 | -148.7759 | 1943.2229 | -384.2789 | 1517.5696 | 315.0387 | 318.1631 | 209.9989 | -418.3638 | 211.2072 | -651.8406 | -3554.8647 | -46.9115 | -40.4446 | 2374.8076 | -1890.6825 | -1528.7212 | -746.5816 | -101.677 | 434.0287 | 1477.6626 | 649.5626 | 95.7942 | 40.0012 | 2.7317 | 382.3102 | 19.9857 | -34.6905 | 618.5361 | 1.0001 | -2104.5083 | -1.5546 | 2738.8174 | 1366.0625 | 3779.7815 | 0.99578 | -277.9362 | 1257.3955 | -769.1931 | 867.2568 | 0.99444 | -851.3851 | 668.8757 | 4611.6069 | 210.1043 | -66.0303
2030-05-04 | 7 | -30.6189 | 1048.5571 | -58.698 | -535.9025 | -813.3073 | -1340.5026 | -7020.6406 | 1829.7643 | 1776.5286 | -220.8199 | 3671.2927 | -179.8506 | 1872.1799 | -279.5702 | 1845.2777 | -121.9482 | 304.1476 | 209.9989 | -330.7432 | 127.6599 | -807.6244 | -4630.521 | -41.1078 | -38.4261 | 1625.7651 | -2070.9204 | -1323.5853 | -707.9316 | -97.5164 | 439.502 | 1730.5424 | 1825.1348 | 235.0175 | 237.8382 | 2.8066 | 347.4288 | 1680.5422 | -337.6162 | 776.2225 | 1.0016 | -2160.2529 | -1.5786 | 2985.2007 | 1197.6359 | 3990.3369 | 1.0067 | -273.7105 | 2639.6011 | 497.4588 | 1051.8042 | 239.5302 | -887.2975 | 324.4666 | 5939.6675 | 210.1042 | -101.3455
2030-05-04 | 8 | -25.6357 | 819.6195 | -59.812 | -556.6038 | -885.2971 | -1202.8282 | -6859.9766 | 1566.8319 | 1297.2166 | -207.9863 | 3785.3096 | -123.1962 | 1973.7837 | -233.3054 | 1940.5643 | -282.0806 | 137.3447 | 209.9989 | -253.8413 | 261.5314 | -915.968 | -5015.8828 | -44.2771 | -35.2201 | 1019.2654 | -1825.5122 | -1692.3809 | -669.4838 | -90.28 | 368.7341 | 1477.3169 | 1264.4541 | -24.991 | 246.7692 | 2.3579 | -13.8232 | 1968.5242 | -51.6779 | 788.3005 | 1.0004 | -2337.3745 | -116.5852 | 3454.6917 | 1274.5317 | 4372.2231 | 1.0061 | -276.5239 | 2034.6553 | 208.2455 | 1214.4398 | 629.6988 | -1210.899 | 1.0046 | 5527.6997 | 0.10427 | -154.3718
2030-05-04 | 9 | -24.9561 | 824.7755 | -59.8428 | -551.4241 | -1113.0715 | -1180.396 | -6173.4058 | 1058.5464 | -3.098 | -215.5071 | 3922.9358 | -93.772 | 2023.8805 | -17.4738 | 2109.051 | 87.0565 | 148.7763 | 209.9989 | -316.7838 | 329.9943 | -1076.9359 | -5471.4658 | -43.8076 | -64.3219 | 1454.0707 | -1786.5779 | -1698.8082 | -661.6588 | -94.4931 | 320.7895 | 1231.9888 | 1126.005 | -58.5839 | 251.8538 | 2.5042 | 118.2121 | 2314.8694 | -590.0086 | 187.7839 | 449.6345 | -2290.6313 | -82.928 | 4374.8066 | 1399.4756 | 4601.6465 | -59.0343 | -272.3573 | 1525.151 | -406.3779 | 1190.9844 | 746.1257 | -1332.9652 | -300.8527 | 6000.6821 | 0.10427 | -182.5628
2030-05-04 | 10 | -22.3724 | 874.4975 | -57.5214 | -514.218 | -1915.9039 | -1004.153 | -3354.8396 | 0.98549 | 581.7734 | -201.8749 | 3892.5117 | -61.9398 | 1769.7148 | -204.4688 | 1979.3239 | -331.7106 | 112.5863 | 209.9989 | -401.0022 | 511.3948 | -1252.2135 | -5617.7261 | -33.3252 | -82.0114 | 1934.465 | -1685.5342 | -1807.5223 | -590.6996 | -95.0811 | 218.0569 | 633.6484 | 929.8791 | -232.0454 | 265.43 | 3.1596 | 885.0393 | 2551.824 | -656.1104 | 171.9091 | 449.6109 | -2217.791 | -62.7958 | 4374.6123 | 1434.8989 | 4714.209 | -289.3915 | -320.7961 | 1987.3535 | 104.811 | 1274.6743 | 250.5505 | -400.2392 | -211.764 | 6464.0942 | 0.10427 | -260.1735
2030-05-04 | 11 | -40.7877 | 1158.6309 | -60.6765 | -573.1523 | -1973.0815 | -965.175 | -2826.0815 | 908.127 | 1.0035 | -244.346 | 3805.2876 | -105.509 | 1728.1968 | 0.99911 | 2168.219 | 98.3219 | 426.2279 | 209.9989 | -500.0927 | 138.2791 | -1037.3481 | -5071.5303 | -67.2101 | -97.9717 | 2723.6855 | -2134.3921 | -741.2861 | -590.5355 | -108.5444 | 305.6992 | 1289.5237 | 3210.7556 | 333.8006 | 674.1021 | 4.1551 | 1328.9227 | 4586.6724 | -700.9548 | 103.0242 | 450.0854 | -1977.0651 | -111.5035 | 4422.2627 | 1461.9161 | 4634.1914 | -285.3492 | -742.6577 | 1593.7172 | 280.7701 | 1123.6685 | -148.0843 | -941.8885 | -129.411 | 6868.8496 | 0.10427 | -224.846
2030-05-04 | 12 | -37.3508 | 1049.2788 | -54.4524 | -530.3121 | -1958.0999 | -830.0904 | -1373.7114 | 1072.7806 | -156.6048 | -251.4272 | 3773.4038 | -102.9354 | 1227.9572 | 229.6817 | 2120.6245 | 296.1535 | 471.0944 | 209.9989 | -502.2969 | -59.7431 | -1076.7086 | -4456.7432 | -74.4553 | -101.1003 | 2699.4424 | -2024.3408 | -228.9093 | -491.4107 | -108.9666 | 322.4077 | 1365.8877 | 3242.0259 | 414.8219 | 640.1519 | 4.8696 | 1757.1356 | 4440.5356 | -763.585 | 133.7582 | 450.2709 | -1864.2391 | -225.4097 | 4223.2173 | 1416.3259 | 4596.0449 | -286.6771 | -824.4766 | 1704.6571 | 288.0319 | 1135.8828 | -377.8011 | -947.0099 | -3.1243 | 7424.6216 | 210.1043 | -209.0632
2030-05-04 | 13 | -29.2383 | 1517.8562 | -56.1996 | -494.7642 | -1945.225 | -1167.4956 | -2032.4825 | 999.755 | -240.1349 | -260.6143 | 3743.7197 | -130.1026 | 809.9421 | 231.7656 | 2078.7056 | 101.0105 | 275.5151 | 209.9989 | -423.2611 | -52.1531 | -1120.0842 | -4411.8955 | -170.9848 | -122.525 | 2016.17 | -1956.1858 | -299.9056 | -616.9661 | -128.4581 | 150.4726 | 1101.3126 | 1995.5735 | 364.1852 | 328.6147 | 3.9085 | 2975.6829 | 2824.6738 | -558.1988 | 173.7774 | 450.2212 | -1662.1393 | -430.5517 | 4167.4062 | 1346.8383 | 4593.9414 | -285.9887 | -995.8846 | 1656.9856 | -100.1007 | 938.7156 | -1060.3629 | -206.1528 | 511.5918 | 8456.542 | 210.1043 | -238.2972
2030-05-04 | 14 | -17.0675 | 1521.2871 | -55.9505 | -502.8575 | -1939.6245 | -1335.8531 | -1948.2954 | 1085.7942 | -474.4081 | -260.3879 | 3777.2302 | -115.3879 | 832.009 | 138.4075 | 2148.325 | 318.5845 | 353.6877 | 209.9989 | -402.7542 | 86.5472 | -1031.6097 | -4688.0332 | -164.6561 | -116.6299 | 1826.1315 | -1924.7775 | -768.7461 | -657.9679 | -129.4187 | 114.2086 | 968.6051 | 151.5356 | 269.5824 | 65.6292 | 4.2335 | 2896.1497 | 944.2374 | -197.9339 | 340.9641 | 449.9598 | -1583.0688 | -417.6864 | 4721.6733 | 1331.6603 | 5030.0205 | -169.1672 | -646.497 | 1716.5999 | -189.2726 | 921.505 | -916.5843 | -296.1014 | 134.8749 | 9083.7725 | 210.1043 | -280.982
2030-05-04 | 15 | -31.9771 | 1409.3195 | -62.7608 | -597.5768 | -1939.6486 | -1226.9108 | -2146.3943 | 1222.4692 | -533.3006 | -248.7093 | 3762.7913 | -121.9327 | 835.6037 | 222.7055 | 2051.8486 | 98.9041 | 291.2917 | 209.9989 | -478.2307 | 110.2915 | -1087.6897 | -4742.4355 | -132.2332 | -113.49 | 2387.3994 | -2287.0278 | -1136.6479 | -662.7861 | -122.6754 | 219.8349 | 1129.7255 | 2029.832 | 400.9947 | 396.001 | 4.101 | 3054.0034 | 2233.1606 | -229.9799 | 305.6191 | 449.9684 | -1763.1528 | -296.1574 | 4930 | 1386.5295 | 5037.2627 | 0.70941 | -595.7111 | 1815.896 | -111.2073 | 1042.0712 | -315.5272 | -833.9169 | -141.4785 | 9878.8809 | 210.1043 | -296.4064
2030-05-04 | 16 | -48.2513 | 1044.1932 | -67.3395 | -639.027 | -1855.4304 | -847.149 | -1759.5308 | 1041.2531 | -854.2902 | -218.7849 | 3846.2705 | -103.8186 | 1863.2894 | 179.2241 | 1907.514 | -358.6027 | 395.6583 | 209.9989 | -594.4471 | 209.3376 | -1092.3773 | -4377.3525 | -54.7942 | -105.1499 | 3450.4155 | -2409.5857 | -1659.3516 | -553.6193 | -103.656 | 379.3934 | 918.0269 | 4173.1509 | 235.9959 | 858.7402 | 3.8692 | 3083.6938 | 4228.4575 | -276.551 | 103.47 | 450.2095 | -2069.6902 | -81.1207 | 5123.0566 | 1407.47 | 5038.0142 | 1.0009 | -609.4793 | 1771.9497 | -495.0857 | 1136.5176 | 320.0953 | -1263.792 | -323.8815 | 9553.1924 | 210.1043 | -263.074
2030-05-04 | 17 | -47.1942 | 591.0637 | -65.3611 | -588.4619 | -1369.2856 | -518.1953 | -52.1503 | 1159.155 | -1745.5208 | -163.1272 | 3824.5361 | -21.2123 | 1166.157 | 42.7311 | 1675.4344 | -621.5079 | 325.1342 | 209.9989 | -631.3386 | 540.5408 | -1052.3628 | -3884.3936 | 53.7121 | -80.915 | 3877.8723 | -1998.95 | -2334.8345 | -418.0732 | -89.05 | 497.5232 | 463.8747 | 4309.9551 | -265.3205 | 930.7243 | 3.6222 | 2684.1226 | 4356.1348 | -577.3138 | 214.4412 | 449.5004 | -2368.8044 | 279.15 | 4580.6602 | 1324.0176 | 4914.6274 | -279.0826 | -742.2899 | 1843.4961 | -1018.9158 | 1372.0895 | 1335.3831 | -2136.2849 | -681.3167 | 9009.5576 | 210.1043 | -190.3765
2030-05-04 | 18 | -43.6196 | 460.0154 | -63.0524 | -527.4767 | -1158.2955 | -553.3184 | 0.99125 | 1278.7021 | -2238.1018 | -55.2418 | 3111.4607 | 159.8164 | 1377.4988 | 31.7081 | 1459.8439 | -609.4917 | 321.8801 | 209.9989 | -651.601 | 584.5994 | -999.1799 | -3634.8372 | 90.3233 | -74.1889 | 4060.7766 | -1846.8596 | -2263.2078 | -459.5026 | -84.4023 | 553.7535 | 153.5282 | 4266.2515 | -284.8506 | 936.3956 | 4.0836 | 2364.7334 | 4432.0894 | -582.1288 | 160.7883 | 449.3817 | -2433.0803 | 414.6424 | 4278.8125 | 1317.8402 | 4573.8755 | -280.9212 | -1050.0154 | 1893.0819 | -1094.4657 | 1422.1437 | 1867.2006 | -2385.8044 | -201.3185 | 9077.8096 | 210.1043 | -68.0632
2030-05-04 | 19 | -39.2005 | 533.7869 | -60.2306 | -493.3169 | -1505.0793 | -545.4391 | 556.8502 | 1074.0615 | -1177.1829 | -37.4845 | 3254.9707 | 194.9992 | 1249.562 | 36.9689 | 1424.0315 | -779.9636 | 236.6293 | 209.9989 | -696.8147 | 651.115 | -1021.0616 | -2234.6709 | 61.4591 | -61.3336 | 4348.3638 | -1744.0939 | -2129.7908 | -450.9142 | -88.5982 | 451.3999 | 64.4519 | 4107.9878 | -278.8029 | 845.8364 | 5.7976 | 1699.828 | 4100.2661 | -820.0622 | 92.1805 | 449.4373 | -2330.7671 | 343.6041 | 4235.4888 | 1377.0942 | 4596.4478 | -285.9139 | -1248.8964 | 1982.8842 | -836.7531 | 1402.2015 | 1844.0922 | -1899.4856 | -357.1841 | 8345.4922 | 0.10427 | -82.2698
2030-05-04 | 20 | -38.145 | 598.9006 | -59.3835 | -478.7365 | -1332.8861 | -592.1434 | 378.7317 | 1158.0846 | -934.0502 | -42.496 | 3817.3203 | 194.9991 | 1207.0377 | 16.8758 | 1390.1769 | -891.0248 | 222.0941 | 209.9989 | -656.0911 | 583.0296 | -1055.4496 | -1992.5221 | 42.2485 | -67.2236 | 4094.1672 | -1769.8418 | -2049.0303 | -469.9289 | -92.4076 | 443.951 | 169.4083 | 3898.0205 | -182.439 | 809.7896 | 6.2616 | 1772.7688 | 4059.3328 | -915.0034 | 1.0064 | 449.4364 | -2362.4839 | 282.3947 | 4345.0518 | 1408.4285 | 4477.8481 | -286.6365 | -1318.5651 | 2135.1318 | -676.1532 | 1430.2028 | 1839.5621 | -2005.3905 | -412.8242 | 8635.1113 | 0.10427 | -107.0364
2030-05-04 | 21 | -36.4704 | 809.2096 | -61.5116 | -480.2297 | -1517.6023 | -730.788 | 333.5189 | 1257.774 | -751.7551 | -51.3048 | 3873.0647 | 195.0005 | 1826.4143 | 1.0007 | 1434.6993 | -609.9821 | 216.7865 | 209.9989 | -647.4744 | 463.0024 | -1066.8774 | -2582.7732 | -21.3695 | -76.4373 | 4055.5972 | -1831.0547 | -2031.1184 | -512.6471 | -104.1437 | 357.6249 | 393.7273 | 3330.1506 | -120.421 | 768.27 | 5.1309 | 2033.3124 | 3789.8123 | -980.8696 | 0.99892 | 449.4817 | -2277.9221 | 64.7033 | 4380.5083 | 1432.9434 | 4596.564 | -281.0319 | -1230.0809 | 2040.3804 | -731.6879 | 1225.9996 | 1196.7556 | -1646.9424 | -148.9674 | 8543.5283 | 0.10427 | -95.6273
2030-05-04 | 22 | -22.6513 | 1350.8687 | -55.5244 | -442.2532 | -1535.4509 | -1028.3259 | -11.4332 | 1549.6575 | -169.7345 | -95.7761 | 3847.1709 | 195.0003 | 2064.4648 | 284.0348 | 1890.177 | 61.122 | 170.1295 | 209.9989 | -658.9329 | 426.8245 | -1105.8359 | -2504.9783 | -92.4306 | -75.444 | 3922.2188 | -1792.3607 | -1808.2632 | -605.6344 | -124.272 | 219.5307 | 747.9255 | 1959.3732 | -66.0171 | 410.2591 | 4.9418 | 1952.3922 | 2386.978 | -887.5931 | 1.001 | 449.4479 | -1949.1753 | -64.6972 | 4254.8838 | 1424.2238 | 4525.9531 | -281.7936 | -871.5282 | 2059.8606 | -420.4057 | 936.5016 | 41.3883 | -1069.9978 | -49.304 | 6772.6064 | 210.1043 | -132.7995
2030-05-04 | 23 | -40.1197 | 1239.9282 | -55.0651 | -454.9416 | -1803.4186 | -974.9954 | 0.98781 | 1107.2603 | 448.0856 | -197.1272 | 3846.5879 | -16.2099 | 2034.3413 | 341.5605 | 2064.3704 | 31.3006 | 250.5339 | 209.9989 | -639.2098 | 451.955 | -1197.7557 | -1881.1545 | -57.0907 | -85.2315 | 3523.7756 | -1889.6198 | -1552.1484 | -589.4805 | -110.6879 | 224.1219 | 665.5106 | 3356.9053 | 1.5313 | 570.6785 | 5.11 | 2368.5754 | 3432.5242 | -731.8271 | 221.5123 | 449.8133 | -1853.6476 | 101.2401 | 4422.4868 | 1461.0292 | 4858.8315 | -290.9452 | -272.218 | 2087.9456 | 22.1095 | 1195.2275 | 102.631 | -817.8474 | -457.2334 | 7056.3008 | 210.1042 | -259.4568
2030-05-04 | 24 | -34.2672 | 1315.822 | -52.7491 | -472.0943 | -2012.3258 | -864.4766 | -753.6768 | 891.4677 | 55.1673 | -208.9304 | 3803.614 | -99.8834 | 1779.668 | 264.5645 | 1843.3351 | -142.4847 | 347.3225 | 209.9989 | -580.8096 | 296.0756 | -1067.6488 | -1153.3782 | -90.7504 | -94.874 | 3034.6843 | -2045.5798 | -1011.8336 | -550.9532 | -114.5795 | 192.2946 | 612.3109 | 3574.8193 | 268.8809 | 639.4823 | 6.7326 | 2611.7046 | 3610.7502 | -1007.4221 | -2.2377 | 368.6733 | -1620.6085 | 0.99681 | 3724.2793 | 1425.668 | 4065.0991 | -299.7426 | -659.8992 | 2504.4282 | 808.0552 | 923.2203 | 449.0869 | -863.3143 | -599.4393 | 5768.6479 | 210.1043 | -246.6402
2030-05-05 | 1 | -31.3823 | 998.1203 | -49.8006 | -425.2146 | -2016.5363 | -780.6887 | -2295.4768 | 0.9976 | 137.6131 | -201.9073 | 3823.9197 | -121.669 | 1202.2667 | 173.6436 | 1654.2106 | -589.4236 | 297.1767 | 209.9989 | -430.9257 | 393.2704 | -1004.7918 | -2339.3369 | 9.3313 | -107.0088 | 2035.2913 | -1853.4971 | -1370.5873 | -483.6771 | -96.2157 | 370.5733 | 620.7597 | 2497.0859 | -43.8279 | 736.7076 | 5.5931 | 2516.3521 | 2986.0691 | -134.9016 | 930.1944 | 1.0006 | -1546.4863 | 541.9723 | 4170.9365 | 1739.8727 | 4707.748 | 523.1711 | -278.5258 | 2835.6311 | 1730.6479 | 1240.3429 | 615.4973 | -869.5507 | -1131.1946 | 5922.9028 | 210.1043 | -325.8853
2030-05-05 | 2 | -23.3204 | 664.4147 | -50.691 | -421.86 | -1882.1029 | -907.6429 | -3595.8477 | -2.0549 | 1574.4331 | -172.1058 | 3786.292 | -112.0843 | 1909.087 | 79.7935 | 1380.7225 | -414.2785 | 131.178 | 209.9989 | -377.9363 | 414.334 | -877.0463 | -3096.6443 | 21.1056 | -98.2138 | 1646.9681 | -1703.5074 | -1417.3658 | -516.028 | -76.5375 | 362.8757 | 447.2262 | 1150.7634 | -205.9731 | 448.0635 | 5.1606 | 2042.5281 | 2094.8652 | -878.3114 | 0.99828 | 263.5205 | -1806.4346 | 477.1993 | 3585.054 | 1502.4932 | 4061.4016 | -216.5524 | -273.183 | 2647.1792 | 1646.4539 | 1160.24 | 441.5569 | -217.6161 | 0.99975 | 5513.4673 | 210.1042 | -179.8171
2030-05-05 | 3 | -18.4344 | 1313.2922 | -51.3092 | -481.2314 | -1171.7076 | -1433.9769 | -6119.4771 | 944.7032 | 1779.0104 | -170.199 | 3745.2664 | -170.291 | 1951.113 | 53.3981 | 1187.3186 | -541.9713 | 28.9559 | 209.9989 | -345.5117 | 15.7025 | -715.3484 | -3207.9902 | -91.4955 | -81.5329 | 1448.1415 | -2009.314 | -479.5909 | -727.1246 | -100.9301 | 329.4856 | 1155.8392 | 452.9142 | 617.9811 | 80.4878 | 6.9136 | 1884.2837 | 1350.0598 | -161.6896 | 207.4689 | 449.2577 | -1748.5931 | 46.7078 | 3062.4304 | 1435.9698 | 3549.4641 | -2.4513 | -272.4595 | 2194.6235 | 1187.8777 | 1054.1677 | 423.9977 | -550.7517 | 569.6276 | 6369.7466 | 210.1042 | -84.1036
2030-05-05 | 4 | -23.2276 | 1699.5037 | -50.3087 | -502.4255 | -721.3239 | -1576.2972 | -7783.9292 | 2183.7939 | 2049.6882 | -182.7274 | 3758.8738 | -195.035 | 1948.3994 | 98.8334 | 1213.3564 | -649.3048 | 37.728 | 209.9989 | -342.7707 | -160.2704 | -747.7025 | -3534.3135 | -147.6374 | -106.3179 | 1538.3271 | -2197.5603 | -298.7139 | -781.6066 | -122.1062 | 321.4982 | 1255.3077 | 648.211 | 868.0389 | 284.1383 | 7.399 | 2618.8801 | 1057.6835 | -59.5456 | 181.7568 | 449.2752 | -1572.4401 | -3.1677 | 3154.2976 | 1454.2592 | 3648.5034 | -2.4744 | -272.3957 | 2261.3884 | 1452.8085 | 827.9066 | -79.6089 | -830.3383 | 1018.6736 | 4144.0435 | 210.1042 | -41.917
2030-05-05 | 5 | -20.5034 | 1635.2899 | -49.0308 | -476.5314 | -693.1058 | -1529.2902 | -7597.2559 | 2231.135 | 2043.895 | -173.0093 | 3749.6506 | -195.0348 | 1931.0979 | 13.9589 | 1019.9987 | -777.7001 | 38.3457 | 209.9989 | -351.0252 | -202.6811 | -787.6337 | -4140.0371 | -138.9639 | -122.1885 | 1475.4678 | -2082.7366 | -172.8896 | -769.2861 | -123.4296 | 329.2045 | 1131.5952 | 612.0781 | 888.3586 | 242.9607 | 7.4786 | 2832.437 | 814.725 | 0.02987 | 193.9658 | 449.3017 | -1631.6334 | -11.6956 | 3053.2659 | 1509.1736 | 3596.7754 | -2.5245 | -272.4344 | 2169.3252 | 882.1457 | 1137.9503 | 196.1421 | -50.3572 | 312.6747 | 3561.946 | 210.1043 | -120.9424
2030-05-05 | 6 | -21.8454 | 1121.9312 | -48.4018 | -428.8047 | -893.9716 | -1136.7417 | -6177.7637 | 1321.0671 | 2164.6008 | -148.369 | 3752.6577 | -162.3103 | 1885.4556 | -14.3534 | 961.4669 | -939.9192 | 5.8981 | 209.9989 | -344.9841 | -36.9988 | -839.7246 | -4351.7012 | -102.9745 | -117.5506 | 1356.874 | -1674.8478 | -366.0325 | -615.9167 | -109.2528 | 313.2934 | 609.7119 | 859.3045 | 446.2159 | 469.7549 | 6.9215 | 2475.3176 | 1076.073 | -352.9288 | 498.4117 | 449.9159 | -1960.2318 | 2.0162 | 3008.6133 | 1521.6232 | 3856.5811 | -3.4546 | -272.8326 | 3245.5654 | 1678.6106 | 1316.421 | 680.2488 | -50.7369 | 122.2257 | 3436.0208 | 210.1043 | -135.6657
2030-05-05 | 7 | -16.6561 | 1016.4135 | -48.0879 | -386.7462 | -1207.8911 | -1092.0332 | -5092.2896 | 792.8958 | 2111.5459 | -99.5616 | 3778.6064 | -27.8294 | 323.3251 | 33.5729 | 991.0327 | -956.9939 | -15.8325 | 209.9989 | -319.2896 | -20.7214 | -837.9244 | -4396.1992 | -99.4709 | -126.6583 | 1147.2184 | -1560.8038 | -338.1879 | -593.3264 | -106.9511 | 284.4365 | 403.568 | 457.9732 | 312.6058 | 289.7724 | 6.722 | 2331.948 | 514.9636 | 727.8135 | 1297.9314 | 4.6404 | -1909.7681 | 9.1108 | 3545.1255 | 1849.0923 | 4529.2476 | 499.9948 | -280.3345 | 3296.8621 | 2282.9644 | 1367.9955 | 103.7806 | -50.3779 | -671.1568 | 4141.2007 | 0.10427 | -316.2992
2030-05-05 | 8 | -19.7754 | 749.3126 | -53.3115 | -355.4135 | -1882.6716 | -956.2523 | -3274.9724 | -317.4264 | 1859.7896 | -127.4187 | 3804.25 | -15.4623 | 1100.5325 | 76.4482 | 1242.0305 | -58.0363 | 372.277 | 209.9989 | -326.8715 | 176.3524 | -997.4153 | -4456.9932 | -97.7568 | -140.6594 | 1252.1261 | -1486.8212 | -1044.1113 | -519.8649 | -94.1472 | 152.4315 | 327.6313 | 373.7068 | -70.1297 | 359.4313 | 4.9994 | 2685.3699 | 639.376 | 313.8934 | 827.5683 | 169.4883 | -1850.0012 | 0.99314 | 4009.8613 | 1791.3706 | 4609.7334 | 315.0203 | -279.5099 | 3041.7659 | 2357.502 | 1138.2875 | 1.0154 | -50.3475 | -424.5515 | 4819.9263 | 210.1043 | -335.7464
2030-05-05 | 9 | -20.3157 | 1021.6603 | -58.6597 | -391.5375 | -1797.4916 | -1138.5105 | -3810.165 | -2.1177 | 251.6988 | -182.0399 | 3796.6487 | -89.3526 | 1890.0146 | 177.2111 | 1491.2719 | -141.738 | 356.8734 | 209.9989 | -456.9062 | 200.5045 | -1121.8754 | -4374.9014 | -72.465 | -139.1747 | 2164.2573 | -1660.4471 | -1106.8933 | -593.7572 | -109.0525 | 214.4758 | 444.701 | 520.5328 | 125.2354 | 247.0033 | 5.8738 | 3118.4692 | 517.6605 | -132.9597 | 249.2011 | 322.3731 | -1822.7109 | 200.9991 | 4405.4902 | 1627.2231 | 4619.9282 | 116.1343 | -276.7002 | 2739.8762 | 1845.3199 | 1061.7588 | 743.8246 | -912.7565 | -570.6259 | 4467.6421 | 210.1043 | -260.3331
2030-05-05 | 10 | -22.8067 | 1326.5181 | -61.5509 | -434.8012 | -1844.8491 | -1368.5204 | -4091.3193 | -33.5904 | 739.1051 | -219.5205 | 3789.7119 | -110.4519 | 1973.5414 | 334.6546 | 1899.3268 | 240.8748 | 409.5964 | 209.9989 | -504.5768 | 176.6189 | -1168.666 | -4453.7676 | -128.1454 | -131.2509 | 2459.5664 | -1896.8456 | -1205.0238 | -671.0381 | -115.8461 | 114.2044 | 701.4606 | 678.837 | 261.4865 | 188.7874 | 5.5749 | 3175.0085 | 537.7382 | -324.3964 | 76.4779 | 450.15 | -1756.834 | 6.6189 | 4349.5195 | 1584.135 | 4730.3979 | -273.1938 | -276.6287 | 2364.699 | 1713.2167 | 916.7996 | -43.5377 | -322.1704 | -123.2031 | 5149.2109 | 210.1042 | -280.7919
2030-05-05 | 11 | -28.7595 | 1375.0029 | -61.9934 | -468.1072 | -1900.4509 | -1360.9188 | -4073.3757 | 0.99584 | 337.5169 | -239.0469 | 3775.8635 | -123.1671 | 1985.4604 | 416.1266 | 2101.6658 | 504.5827 | 508.4871 | 209.9989 | -500.7629 | 209.3404 | -1184.063 | -4608.436 | -134.1869 | -122.9097 | 2380.1941 | -2033.375 | -1079.6744 | -687.4271 | -117.6528 | 108.5582 | 985.276 | 1338.9264 | 400.3019 | 289.483 | 5.7105 | 3142.4944 | 1150.9757 | -489.7748 | 0.99689 | 283.0527 | -1764.5905 | 0.99907 | 4334.4629 | 1575.6523 | 4802.3232 | -301.9247 | -594.5859 | 2029.9926 | 1549.3354 | 1015.7902 | 0.99983 | -535.077 | -375.6196 | 6578.7163 | 0.10427 | -279.336
2030-05-05 | 12 | -39.2167 | 1229.2186 | -54.4466 | -438.426 | -1957.4437 | -987.2086 | -3090.6824 | 237.8404 | 104.5694 | -258.2057 | 3764.8262 | -106.1584 | 2021.4542 | 483.6854 | 2254.043 | 600.7457 | 527.1595 | 209.9989 | -462.6946 | 108.5598 | -1143.8909 | -4453.8071 | -115.3986 | -108.3145 | 2161.5029 | -1798.8492 | -809.686 | -530.748 | -115.3793 | 206.5728 | 937.8151 | 1458.0529 | 309.3453 | 370.696 | 5.3149 | 2882.5862 | 1561.6125 | -675.1428 | -52.6024 | 1.0006 | -1586.7115 | 1.0012 | 4285.9785 | 1520.4065 | 4633.623 | -299.8409 | -1144.8212 | 2026.7512 | 1209.5293 | 984.9992 | 45.6667 | -722.0708 | 1.0057 | 5257.1025 | 0.10427 | -261.6335
2030-05-05 | 13 | -27.6867 | 1395.3812 | -51.9787 | -426.6321 | -1505.8354 | -843.6072 | 0.98874 | 1030.9967 | -2.9743 | -267.3409 | 3714.3931 | -166.7853 | 1326.9957 | 526.2162 | 2315.998 | 289.3992 | 562.1588 | 209.9989 | -470.7234 | 14.5855 | -1157.7098 | -4225.8066 | -188.0991 | -114.0893 | 2176.6885 | -1757.5502 | -589.3986 | -445.3815 | -138.5741 | 126.7521 | 1159.287 | 2051.439 | 335.3814 | 450.7528 | 4.529 | 3025.0042 | 2263.6812 | -509.2673 | -45.2653 | 0.99985 | -1404.1013 | -119.1632 | 4884.7324 | 1477.0516 | 4799.6226 | -299.0648 | -1251.5848 | 1815.6909 | 1048.4137 | 764.2255 | -391.5611 | -847.009 | -80.7047 | 3601.562 | 0.10427 | -286.781
2030-05-05 | 14 | -33.423 | 1742.8176 | -55.9686 | -481.8357 | -1204.6003 | -932.5976 | 1892.0969 | 920.965 | -896.8817 | -273.6019 | 3731.0701 | -158.3975 | 684.6163 | 534.0406 | 2374.1484 | 138.6523 | 615.6362 | 209.9989 | -685.9127 | 79.9137 | -1263.2644 | -3726.2209 | -245.986 | -87.2504 | 3115.8333 | -2026.6477 | -594.1751 | -551.3552 | -150.4374 | -78.3021 | 1337.9241 | 3127.9224 | 558.4565 | 557.3 | 6.5852 | 3125.272 | 3492.9678 | -399.7943 | -44.8689 | 1 | -1234.181 | -322.3928 | 4916.1426 | 1409.5425 | 4823.1602 | -297.1346 | -1235.9476 | 2330.1968 | 1057.0569 | 917.0168 | -817.4543 | -384.5962 | -1279.7091 | 2998.3225 | 210.1043 | -447.5941
2030-05-05 | 15 | -29.6952 | 1810.0336 | -56.4328 | -492.0542 | -1077.4926 | -1003.6855 | 1546.0334 | 1129.2965 | -1341.644 | -278.1631 | 3709.3113 | -113.977 | 660.0466 | 549.9653 | 2398.093 | 310.5111 | 465.3504 | 209.9989 | -720.2948 | 84.749 | -1329.9027 | -3918.2227 | -246.9318 | -62.5988 | 3312.1511 | -2070.323 | -851.9628 | -564.8439 | -152.099 | -51.0364 | 1071.6947 | 2791.3643 | 460.2272 | 406.0808 | 4.792 | 2833.7402 | 3032.092 | -353.7188 | -2.0292 | 61.9856 | -1379.582 | -267.7834 | 4966.7202 | 1378.0358 | 4920.7534 | -296.9786 | -1085.36 | 2229.8787 | 975.3216 | 784.7432 | -938.1691 | -572.1201 | -1404.7954 | 2051.8198 | 210.1042 | -431.9997
2030-05-05 | 16 | -37.2476 | 2070.3311 | -60.485 | -559.3287 | -1220.1331 | -1118.2128 | 1271.3392 | 1255.0828 | -1620.9076 | -281.3371 | 3713.7988 | -146.5638 | 926.0424 | 527.0339 | 2334.7874 | 100.4015 | 474.9456 | 209.9989 | -454.0617 | -75.0818 | -1329.1116 | -4047.1396 | -297.3839 | -97.9499 | 2022.6149 | -2372.6243 | -569.4734 | -635.4614 | -162.9737 | -76.2873 | 1284.1208 | 3447.199 | 751.3849 | 490.6652 | 4.9224 | 3099.4485 | 3532.675 | -392.3185 | -2.0206 | 26.2182 | -1258.0363 | -372.8358 | 4683.8423 | 1358.9449 | 4652.2104 | -297.6968 | -1372.5344 | 2230.6582 | 932.2025 | 566.0501 | -534.629 | -367.8007 | -744.4139 | 2289.52 | 210.1043 | -354.7207
2030-05-05 | 17 | -45.2369 | 1890.1368 | -64.9974 | -586.2344 | -999.213 | -1026.7389 | 864.7964 | 1600.5718 | -1940.48 | -269.7898 | 3742.7903 | -156.9967 | 1159.4036 | 482.4419 | 2237.9927 | -346.8918 | 475.6035 | 209.9989 | -427.8615 | -82.7928 | -1168.6256 | -3675.0164 | -244.093 | -108.815 | 2067.3931 | -2501.8003 | -738.3696 | -622.528 | -157.8318 | 78.5505 | 1258.0714 | 3875.3909 | 739.6755 | 684.5797 | 5.6464 | 3201.1526 | 3814.7874 | -410.1703 | -1.9927 | 8.5377 | -1386.8346 | -205.4983 | 4726.6362 | 1347.6644 | 4646.8428 | -295.6821 | -1405.5405 | 2252.3706 | 534.9764 | 512.1582 | -83.2148 | -846.129 | -391.043 | 2662.9626 | 210.1043 | -269.9372
2030-05-05 | 18 | -47.365 | 1848.3838 | -66.8082 | -582.3358 | -1040.0939 | -1024.2026 | 749.0319 | 1623.1689 | -1606.4222 | -240.3176 | 3756.9167 | -81.691 | 1339.0754 | 480.8123 | 2250.9902 | -815.2479 | 363.0466 | 209.9989 | -444.761 | -98.2321 | -1127.8318 | -3226.0603 | -235.2337 | -110.7085 | 2292.3 | -2518.4111 | -702.3743 | -624.4423 | -156.9339 | 101.248 | 1277.9479 | 4172.1743 | 713.7861 | 762.132 | 6.1867 | 3208.2185 | 4064.5596 | -393.2124 | -1.9668 | 41.0576 | -1387.2653 | -189.6488 | 4841.8242 | 1376.5521 | 4779.0566 | -294.2411 | -1273.3358 | 2341.1851 | 203.7393 | 517.498 | -82.8336 | -652.7858 | -267.0071 | 2523.957 | 0.10427 | -270.4843
2030-05-05 | 19 | -32.2996 | 1590.931 | -59.8199 | -485.2054 | -1202.7841 | -893.7047 | 1099.6816 | 1294.0985 | -1021.0345 | -163.5595 | 3760.3154 | 114.1846 | 1423.5896 | 525.4967 | 2320.9282 | 98.5693 | 466.8768 | 209.9989 | -431.3276 | 93.1662 | -1152.9443 | -3481.5349 | -200.7893 | -91.8327 | 2265.2151 | -1901.9435 | -1424.4417 | -521.0546 | -146.0322 | 97.9689 | 671.4716 | 2306.1204 | -31.9352 | 537.8315 | 3.9285 | 2540.1753 | 2537.9817 | -506.8083 | -104.1387 | 0.99969 | -1586.5542 | -103.4989 | 4836.6792 | 1407.2227 | 4783.7354 | -292.7391 | -1239.3868 | 2082.9329 | -374.9921 | 532.8917 | -83.0295 | -405.2542 | -104.3665 | 948.5562 | 0.10427 | -267.6086
2030-05-05 | 20 | -28.0991 | 1679.1285 | -59.1063 | -451.1908 | -1500.2621 | -1046.099 | 1061.526 | 1009.7599 | -191.5903 | -158.2559 | 3791.9546 | 129.0702 | 1590.6222 | 492.0387 | 2282.6777 | 661.2571 | 561.2846 | 209.9989 | -486.0434 | 90.7779 | -1188.7413 | -3124.9724 | -229.2304 | -87.6152 | 2660.1719 | -1840.0364 | -1264.7993 | -547.7856 | -147.5173 | 35.3938 | 783.7722 | 2299.4658 | 31.7293 | 424.3302 | 4.5023 | 2573.283 | 2170.4468 | -488.7251 | -89.57 | 0.99976 | -1607.3384 | -241.9081 | 4787.4126 | 1419.7111 | 4791.1323 | -287.843 | -1296.2194 | 2132.8477 | -477.2007 | 658.1112 | 1.0089 | -173.4785 | 68.8895 | 1421.3077 | 0.10427 | -274.2956
2030-05-05 | 21 | -36.1499 | 947.7134 | -57.9398 | -397.4801 | -1880.9479 | -684.0742 | -490.682 | 429.9505 | -38.9732 | -184.6103 | 3811.6694 | 194.9994 | 2081.7131 | 493.8785 | 2270.9504 | 814.1855 | 551.7648 | 209.9989 | -495.9809 | 156.9619 | -1060.6407 | -2643.8855 | -131.4933 | -78.8978 | 2887.0999 | -1345.5717 | -1414.3369 | -322.2166 | -119.9436 | 169.2781 | 464.7256 | 1235.4596 | -331.6973 | 425.5147 | 4.6255 | 2246.8799 | 1367.6356 | -476.2821 | -1.9858 | 98.5077 | -1706.9913 | -163.2384 | 4690.8149 | 1418.1283 | 4909.2451 | -278.825 | -1289.8986 | 2035.9742 | -851.8997 | 765.6818 | 240.6087 | -168.0531 | -100.8369 | 1554.6635 | 0.10427 | -235.1364
2030-05-05 | 22 | -13.7798 | 889.2507 | -54.3328 | -395.53 | -1854.4098 | -1005.7281 | -4844.8892 | 459.8673 | -147.0222 | -274.8224 | 3772.8125 | 195.0011 | 2075.4448 | 536.6661 | 2305.262 | 358.7292 | 386.4182 | 209.9989 | -521.774 | 225.6662 | -1059.8181 | -2309.8723 | -57.7442 | -73.0081 | 2960.7727 | -1347.0918 | -1186.4202 | -430.0194 | -104.936 | 340.8215 | 898.6182 | 74.0999 | -169.3426 | 108.7441 | 4.8032 | 2245.3894 | 20.5471 | -704.0229 | -0.26599 | 450.1296 | -1685.1384 | 108.2387 | 3895.2556 | 1397.8401 | 4244.8799 | -282.9362 | -1274.5347 | 2230.6838 | -605.6716 | 909.7681 | -82.1887 | -518.181 | -362.1063 | 837.8768 | 0.10427 | -196.791
2030-05-05 | 23 | -20.8957 | 1772.3573 | -61.0894 | -491.8168 | -1901.0465 | -1571.2538 | -6484.6367 | 357.3773 | 44.996 | -392.5107 | 3762.9685 | 23.2933 | 1223.9417 | 520.1001 | 2330.0906 | 412.7375 | 404.2429 | 209.9989 | -574.9701 | 187.0353 | -1182.3215 | -1949.699 | -163.8612 | -84.8134 | 3097.9211 | -2210.4292 | -845.6976 | -755.3755 | -127.6606 | 98.9566 | 1493.1655 | 985.2105 | 481.8104 | 55.4363 | 5.7116 | 2807.916 | 519.1086 | -469.8454 | 160.0509 | 450.201 | -1355.1539 | -10.8272 | 3885.7974 | 1406.8945 | 4290.0527 | -294.3655 | -994.7697 | 2635.5056 | 183.0475 | 892.5068 | -1421.4192 | 359.4269 | -758.7817 | 1300.4542 | 210.1042 | -349.3348
2030-05-05 | 24 | -15.2832 | 1622.9204 | -50.8189 | -418.491 | -1936.5616 | -1329.7535 | -5430.2812 | -335.1747 | 1.0014 | -286.5167 | 3785.2861 | -133.3932 | 539.7357 | 567.5084 | 2410.9744 | 167.4691 | 401.9806 | 209.9989 | -435.8995 | 193.2991 | -1145.7871 | -1512.9686 | -194.1819 | -78.6656 | 2162.9324 | -1919.9419 | -1002.0909 | -658.366 | -120.2819 | -9.851 | 994.5787 | 1.1058 | 242.2996 | 97.1992 | 6.4323 | 2407.5352 | -532.9848 | -740.1138 | -2.3317 | 414.905 | -1022.4825 | -66.6155 | 3212.8472 | 1316.1808 | 3636.1538 | -303.8928 | -1250.5438 | 3181.5105 | 760.2 | 577.5726 | -1883.5488 | 562.6384 | -186.9537 | -102.6726 | 210.1043 | -336.3072
2030-05-06 | 1 | -18.6258 | 1262.1044 | -47.9167 | -346.2159 | -1938.2379 | -1136.4528 | -4234.5859 | -748.3564 | 964.4363 | -223.1694 | 3829.8328 | -53.155 | 1378.4712 | 479.7391 | 2215.926 | 211.5291 | 464.9144 | 209.9989 | -340.3088 | 338.2068 | -915.2993 | -1182.0398 | -187.7202 | -85.8214 | 1820.041 | -1749.7565 | -1332.214 | -554.8149 | -99.1655 | -79.6854 | 949.5918 | 622.1288 | -83.4746 | 281.7883 | 6.1425 | 2245.396 | -213.9785 | -455.3656 | 28.5882 | 450.0832 | -1448.6943 | -79.9193 | 3187.0957 | 1478.9259 | 2747.3982 | -310.8072 | -276.5078 | 3053.019 | 1594.7687 | 622.6129 | -1728.4321 | 1.0033 | -330.9292 | 798.989 | 210.1042 | -343.2821
2030-05-06 | 2 | -12.3497 | 1459.306 | -43.039 | -344.6525 | -1519.1373 | -1264.9393 | -4517.3848 | 0.99663 | 1634.2842 | -193.1571 | 3805.2766 | -28.467 | 1573.786 | 371.1759 | 1985.4729 | 491.0761 | 441.014 | 209.9989 | -307.8267 | 237.0925 | -878.0338 | -1774.715 | -243.0086 | -62.486 | 1316.347 | -1654.6841 | -1141.7296 | -591.1814 | -106.6837 | -140.5602 | 1300.1379 | 1.0009 | 26.1642 | 93.8421 | 6.9093 | 1594.2643 | -648.1365 | -50.8586 | 783.1284 | 1.0001 | -1650.7651 | -429.0292 | 3356.3718 | 1545.5962 | 3595.3027 | -181.9257 | -276.4742 | 3201.6843 | 2023.7516 | 862.0154 | -1475.7029 | 74.927 | -407.8248 | 1284.9006 | 210.1042 | -375.9137
2030-05-06 | 3 | -14.3109 | 1430.9027 | -44.6223 | -350.7071 | -1682.5599 | -1295.9742 | -4269.0654 | -10.0731 | 1899.0588 | -212.7279 | 3819.7568 | -72.0078 | 1103.3983 | 216.4041 | 2014.1611 | 677.4917 | 544.6469 | 209.9989 | -321.3484 | 111.7247 | -837.579 | -2387.0466 | -261.3725 | -66.062 | 1526.1304 | -1704.4927 | -930.162 | -607.4376 | -105.334 | -152.4588 | 1462.5267 | 0.99812 | 90.5241 | 129.0202 | 6.4139 | 1708.2356 | -302.0761 | 1.0001 | 566.1149 | 450.1148 | -1554.6796 | -563.3109 | 3060.9846 | 1489.6813 | 3032.2712 | -165.8514 | -278.0552 | 4469.7207 | 3258.8967 | 773.1362 | -1809.5271 | 453.1641 | -277.8454 | 2953.2065 | 210.1043 | -388.0205
2030-05-06 | 4 | -11.4202 | 1437.3739 | -43.7726 | -348.0285 | -1706.0977 | -1244.1929 | -3680.3755 | -2.0447 | 2045.1918 | -224.7617 | 3821.0171 | -55.061 | 1424.9043 | -13.6899 | 2262.4385 | 858.6084 | 498.3059 | 209.9989 | -289.7762 | 65.4624 | -923.1239 | -2816.6777 | -272.9728 | -65.6087 | 1289.651 | -1566.8987 | -812.0735 | -588.3873 | -107.0719 | -167.0023 | 1247.38 | 1.002 | -106.6276 | 26.0342 | 4.5155 | 1537.6554 | 71.2012 | 1.0024 | 589.5103 | 384.2036 | -1673.774 | -485.4573 | 3121.8904 | 1557.8677 | 3017.3142 | -3.3684 | -278.3188 | 3239.9353 | 2325.8997 | 629.3345 | -2193.8911 | 463.1012 | -123.261 | 2389.2034 | 210.1042 | -314.5143
2030-05-06 | 5 | -16.1478 | 1310.5718 | -47.6667 | -406.6972 | -1726.54 | -1171.2775 | -3299.6733 | -1.8472 | 1935.1149 | -186.0885 | 3894.5483 | 6.4789 | 1690.4023 | -12.5705 | 2258.5845 | 650.7516 | 409.3743 | 209.9989 | -265.9359 | 117.8088 | -1060.3586 | -3944.45 | -232.7349 | -79.2281 | 1236.8779 | -1635.7393 | -1342.0216 | -578.8646 | -102.6506 | -104.3247 | 1278.8982 | 4.0336 | -195.9265 | 226.8173 | 4.2868 | 1697.479 | 1117.1038 | 1.0016 | 805.0012 | 8.8449 | -1777.3705 | -387.9612 | 3327.4194 | 1513.6632 | 3426.0066 | -2.9602 | -276.7096 | 3154.0425 | 2134.9207 | 791.0189 | -1799.6837 | 0.99658 | -371.445 | 3163.1064 | 210.1042 | -351.9008
2030-05-06 | 6 | -22.3072 | 1525.5209 | -54.1347 | -454.1394 | -1666.856 | -1242.6011 | -3087.387 | -1.7802 | 1560.9318 | -309.2267 | 3936.6582 | 66.1521 | 1597.4691 | -163.2168 | 2176.8696 | 340.2344 | 425.5369 | 209.9989 | -230.6177 | -18.3379 | -1190.0042 | -4864.9268 | -290.6562 | -94.5168 | 1016.4449 | -1759.5099 | -1238.7035 | -621.5322 | -119.7467 | -134.7617 | 1467.1632 | 310.276 | -0.39328 | 257.0594 | 4.4658 | 2294.0332 | 1718.8657 | -488.9857 | 98.1608 | 449.5053 | -2014.7223 | -511.3682 | 3199.2302 | 1431.0009 | 2863.6912 | -311.5798 | -606.5009 | 3028.002 | 1203.058 | 717.0748 | -1654.1949 | -59.9001 | 1.0042 | 2719.2886 | 210.1043 | -301.3503
2030-05-06 | 7 | -25.6481 | 1466.9429 | -61.8851 | -487.8772 | -1855.101 | -1202.5112 | -2516.8635 | -359.7051 | 802.676 | -368.1612 | 3905.0452 | 132.1568 | 862.3174 | -31.3068 | 2168.2634 | -37.045 | 439.5202 | 209.9989 | -260.1691 | 130.7735 | -1363.0071 | -5047.1733 | -251.5099 | -105.5675 | 1381.882 | -1810.0469 | -1750.7206 | -613.7271 | -124.897 | -87.0304 | 1356.1429 | 771.7485 | -155.1824 | 422.272 | 2.9749 | 2667.2815 | 1930.5485 | -579.7862 | 0.99777 | 449.6998 | -2152.7195 | -324.7566 | 3001.1416 | 1338.8304 | 2442.8528 | -299.737 | -1015.2132 | 2762.6157 | 432.708 | 775.027 | -1172.7546 | -330.3874 | 1.0041 | 3051.0337 | 210.1043 | -266.6823
2030-05-06 | 8 | -35.3221 | 1204.4335 | -64.9024 | -584.3548 | -1756.9702 | -1171.4038 | -3292.6873 | 0.98708 | 651.1562 | -363.5135 | 3893.7854 | 134.4242 | 1535.8254 | 258.237 | 2134.3677 | -133.8461 | 468.1601 | 209.9989 | -228.1719 | 142.2346 | -1246.8231 | -4676.7017 | -131.4744 | -94.614 | 1189.7982 | -2005.4972 | -1636.9358 | -609.2349 | -109.4434 | 164.6715 | 1802.6046 | 2271.1951 | 70.1585 | 507.0038 | 2.742 | 2376.1255 | 3204.1973 | -885.5943 | -281.7312 | 449.9843 | -2007.7808 | -58.2529 | 2870.9622 | 1300.377 | 2208.2627 | -283.0353 | -1477.9719 | 2352.812 | -59.0323 | 835.2547 | -108.7357 | -924.1086 | -67.892 | 4451.5244 | 210.1042 | -166.2445
2030-05-06 | 9 | -43.7849 | 1527.1165 | -70.4991 | -628.7076 | -1910.5043 | -1069.7526 | -2801.8828 | 305.1742 | 422.2632 | -375.1887 | 3902.356 | 83.1299 | 1091.0085 | 239.2972 | 2138.2908 | -288.2933 | 457.9189 | 209.9989 | -192.3866 | 8.4239 | -1197.3507 | -4851.2539 | -207.4711 | -91.356 | 891.8068 | -2423.8098 | -1224.6667 | -643.5003 | -127.2356 | 111.6834 | 2250.946 | 3141.1733 | 463.2562 | 631.3232 | 2.6454 | 2416.0059 | 4526.3071 | -439.3025 | 297.268 | 449.3855 | -2031.4611 | -364.3175 | 3513.6873 | 1339.9738 | 3326.2488 | -273.2774 | -942.7731 | 2525.3455 | 159.9259 | 780.9232 | -966.0045 | -762.8936 | -291.7951 | 5684.2437 | 210.1042 | -158.045
2030-05-06 | 10 | -45.917 | 1441.5537 | -69.7772 | -647.9099 | -1888.163 | -1046.2748 | -3098.2776 | 274.8914 | 44.2595 | -374.2574 | 3908.7363 | 82.9489 | 1143.0945 | 237.8199 | 2136.1545 | -201.7616 | 377.1902 | 209.9989 | -170.1651 | 58.7891 | -1384.7717 | -5094.6533 | -158.3182 | -92.0488 | 707.2189 | -2533.7812 | -1333.386 | -657.5311 | -119.6825 | 172.0202 | 2244.3706 | 3106.1821 | 482.2948 | 662.5556 | 2.7239 | 2171.0044 | 5680.2935 | -551.3697 | 138.1027 | 449.5885 | -1548.7882 | -176.9753 | 3420.6033 | 1261.4623 | 3029.97 | -267.6512 | -1094.5024 | 2283.9294 | 126.7178 | 801.4949 | -710.3859 | -1078.6185 | -442.2108 | 7208.8789 | 210.1043 | -140.9239
2030-05-06 | 11 | -43.7429 | 1487.8081 | -69.4901 | -643.7979 | -1874.1388 | -1064.1694 | -3346.886 | 481.2575 | -360.7432 | -405.9446 | 3917.7954 | -53.9791 | 1053.9045 | 258.6079 | 2172.8752 | -180.3576 | 332.3479 | 209.9989 | -157.186 | 33.6231 | -1442.1445 | -5148.3364 | -143.9874 | -87.0739 | 727.3347 | -2558.6597 | -1393.0372 | -669.1001 | -122.414 | 206.7399 | 2088.3198 | 2740.0784 | 446.3657 | 590.5872 | 2.4906 | 1927.8439 | 5531.6025 | -627.1229 | -2.7131 | 424.2079 | -1381.7371 | -93.575 | 3322.3645 | 1226.8927 | 2737.2856 | -263.4987 | -1399.4554 | 2032.6378 | 97.0992 | 696.3405 | -929.3278 | -979.2197 | -407.0886 | 6926.6909 | 210.1042 | -129.4158
2030-05-06 | 12 | -45.3294 | 1308.1377 | -67.0955 | -621.4996 | -1692.7059 | -922.7684 | -1638.7156 | 367.1379 | 0.99851 | -410.9711 | 3934.7705 | -83.2731 | 1164.6885 | 269.4628 | 2190.1243 | -292.8716 | 413.5074 | 209.9989 | -155.2934 | -117.417 | -1539.4513 | -5309.8081 | -174.2688 | -76.7404 | 800.832 | -2414.771 | -1334.7914 | -560.7065 | -120.2894 | 189.6813 | 2205.3044 | 3171.0142 | 516.9748 | 706.7051 | 2.8725 | 1925.3552 | 5722.5264 | -760.5129 | -144.3592 | 449.9605 | -1112.0078 | -195.0075 | 3304.7119 | 1191.7603 | 2529.0215 | -262.1164 | -1571.1378 | 1780.0166 | -217.1637 | 702.7902 | -1138.1965 | -580.1766 | -278.4923 | 7449.2339 | 210.1042 | -177.462
2030-05-06 | 13 | -22.7818 | 1211.0332 | -55.3368 | -496.1747 | -1652.3788 | -730.4565 | -895.9722 | 509.1179 | -2.8845 | -395.1936 | 3925.8003 | 1.0016 | 1325.6447 | 270.8177 | 2170.897 | 683.175 | 613.0851 | 209.9989 | -141.5668 | 46.7809 | -1693.161 | -5569.0693 | -110.9569 | -54.202 | 587.7509 | -1615.9698 | -1770.2825 | -441.5139 | -117.6581 | 268.0797 | 1549.5895 | 1225.2296 | -29.4211 | 276.8892 | 1.9441 | 1442.0825 | 3274.0278 | -865.0731 | -247.8102 | 450.1079 | -835.4785 | 0.99593 | 3310.4907 | 1176.0437 | 2401.075 | -263.5711 | -1601.6926 | 1556.564 | -433.3971 | 702.6732 | -1015.0627 | -834.503 | 13.2909 | 3659.8132 | 210.1043 | -198.6169
2030-05-06 | 14 | -17.2964 | 1444.2781 | -53.791 | -456.7145 | -1437.9849 | -910.543 | 0.98372 | 748.7729 | -432.8165 | -401.6581 | 3923.1182 | -10.2628 | 871.2681 | 299.8892 | 2177.8291 | 514.6922 | 614.6815 | 209.9989 | -157.2699 | -19.6468 | -1478.8795 | -4639.9629 | -153.42 | -72.9811 | 624.1055 | -1705.0392 | -1493.6178 | -514.6945 | -129.8157 | 177.3514 | 1708.7791 | 1052.9941 | 136.3953 | 185.9475 | 2.8448 | 1635.9022 | 2607.7957 | -539.0198 | -57.6787 | 1.001 | -752.8875 | -189.4172 | 3909.4631 | 1189.39 | 3156.4072 | -262.7725 | -1695.3317 | 1896.7777 | 263.5304 | 538.0243 | -910.9612 | -509.3706 | 1.002 | 2655.0205 | 210.1043 | -197.9768
2030-05-06 | 15 | -28.6987 | 1311.0999 | -55.4577 | -456.5981 | -1485.6772 | -836.2723 | -19.6532 | 552.5333 | -605.9257 | -403.1736 | 3911.5806 | -52.6287 | 775.4039 | 437.4648 | 2265.5449 | 1013.1732 | 609.0023 | 209.9989 | -453.7531 | 47.093 | -1493.2106 | -4274.3428 | -128.755 | -44.6682 | 2283.876 | -1728.502 | -1536.4686 | -484.7308 | -120.8679 | 207.1742 | 1636.4348 | 1206.6967 | 124.3472 | 318.655 | 3.5582 | 1715.9087 | 2790.9368 | -504.6288 | -2.0669 | 35.8533 | -818.436 | -145.8134 | 3992.522 | 1214.1458 | 3304.3979 | -264.2534 | -1557.1469 | 1970.484 | 172.5114 | 709.3829 | 139.8488 | -588.9039 | -140.8401 | 2783.7041 | 210.1042 | -200.2492
2030-05-06 | 16 | -31.1994 | 1354.3822 | -57.2471 | -479.297 | -1141.7413 | -828.248 | 591.7896 | 905.1779 | -1044.9108 | -408.0792 | 3895.8508 | -71.9772 | 456.534 | 558.4574 | 2375.7297 | 501.8778 | 496.204 | 209.9989 | -459.9596 | -169.8812 | -1510.3497 | -4506.9731 | -183.6049 | -56.1559 | 2307.8174 | -1857.5101 | -1322.9093 | -480.5234 | -126.6303 | 217.7072 | 1855.4678 | 1338.2246 | 359.2506 | 356.3699 | 4.0998 | 2036.5536 | 3293.3376 | -141.1006 | -2.3271 | 358.8788 | -791.4523 | -320.9474 | 4705.8823 | 1278.7375 | 3710.9756 | -266.2971 | -1166.198 | 1963.8242 | 173.6292 | 538.4869 | -569.9072 | -677.3289 | -503.3579 | 2528.6685 | 210.1043 | -231.2733
2030-05-06 | 17 | -38.5044 | 948.5181 | -59.5424 | -468.1113 | -1174.245 | -453.8238 | 2125.4153 | 258.7072 | -1227.9337 | -342.601 | 3875.7097 | 168.4356 | 917.3167 | 614.1513 | 2362.5645 | 417.4202 | 405.784 | 209.9989 | -483.8317 | 93.079 | -1600.2155 | -4611.4404 | -138.5615 | -46.3375 | 2310.3162 | -1699.2499 | -1796.8347 | -375.4507 | -106.2072 | 160.3386 | 1352.6998 | 1657.8716 | 16.3975 | 589.1266 | 4.3072 | 2059.9019 | 4223.6958 | -186.893 | -2.2508 | 299.3081 | -934.9758 | -229.882 | 4965.4653 | 1354.6888 | 3967.2488 | -267.6344 | -1014.3812 | 2000.8485 | 268.9203 | 862.5852 | -84.5843 | -461.3306 | -776.4685 | 3413.8286 | 210.1042 | -265.4217
2030-05-06 | 18 | -33.0188 | 620.7519 | -61.6757 | -485.7187 | -1047.9392 | -321.1326 | 3440.6101 | 0.99603 | -285.8217 | -344.9072 | 3847.9563 | 137.8744 | 179.6844 | 611.3671 | 2360.3926 | 529.989 | 325.6183 | 209.9989 | -483.034 | 187.5782 | -1640.7117 | -4756.853 | -121.1358 | -34.8734 | 2272.8933 | -1562.8416 | -2251.3003 | -290.8387 | -97.3925 | 156.9987 | 1168.7473 | 1771.0404 | -302.1682 | 697.355 | 3.2396 | 1472.8503 | 4983.6758 | -184.2575 | 1.0031 | 450.3573 | -1020.5981 | -200.7755 | 5160.7559 | 1447.2094 | 4204.9775 | -271.1677 | -1066.007 | 2014.8403 | 189.0134 | 883.6089 | -137.3336 | -161.1697 | -717.8172 | 3935.6799 | 210.1043 | -262.1292
2030-05-06 | 19 | -45.2035 | 752.4028 | -64.7753 | -508.9058 | -1074.0571 | -385.8879 | 3412.6477 | 0.99079 | -213.2012 | -348.2712 | 3836.7563 | 113.1185 | 223.52 | 575.6846 | 2337.5613 | 538.4215 | 414.8682 | 209.9989 | -489.8252 | 146.4598 | -1683.4293 | -4671.0981 | -186.1292 | -43.5288 | 2213.7427 | -1718.5322 | -1909.9335 | -331.995 | -103.9196 | 46.2062 | 1363.751 | 2087.6367 | -16.1969 | 725.1381 | 4.154 | 1648.4364 | 5373.7583 | -191.8746 | -2.103 | 246.188 | -876.908 | -324.2297 | 5369.708 | 1527.7227 | 4390.7397 | -272.5503 | -751.3647 | 2136.9216 | 242.9379 | 753.7461 | -385.244 | -235.2685 | -480.3013 | 4074.9846 | 0.10427 | -248.0556
2030-05-06 | 20 | -38.4512 | 770.7917 | -62.0075 | -477.4114 | -1019.9761 | -386.8117 | 3426.7354 | 21.6774 | -2.9069 | -344.9786 | 3838.5715 | 152.7587 | 294.6938 | 606.8558 | 2347.3718 | 644.6423 | 289.9518 | 209.9989 | -439.3977 | 66.5938 | -1659.0575 | -4742.5864 | -176.1432 | -46.6664 | 1996.1774 | -1570.4697 | -2150.8503 | -315.8854 | -106.2418 | 43.3793 | 1088.7285 | 1514.0543 | -256.1153 | 602.7086 | 3.1164 | 1449.3096 | 4487.7983 | -208.0472 | -2.1096 | 236.3689 | -924.9359 | -386.7639 | 5473.6763 | 1597.1786 | 4486.479 | -269.7646 | -569.5977 | 2191.8442 | 165.9217 | 704.5002 | -383.0682 | -349.6873 | -420.6691 | 3540.5498 | 0.10427 | -241.733
2030-05-06 | 21 | -30.9126 | 783.7557 | -65.6052 | -471.3106 | -1060.0714 | -424.1967 | 3522.6733 | 0.99363 | -2.9357 | -344.978 | 3851.1572 | 161.8634 | 191.7045 | 621.185 | 2358.3555 | 431.5289 | 317.8425 | 209.9989 | -464.1354 | 135.0859 | -1721.2706 | -4827.1069 | -218.2789 | -45.7414 | 2111.5054 | -1560.3167 | -2237.5217 | -315.6896 | -107.8646 | 0.99839 | 1019.282 | 1663.3071 | -298.2979 | 594.3951 | 3.0822 | 1553.4409 | 3937.1731 | -162.4568 | -2.0508 | 248.1332 | -911.5881 | -462.4734 | 5433.3208 | 1573.1598 | 4425.9077 | -265.0296 | -986.451 | 2288.022 | 298.4084 | 717.8121 | -282.4293 | -168.1394 | -463.584 | 3327.7737 | 0.10427 | -230.1868
2030-05-06 | 22 | -39.1714 | 1135.4868 | -65.7478 | -465.5671 | -1005.5803 | -536.8092 | 3097.3118 | 434.0283 | -29.846 | -360.5276 | 3820.5005 | 60.1949 | 391.9912 | 602.4442 | 2371.3164 | 238.1902 | 458.6219 | 209.9989 | -561.9587 | 189.1513 | -1610.287 | -4207.27 | -245.3376 | -48.5884 | 2644.1963 | -1740.4681 | -1739.3438 | -400.3988 | -122.9321 | -57.0268 | 1488.8679 | 1825.4651 | 130.6138 | 539.0934 | 4.1632 | 1921.3401 | 3681.2432 | -390.3959 | -164.2417 | 1.0003 | -753.5837 | -423.9936 | 5045.7534 | 1582.9012 | 4180.4199 | -271.2665 | -1251.1115 | 2341.717 | 280.8348 | 458.2468 | -1080.7083 | 63.7481 | -3.6144 | 2495.0642 | 210.1042 | -256.377
2030-05-06 | 23 | -39.7806 | 816.1835 | -60.0519 | -429.6993 | -985.7453 | -385.3521 | 3696.8762 | 0.99292 | -2.9117 | -363.4579 | 3781.2791 | 70.9648 | 1.0244 | 602.7173 | 2364.5198 | 228.4081 | 525.6865 | 209.9989 | -391.735 | 448.074 | -1351.0754 | -4348.269 | -158.5698 | -69.4325 | 1670.1925 | -1527.3442 | -1954.0618 | -311.7001 | -106.7065 | -10.735 | 1082.3948 | 2004.5106 | -209.7867 | 703.0981 | 4.0305 | 1874.113 | 3852.7827 | -437.5148 | -1.906 | 65.2781 | -1580.7079 | -148.3384 | 4072.6287 | 1494.5039 | 3390.3623 | -285.0981 | -1289.6166 | 3243.51 | 1598.9193 | 857.5591 | -814.4332 | -440.3693 | -584.7247 | 3500.3923 | 210.1042 | -316.4487
2030-05-06 | 24 | -30.0904 | 1672.4789 | -57.6632 | -463.3437 | -1576.7664 | -788.8619 | 2806.0342 | -1.9199 | 773.0133 | -360.3646 | 3773.0701 | 124.6011 | 1465.9492 | 593.9036 | 2351.6099 | 387.1496 | 508.1042 | 209.9989 | -436.9145 | 253.1198 | -1397.9376 | -4337.896 | -315.7343 | -94.0313 | 1996.1895 | -2011.6763 | -1352.4415 | -511.684 | -140.1234 | -264.3217 | 1341.127 | 1714.498 | 289.8285 | 545.4393 | 3.9663 | 2799.5205 | 3546.5791 | -660.8808 | -152.1871 | 1.0021 | -1430.3535 | -390.0717 | 3694.2544 | 1493.5485 | 3209.4675 | -298.3744 | -1225.1687 | 2358.6208 | 1279.2834 | 510.026 | -2303.2859 | 1108.9294 | 0.9738 | 3090.7375 | 210.1042 | -373.4892
2030-05-07 | 1 | -36.6341 | 1502.1014 | -57.3634 | -464.8003 | -1866.7004 | -700.3 | 3047.9253 | -762.025 | 1064.2338 | -351.3385 | 3861.5449 | 166.739 | 1521.0221 | 605.8345 | 2381.1125 | 106.5715 | 630.475 | 209.9989 | -315.6455 | 331.4294 | -1508.4764 | -4362.8062 | -257.6573 | -121.7377 | 912.0995 | -2109.7036 | -1409.2427 | -482.4596 | -120.9657 | -267.6938 | 1158.442 | 2289.7913 | 265.0874 | 781.2884 | 5.047 | 2735.1091 | 4364.5029 | -428.5608 | -1.9106 | -2.7855 | -1526.922 | -257.1651 | 3245.0935 | 1443.2185 | 2803.9033 | -307.3827 | -1103.4899 | 3924.54 | 2582.238 | 815.7593 | -1521.4314 | 1065.5872 | 1.0368 | 4247.0112 | 210.1042 | -398.8011
2030-05-07 | 2 | -46.2363 | 1270.5583 | -62.773 | -531.5343 | -1913.9336 | -755.4164 | 0.99597 | -684.7503 | 1581.8577 | -184.9761 | 3895.3716 | 91.6709 | 1748.9197 | 489.07 | 2319.7883 | -245.2816 | 347.6939 | 209.9989 | -288.5782 | 230.8304 | -1369.7092 | -3990.2913 | -194.3156 | -165.211 | 979.3807 | -2412.686 | -1111.1067 | -524.6528 | -102.6996 | -78.4028 | 1183.1267 | 3013.0596 | 472.2659 | 933.1147 | 5.7631 | 3176.3303 | 5771.7158 | -47.501 | 417.7004 | 1.0007 | -1548.6975 | -81.4944 | 3711.1885 | 1531.8451 | 3576.0469 | -160.1563 | -277.96 | 2879.3455 | 2106.9922 | 856.77 | -998.3023 | 586.1809 | 1.0135 | 6428.6895 | 210.1042 | -370.8844
2030-05-07 | 3 | -43.0103 | 1298.2885 | -59.3547 | -597.3753 | -1991.0159 | -970.3136 | -3141.0471 | -2.0991 | 1928.994 | -134.3713 | 3863.322 | 72.9109 | 1950.3542 | 72.8311 | 1629.9475 | 742.4819 | 349.1295 | 209.9989 | -249.8039 | 207.6986 | -1037.7115 | -3919.2534 | -137.2742 | -128.5137 | 875.2506 | -2334.877 | -1061.0493 | -619.9185 | -98.7778 | 148.826 | 1566.2303 | 2423.9238 | 497.833 | 603.8542 | 4.2238 | 1803.9159 | 6075.1509 | -504.3369 | 1.0009 | 137.8481 | -1875.5814 | 0.99977 | 2686.4697 | 1480.2079 | 2390.0386 | -314.8155 | -1456.7052 | 2394.6814 | 1547.8896 | 815.8556 | 0.9872 | -50.8162 | 940.5184 | 6954.3608 | 210.1042 | -155.3257
2030-05-07 | 4 | -53.7368 | 720.7775 | -61.9988 | -666.9717 | -1760.116 | -826.7396 | -3429.7542 | 39.5978 | 1999.5227 | -190.5003 | 3899.3313 | -123.3319 | 1950.13 | -325.3268 | 1637.9585 | 1047.153 | 379.7231 | 209.9989 | -6.3353 | 298.3763 | -978.4517 | -4664.4722 | -87.4603 | -135.5579 | 28.2895 | -2339.9294 | -1665.9368 | -597.8551 | -78.1265 | 230.7774 | 1429.8524 | 2735.0183 | 139.5223 | 902.2031 | 1.2833 | 1288.7357 | 7386.1831 | -324.8618 | 0.99849 | 416.0524 | -2072.0244 | 21.036 | 2790.7632 | 1430.6785 | 2492.074 | -314.3746 | -820.1478 | 1744.4401 | 784.563 | 903.8401 | -50.8583 | -54.4976 | 1032.0973 | 7526.7251 | 210.1042 | -138.0545
2030-05-07 | 5 | -61.8676 | 872.7147 | -66.2779 | -675.1281 | -1232.5651 | -949.493 | -4937.0127 | 1185.9447 | 1988.0851 | -125.3217 | 3951.9133 | -16.1188 | 1919.877 | -355.7937 | 1531.8239 | 1057.8567 | 413.4084 | 209.9989 | 27.0627 | 115.0162 | -971.6415 | -4887.9487 | -85.3668 | -150.4429 | 68.0228 | -2560.0896 | -1422.3707 | -656.6156 | -94.4207 | 361.0071 | 1608.0574 | 3342.4658 | 267.3599 | 996.3998 | 0.58177 | 1435.1084 | 7364.0957 | -142.4399 | 273.6136 | 0.99948 | -2092.4099 | 117.8275 | 2748.9333 | 1344.1893 | 2798.1321 | -263.3558 | -272.9919 | 1888.3982 | 312.016 | 826.1327 | 0.9996 | -620.126 | 1126.7177 | 7042.8799 | 210.1042 | -84.7759
2030-05-07 | 6 | -65.8436 | 1119.8588 | -72.8791 | -718.7282 | -1138.0627 | -1049.0714 | -4661.584 | 869.6826 | 1489.3894 | -298.0272 | 3964.5779 | 158.6291 | 1979.0758 | -435.6906 | 1273.757 | 1262.5288 | 415.6416 | 209.9989 | -41.1971 | 74.1592 | -1248.2118 | -5366.4277 | -130.095 | -135.9346 | 97.4681 | -2737.7856 | -1472.3458 | -694.0465 | -108.6502 | 275.9429 | 1840.9193 | 3364.8057 | 343.893 | 995.2205 | 0.35491 | 1396.8757 | 7614.7329 | 1.001 | 102.6119 | 418.0964 | -2158.5239 | 0.99675 | 2889.7434 | 1414.2524 | 2482.8486 | -62.6631 | -273.1578 | 1380.4763 | -823.2217 | 956.6451 | 213.8372 | -1670.7919 | 832.8813 | 7483.5713 | 210.1042 | -53.6035
2030-05-07 | 7 | -58.5282 | 1004.7289 | -77.2794 | -679.5804 | -1662.0479 | -1013.8628 | -3244.0857 | 426.442 | 726.2963 | -132.8342 | 4091.4133 | 77.7702 | 1378.4669 | -194.5425 | 2156.8464 | 1290.7664 | 419.233 | 209.9989 | -263.0075 | 265.8199 | -1386.8057 | -5431.3486 | -93.9518 | -102.2847 | 1341.1731 | -2482.1948 | -1945.6331 | -660.417 | -108.9777 | 259.7005 | 1891.9028 | 2709.8665 | 113.5916 | 848.8113 | 0.65554 | 1376.0673 | 7079.6494 | -419.7742 | -2.0889 | 449.5842 | -2322.5962 | 90.8468 | 3523.876 | 1403.2048 | 2893.2607 | -297.4567 | -483.6356 | 1863.2284 | -542.7459 | 1137.8612 | -25.847 | -649.8337 | 241.5335 | 8470.9248 | 210.1042 | -185.8616
2030-05-07 | 8 | -60.5072 | 1054.4823 | -83.0134 | -685.8518 | -1901.7784 | -897.7036 | -2242.3987 | -66.2894 | 634.027 | -300.889 | 4107.73 | 170.4582 | 654.3777 | -187.0075 | 2135.1646 | 978.8063 | 398.2458 | 209.9989 | -360.0503 | 334.1965 | -1442.3197 | -4795.0249 | -127.5553 | -114.385 | 2027.4899 | -2479.1033 | -1974.8676 | -621.5776 | -113.5595 | 154.1244 | 1879.6039 | 3137.9883 | 124.3222 | 930.8876 | 1.6141 | 1461.149 | 7504.2524 | -316.3366 | 87.5424 | 449.5265 | -2297.7805 | -32.1309 | 3824.9324 | 1416.9601 | 3220.2678 | -281.0259 | -769.0698 | 2303.6545 | -64.707 | 1057.3508 | -907.0019 | -594.5679 | -2.3319 | 7569.9131 | 210.1043 | -192.7334
2030-05-07 | 9 | -46.9888 | 1342.75 | -75.4048 | -650.6818 | -1904.4946 | -986.3674 | -3416.1299 | 177.1339 | 684.2125 | -350.1165 | 4129.5112 | 195.0011 | 905.2848 | 73.9966 | 2111.0271 | 997.7834 | 235.7188 | 209.9989 | -393.2932 | 281.6351 | -1293.5582 | -4115.5186 | -125.9277 | -81.3064 | 2406.1667 | -2382.627 | -1650.7383 | -655.8528 | -116.5874 | 213.4561 | 1886.4413 | 2198.4304 | 184.8512 | 556.4631 | 1.1408 | 868.6257 | 6383.8511 | -419.2103 | -2.7095 | 380.3587 | -2224.5701 | -15.3027 | 3817.1746 | 1384.8059 | 3086.0811 | -272.6574 | -1286.5797 | 2069.5378 | -21.9478 | 874.8165 | -1469.0944 | -667.5234 | -240.0364 | 7014.7505 | 210.1042 | -179.1369
2030-05-07 | 10 | -43.4708 | 1412.5629 | -72.6659 | -634.921 | -1896.4413 | -1095.9094 | -4302.3374 | 401.0907 | 469.385 | -363.3345 | 4150.9053 | 157.7936 | 1034.4723 | 181.7026 | 2118.1345 | 1002.7274 | 224.1162 | 209.9989 | -426.1151 | 104.0922 | -1172.4939 | -3384.53 | -74.2524 | -84.4544 | 2737.0149 | -2397.8774 | -1223.8125 | -664.3139 | -111.2542 | 337.9637 | 2277.4946 | 2100.8142 | 333.2538 | 514.3271 | 1.7374 | 943.8179 | 5861.5991 | -410.2256 | -2.8787 | 449.5493 | -2171.6814 | 1.0016 | 3734.2585 | 1329.3021 | 3026.2847 | -267.6839 | -1362.8384 | 1981.1057 | 136.25 | 882.8319 | -1657.7054 | -964.9702 | -586.9172 | 7428.189 | 210.1042 | -174.4861
2030-05-07 | 11 | -39.6159 | 1289.7361 | -69.1253 | -603.9732 | -1842.4501 | -1008.8605 | -3901.3059 | 391.4109 | 204.6117 | -401.6657 | 4165.9897 | -19.4685 | 1992.3251 | 260.7794 | 2188.7314 | 962.5919 | 256.8466 | 209.9989 | -454.4512 | 137.2734 | -1292.704 | -3672.2495 | -58.6231 | -66.8503 | 2950.6052 | -2222.396 | -1072.0082 | -627.6447 | -106.9572 | 342.2568 | 2010.8263 | 1980.8142 | 316.9035 | 501.0336 | 2.1872 | 655.2499 | 5348.1812 | -485.6768 | -2.6453 | 312.499 | -2007.465 | 66.3702 | 3692.6028 | 1271.7412 | 3024.0867 | -263.5619 | -1443.5823 | 1817.7765 | 222.8752 | 979.4034 | -1731.6261 | -734.3649 | -815.235 | 7870.5195 | 210.1043 | -197.0177
2030-05-07 | 12 | -36.6619 | 1246.8107 | -67.4426 | -589.1503 | -1816.6259 | -1019.1224 | -4516.7275 | 524.8813 | -319.1022 | -402.0265 | 4181.8115 | -19.6577 | 1346.8276 | 255.1823 | 2187.4182 | 951.1542 | 240.0994 | 209.9989 | -455.5502 | -24.5865 | -1239.9762 | -3988.0654 | -44.7567 | -78.4088 | 3000.4128 | -2188.1802 | -768.016 | -628.0653 | -100.6205 | 458.8321 | 1869.2373 | 1936.3706 | 338.8732 | 447.8883 | 2.5996 | 981.941 | 4909.9482 | -419.9108 | 190.0645 | 449.9041 | -1990.7499 | 81.2601 | 3580.9783 | 1229.1591 | 3087.5679 | -263.5905 | -1353.5892 | 1968.2075 | 256.1797 | 990.7537 | -877.8476 | -1013.0338 | -965.0938 | 7697.9453 | 210.1042 | -156.1518
2030-05-07 | 13 | -36.983 | 1280.1786 | -68.5503 | -585.2641 | -1790.1003 | -1012.7136 | -3864.3447 | 454.0242 | 52.8333 | -406.706 | 4147.9355 | -49.5711 | 1111.1011 | 210.9175 | 2151.7134 | 630.2153 | 240.2642 | 209.9989 | -379.5979 | 14.5847 | -1395.6764 | -4837.0122 | -60.1974 | -102.2368 | 2414.624 | -2222.7026 | -1491.0465 | -590.8405 | -100.448 | 390.3545 | 1602.0332 | 1601.3638 | 205.4937 | 464.7779 | 3.0399 | 1664.7639 | 4965.0088 | -466.8957 | 148.7895 | 449.9808 | -1570.7905 | 0.99271 | 3437.198 | 1189.077 | 2894.8723 | -263.4885 | -1391.2039 | 1990.6774 | 198.0794 | 830.152 | -829.0413 | -630.6416 | -670.2626 | 7708.6567 | 210.1042 | -134.3989
2030-05-07 | 14 | -32.4555 | 1700.5449 | -65.7948 | -555.4731 | -1560.2217 | -1047.5509 | 0.99034 | 647.09 | -7.1467 | -404.3751 | 4082.7524 | -36.182 | 882.1125 | 180.8726 | 2156.9407 | 1710.8561 | 571.5009 | 209.9989 | -563.0833 | -44.1512 | -1400.098 | -5011.769 | -240.0349 | -68.7333 | 2896.9983 | -2178.9641 | -1356.4658 | -585.6085 | -139.3426 | 13.9578 | 2320.1614 | 1059.9889 | 538.8787 | 254.1356 | 2.7223 | 2009.0625 | 4375.8994 | -41.2994 | 499.1179 | 449.6637 | -1577.4674 | -554.4527 | 3877.4578 | 1206.3765 | 3655.5923 | -263.6335 | -821.9203 | 2192.6765 | 321.4817 | 462.7321 | -1971.4811 | 596.144 | -488.9561 | 5149.4819 | 210.1043 | -257.6194
2030-05-07 | 15 | -39.9523 | 1585.1112 | -69.3494 | -577.0513 | -1807.7545 | -979.9717 | 0.99911 | 314.6216 | -476.0349 | -414.5947 | 4061.2454 | -74.3884 | 657.7584 | 388.9501 | 2226.2087 | 1137.9453 | 603.5706 | 209.9989 | -523.0547 | -32.344 | -1413.7778 | -5314.2573 | -234.8069 | -55.8059 | 2592.6909 | -2327.8464 | -1659.2068 | -575.5403 | -131.4323 | -2.0061 | 2161.5112 | 1937.431 | 485.3247 | 450.4994 | 2.8206 | 1585.3008 | 4442.2881 | 76.5472 | 338.6178 | 450.1761 | -1599.7078 | -637.606 | 4657.3462 | 1266.4586 | 4114.9287 | -264.5046 | -584.5751 | 2434.1389 | 402.7549 | 664.5623 | -1631.4895 | 722.1254 | -968.6152 | 5484.7285 | 210.1042 | -284.8681
2030-05-07 | 16 | -37.1417 | 2073.1162 | -72.5496 | -623.3797 | -1378.2211 | -1216.2291 | -356.0362 | 699.0802 | -772.4633 | -382.9816 | 4054.0183 | 38.5355 | 679.7791 | 400.0411 | 2208.1631 | 966.414 | 437.6137 | 209.9989 | -268.43 | 247.2495 | -1637.4122 | -5802.9048 | -279.2891 | -60.3694 | 973.4815 | -2406.2886 | -1841.801 | -692.5422 | -151.8158 | -178.4738 | 2033.6812 | 1184.5551 | 400.6605 | 293.9886 | 1.9249 | 1437.0164 | 3337.5784 | 63.8985 | 422.4283 | 450.1282 | -1789.6564 | -695.9584 | 4708.083 | 1276.3656 | 4271.0947 | -265.6228 | -350.3547 | 2427.0637 | 488.9638 | 774.6651 | -2349.0437 | 464.877 | -1142.8179 | 4723.3394 | 210.1043 | -285.0385
2030-05-07 | 17 | -47.21 | 2014.579 | -80.1132 | -698.668 | -1220.0402 | -1155.8152 | -1259.5667 | 928.1437 | -575.0363 | -346.2102 | 4031.8699 | 195.0003 | 944.5214 | 372.9423 | 2138.9282 | -415.6676 | 28.4294 | 209.9989 | -271.6465 | 419.0232 | -1753.7532 | -6117.0386 | -275.4235 | -61.3852 | 895.3537 | -2536.1001 | -2215.8708 | -717.2563 | -152.3172 | -144.044 | 1952.8837 | 2256.6428 | 405.7085 | 513.175 | 1.6221 | 1490.7607 | 3972.0945 | 45.5217 | 341.4076 | 450.1519 | -1977.1064 | -545.1093 | 4740.876 | 1257.9949 | 4193.501 | -264.9455 | -503.0934 | 2409.5352 | 170.5374 | 937.3185 | -1967.8097 | -58.2815 | -622.1869 | 4751.165 | 210.1042 | -185.2616
2030-05-07 | 18 | -57.6783 | 1577.6888 | -85.9345 | -756.1843 | -918.2673 | -1061.5623 | -2558.6243 | 1189.7269 | -1091.5558 | -334.961 | 4029.7957 | 195.0015 | 1207.691 | 269.6139 | 2092.4233 | -579.4521 | 51.435 | 209.9989 | -294.311 | 328.3046 | -1620.8416 | -6338.4165 | -169.9117 | -67.3092 | 1201.7593 | -2645.7961 | -2213.2207 | -705.5052 | -133.213 | 123.3495 | 2104.0952 | 2844.2908 | 368.2993 | 700.0982 | 0.51418 | 1621.1498 | 5195.1318 | -656.8594 | -2.4099 | 310.4079 | -2018.7836 | -212.2902 | 3552.5593 | 1206.933 | 2852.3672 | -268.8128 | -1609.4955 | 1974.1765 | -810.5383 | 1008.8056 | -994.8259 | -969.0881 | -548.6276 | 6296.8696 | 210.1043 | -69.7793
2030-05-07 | 19 | -65.4151 | 1255.1324 | -88.5213 | -799.437 | -1132.5146 | -994.3613 | -3236.0461 | 923.5656 | -763.5565 | -335.3632 | 4011.8716 | 194.9979 | 1220.1788 | 233.1034 | 2089.5215 | -393.7191 | 67.0522 | 209.9989 | -252.4477 | 418.6942 | -1656.9679 | -6461.0884 | -131.2356 | -68.0148 | 1006.2431 | -2680.9414 | -2530.0725 | -695.3807 | -117.3325 | 182.3115 | 2087.2366 | 3293.1694 | 342.3904 | 846.1752 | 0.49843 | 1544.8643 | 6296.2344 | -775.0945 | -179.6739 | 449.8992 | -2071.4998 | -99.6047 | 3532.3 | 1221.9213 | 2687.7993 | -270.957 | -1456.4037 | 2176.7219 | -776.8591 | 1121.5594 | -801.1389 | -908.6407 | -669.6842 | 8181.7617 | 0.10427 | -87.9083
2030-05-07 | 20 | -63.9751 | 695.7222 | -90.2423 | -796.932 | -1692.3197 | -985.5748 | -4666.4385 | 61.4609 | -91.9575 | -340.2834 | 3979.1628 | 188.0603 | 976.6482 | 217.5147 | 2079.9038 | -157.9317 | 54.7024 | 209.9989 | -145.2721 | 300.0598 | -1741.4519 | -6361.2646 | -22.6848 | -69.8255 | 415.1363 | -2641.9292 | -2389.2539 | -670.5906 | -80.237 | 411.4797 | 1995.0229 | 2912.5823 | 377.7871 | 751.5117 | 0.49359 | 1509.0789 | 6541.0601 | -779.2401 | -208.1553 | 449.9773 | -1742.7889 | 90.4815 | 3491.8599 | 1221.8427 | 2590.4221 | -270.2845 | -1356.4535 | 2448.9031 | -572.4076 | 1272.3932 | -89.8207 | -980.9558 | -861.9742 | 10554.8125 | 210.1042 | -91.2945
2030-05-07 | 21 | -65.3881 | 707.3904 | -83.9495 | -796.4609 | -1697.2963 | -957.7484 | -4801.312 | 181.2346 | -50.0811 | -335.2984 | 3975.4729 | 195.0011 | 1206.8276 | 209.3325 | 2075.9189 | -92.0496 | 49.4297 | 209.9989 | -139.5328 | 306.2184 | -1725.0226 | -6535.6099 | -33.4058 | -75.6446 | 378.6186 | -2440.8496 | -2640.2439 | -672.9043 | -91.0997 | 339.7896 | 1723.6714 | 2926.4675 | 176.8105 | 877.4496 | 0.55671 | 1316.2562 | 6998.6406 | -798.2346 | -234.9609 | 450.0106 | -1812.8557 | 48.941 | 3506.2009 | 1202.2185 | 2490.762 | -264.1526 | -1457.6097 | 2244.9175 | -1141.3282 | 1181.2819 | -12.1135 | -962.7711 | -795.6965 | 9766.3926 | 210.1042 | -61.1883
2030-05-07 | 22 | -63.4169 | 544.4547 | -81.2425 | -789.7743 | -1708.9285 | -996.7101 | -6171.7158 | -110.6762 | -7.8022 | -341.6187 | 3925.5291 | 194.9992 | 1198.0144 | 224.3788 | 2084.5469 | -182.1183 | 58.6621 | 209.9989 | -201.4721 | 267.2782 | -1506.8337 | -6292.0801 | 0.99961 | -65.2966 | 693.0462 | -2402.8608 | -2503.8708 | -662.9411 | -72.0068 | 481.7025 | 1763.1172 | 3174.4338 | 245.6484 | 861.8132 | 0.59372 | 1396.4589 | 6969.0273 | -693.1065 | -2.4182 | 0.99979 | -2083.0374 | 184.1261 | 3537.4395 | 1217.1838 | 2846.7737 | -271.0227 | -1346.8695 | 2381.4402 | -699.0203 | 1207.4401 | 759.5603 | -660.3129 | -680.7982 | 9148.5049 | 0.10427 | -62.4623
2030-05-07 | 23 | -43.7673 | 674.0953 | -67.8823 | -772.2571 | -1630.8007 | -1088.41 | -8225.8613 | -5.5498 | 1.0045 | -343.027 | 3866.6699 | 194.9998 | 921.2045 | 193.1337 | 2073.0366 | -303.7832 | -122.0073 | 209.9989 | -292.3445 | 490.6412 | -1554.0282 | -5695.9546 | 46.101 | -37.7067 | 922.5143 | -2224.2297 | -1958.5466 | -727.5419 | -74.2745 | 435.4222 | 2287.7397 | 2276.6074 | 335.6904 | 463.6002 | 0.49512 | 513.961 | 5291.106 | -568.2756 | -2.65 | 427.8329 | -2049.0632 | 398.8977 | 3523.4578 | 1228.0844 | 2864.5911 | -283.3833 | -665.3868 | 2467.0867 | -536.3202 | 1429.4624 | 744.5366 | -651.6456 | -995.5196 | 9077.8389 | 0.10427 | -214.515
2030-05-07 | 24 | -34.4566 | 1280.8193 | -59.1944 | -711.8958 | -1702.3298 | -1470.3926 | -9054.8252 | 54.2732 | 85.8607 | -336.8687 | 3856.2361 | 195.0016 | 656.3882 | 185.6333 | 2068.4136 | -203.8762 | -99.954 | 209.9989 | -217.3725 | 381.5709 | -1510.9446 | -5792.2446 | -63.7643 | -33.0397 | 307.0274 | -2374.23 | -1839.8761 | -838.2202 | -89.6258 | 300.1079 | 2540.5916 | 1335.0642 | 351.7175 | 219.9365 | 0.49703 | 376.1411 | 3246.5193 | -371.1285 | 170.6699 | 449.4873 | -2197.6516 | 221.0601 | 3628.4995 | 1241.3842 | 3203.4424 | -296.6955 | -479.4141 | 2712.3774 | 13.1776 | 1354.5735 | 256.6772 | -73.4621 | -406.3194 | 8953.6777 | 210.1043 | -243.5185
2030-05-08 | 1 | -41.7666 | 1260.8832 | -56.3051 | -573.4682 | -1729.5801 | -1598.8284 | -9228.8125 | 821.4491 | 790.6353 | -346.6815 | 3855.7683 | 146.7399 | 991.1246 | 180.8248 | 2061.7134 | 294.7968 | 87.4769 | 209.9989 | -167.1083 | 420.7563 | -1449.1942 | -5898.3403 | -20.3794 | -18.3011 | 100.2961 | -2470.8831 | -1800.6802 | -842.9828 | -84.5536 | 352.974 | 2793.885 | 1127.4631 | 398.4026 | 363.8697 | 0.53589 | 372.7355 | 3010.7224 | -609.3408 | 29.9778 | 449.7895 | -2009.7587 | 357.8803 | 2474.4675 | 1205.9746 | 2114.5439 | -306.5681 | -1073.3698 | 1854.9165 | -1087.4974 | 1527.4124 | 343.7458 | -528.9584 | -174.7462 | 9413.5264 | 210.1043 | -269.3099
2030-05-08 | 2 | -58.1969 | 973.2314 | -57.4061 | -594.6782 | -1513.5239 | -1395.0253 | -7611.4121 | 1195.4553 | 1878.7384 | -354.6534 | 3850.7915 | 70.6083 | 1716.4265 | 199.8465 | 2074.2373 | 396.4687 | 296.2173 | 209.9989 | -52.1562 | 295.3359 | -1171.6649 | -5955.813 | 15.4454 | -56.4897 | 70.2968 | -2575.8174 | -1532.8296 | -777.7609 | -77.0681 | 495.7986 | 2811.8184 | 2464.5178 | 472.8903 | 766.0469 | 0.58868 | 584.3535 | 5216.8818 | -808.9977 | 0.99834 | 449.8639 | -2157.5459 | 470.735 | 1906.7843 | 1174.2456 | 1628.6182 | -310.5016 | -1052.8381 | 1485.1506 | -967.5488 | 1409.1669 | -89.8351 | -55.7023 | 72.0254 | 10677.5088 | 210.1042 | -252.8132
2030-05-08 | 3 | -52.8312 | 1267.3203 | -59.7164 | -465.7581 | -1494.2981 | -1688.265 | -7940.2051 | 1412.0168 | 2226.9377 | -362.9746 | 3920.2827 | -2.1503 | 2122.9602 | 148.8611 | 1899.566 | -29.0689 | 161.4876 | 209.9989 | -30.7002 | 272.0876 | -1121.6067 | -5882.6152 | -2.7638 | -75.1578 | 162.3782 | -2365.46 | -1453.7358 | -827.0443 | -92.1862 | 437.7423 | 2526.0886 | 1174.5848 | 394.7891 | 574.3046 | 0.60833 | 832.1113 | 4217.0884 | -62.7745 | 13.6391 | 449.6753 | -1991.9973 | 439.9017 | 2534.4844 | 1244.0074 | 2242.9805 | -312.5515 | -332.4569 | 1142.2943 | -1263.948 | 1262.0497 | -339.8493 | -55.229 | 360.2141 | 11163.6787 | 210.1042 | -245.7182
2030-05-08 | 4 | -33.4547 | 1734.1063 | -54.4138 | -425.3572 | -1203.4408 | -2018.8124 | -9567.1484 | 2196.354 | 2356.282 | -353.725 | 3949.449 | 0.99891 | 2090.1038 | 62.4369 | 1679.3684 | -159.5377 | 29.6817 | 209.9989 | -18.4067 | 14.3373 | -932.3019 | -5586.9932 | -91.3296 | -87.7819 | 313.4505 | -2248.2937 | -1010.36 | -910.8053 | -117.0385 | 381.9377 | 2292.6218 | 3.861 | 429.4634 | 155.1765 | 0.60089 | 912.0751 | 1098.1095 | -0.13276 | 255.2629 | 159.9758 | -1985.6771 | 115.6851 | 2454.7 | 1237.0636 | 2423.2422 | -240.1524 | -272.444 | 1303.7683 | -1210.9808 | 1012.3676 | -813.3596 | -86.5857 | 749.7072 | 8535.1748 | 210.1042 | -217.4421
2030-05-08 | 5 | -30.7854 | 1955.5098 | -52.6134 | -386.8933 | -846.5526 | -2154.6316 | -10453.2744 | 2862.1519 | 2343.5146 | -172.4847 | 3937.8113 | -195.0062 | 1906.2748 | -30.7154 | 1450.4615 | -407.8092 | 48.2899 | 209.9989 | 14.8028 | -104.3124 | -963.6905 | -5597.4077 | -104.1502 | -74.917 | 149.1341 | -2180.9011 | -648.1529 | -941.9606 | -130.0967 | 416.517 | 2049.9131 | 283.1071 | 444.9061 | -4.1486 | 0.82148 | 664.519 | -919.8625 | 0.99983 | 676.0006 | 159.4044 | -2025.1864 | 94.7315 | 2538.3049 | 1045.8762 | 2502.4719 | -2.4554 | -272.5419 | 2528.0024 | -382.9116 | 1021.1945 | -282.2771 | -852.7513 | 717.3282 | 6849.0542 | 210.1043 | -171.8975
2030-05-08 | 6 | -23.8229 | 2228.8748 | -53.7625 | -366.7561 | -555.2736 | -2332.8704 | -11227.333 | 3322.123 | 2034.7191 | -60.7965 | 4035.0508 | 79.0195 | 1851.5359 | 47.7861 | 1490.1648 | -645.5253 | -53.8085 | 209.9989 | 22.9668 | -140.1003 | -1331.462 | -6325.9194 | -109.8367 | -75.5384 | 33.2221 | -2164.1462 | -797.1024 | -987.4777 | -145.2644 | 416.6355 | 2103.3784 | 4.3218 | 440.3252 | -206.9539 | 0.78799 | 531.8239 | -2032.804 | 1.0012 | 409.8567 | 209.0564 | -1964.4265 | 189.8826 | 2657.7839 | 1253.7938 | 2389.1785 | -2.2851 | -272.3312 | 2742.0801 | -386.3598 | 1102.0115 | 1.0057 | -1266.4672 | 461.7198 | 6073.4834 | 210.1043 | -154.9975
2030-05-08 | 7 | -25.0183 | 2073.4263 | -60.9669 | -396.5272 | -320.4308 | -2324.3442 | -11930.2559 | 3628.7715 | 1.0046 | -68.7601 | 4052.4165 | 133.7057 | 1848.233 | 190.2257 | 1846.0614 | -885.7721 | -172.7467 | 209.9989 | -154.5001 | -189.1136 | -1363.749 | -6567.6416 | -86.2219 | -48.9236 | 631.1413 | -2245.136 | -762.9403 | -989.9127 | -140.9263 | 532.2927 | 2423.4214 | 1.0065 | 465.8212 | -212.9241 | 0.72061 | 363.6496 | -1839.6837 | -872.7878 | 0.9973 | 377.4717 | -2224.9128 | 233.0245 | 2437.5254 | 1214.6709 | 1951.7836 | -298.5026 | -1191.5416 | 820.554 | -2540.6387 | 1331.1202 | 411.7997 | -2438.9033 | 126.0974 | 5570.188 | 210.1043 | -115.1251
2030-05-08 | 8 | -23.2395 | 2106.0088 | -62.4406 | -397.6259 | -549.9017 | -2308.6262 | -11852.3496 | 3121.104 | 1.0035 | -192.3359 | 4059.8767 | 195.0001 | 1112.8392 | 304.2061 | 2157.1821 | -1130.9268 | -165.0103 | 209.9989 | -207.265 | 79.5892 | -1444.2554 | -6189.2407 | -131.2489 | -22.4991 | 946.6902 | -2216.9102 | -985.1951 | -989.9218 | -140.7776 | 361.6278 | 2614.8198 | 0.99936 | 377.2849 | -256.3637 | 0.65308 | 59.4725 | -2296.7761 | -390.8371 | 0.99739 | 449.7124 | -2195.6096 | 59.0507 | 3255.9983 | 1220.3553 | 2624.926 | -279.3774 | -1081.036 | 1750.3845 | -1173.3312 | 1187.0923 | 342.4782 | -1644.2577 | -1.7131 | 4919.3706 | 210.1042 | -101.1537
2030-05-08 | 9 | -21.9853 | 1912.5563 | -52.4226 | -411.2037 | -852.5695 | -2183.7942 | -11870.7676 | 2638.3589 | 1.0024 | -243.1237 | 4088.1604 | 47.1162 | 1211.3906 | 287.562 | 2163.0862 | -1093.3291 | -194.6009 | 209.9989 | -246.0598 | 216.0778 | -1568.3556 | -6412.2627 | -98.5999 | -42.711 | 1224.1129 | -2216.7859 | -1181.7449 | -964.3534 | -126.363 | 359.4148 | 2553.3457 | 1.0008 | 318.9253 | -225.6598 | 0.63832 | 126.2542 | -1944.8479 | -423.3204 | 1.0051 | 449.6467 | -2272.5015 | 138.8774 | 3710.0308 | 1259.4656 | 3005.386 | -269.6272 | -1095.1104 | 1131.6041 | -1343.5414 | 1325.3275 | 1.005 | -1550.2689 | -605.83 | 6099.853 | 210.1042 | -130.5904
2030-05-08 | 10 | -17.1589 | 1789.4042 | -49.1495 | -437.4136 | -879.0191 | -2096.2351 | -11903.9199 | 2596.6572 | -3.0119 | -251.2243 | 4103.1611 | 0.99978 | 1170.3324 | 272.539 | 2157.4485 | -780.0566 | -186.0562 | 209.9989 | -305.763 | 312.9738 | -1682.1696 | -6745.1211 | -43.3138 | -53.0826 | 1584.4935 | -2232.7717 | -1366.2794 | -956.475 | -116.6465 | 417.0976 | 2419.4517 | 1.0011 | 292.8684 | -250.055 | 0.63532 | 324.3 | -1680.0081 | -467.9234 | 0.99969 | 449.6609 | -2164.5127 | 309.8296 | 3638.7183 | 1272.6262 | 2977.5833 | -265.3621 | -1316.7365 | 1154.505 | -722.1312 | 1479.2634 | 1.0098 | -1609.8832 | -1058.1465 | 7313.2871 | 210.1043 | -165.7474
2030-05-08 | 11 | -10.11 | 1965.2683 | -47.8555 | -550.0582 | -1016.904 | -2149.1816 | -11822.7266 | 2371.6099 | -16.6698 | -360.0071 | 4127.1406 | 14.5987 | 1149.0157 | -1.5803 | 2135.9868 | -88.8532 | -208.5762 | 209.9989 | -342.7688 | 348.7336 | -1732.3673 | -6690.8433 | -61.2696 | -62.8644 | 1855.8839 | -2217.5891 | -1496.4457 | -987.2689 | -123.1555 | 362.6898 | 2137.5232 | 1.0052 | 271.2155 | -453.9481 | 0.58292 | 435.6123 | -1857.0223 | -469.2241 | -2.1004 | 449.7054 | -1998.6934 | 251.6527 | 3567.9536 | 1281.0988 | 2881.5522 | -262.6101 | -1475.0354 | 1347.7772 | -577.5456 | 1384.3833 | -133.4497 | -1271.5007 | -845.6655 | 7274.9092 | 210.1042 | -210.3528
2030-05-08 | 12 | -13.7945 | 1554.4276 | -40.2537 | -402.6931 | -1084.7672 | -1913.2227 | -11386.2363 | 2404.8892 | -3.0518 | -377.6095 | 4147.0991 | 38.6341 | 1345.4552 | 74.0072 | 2097.6401 | 567.0365 | -92.6636 | 209.9989 | -355.6907 | 276.9916 | -1644.905 | -6509.3174 | -33.2247 | -61.5085 | 2003.2959 | -1894.9899 | -1369.1158 | -905.3824 | -115.2494 | 460.3969 | 2247.9585 | 0.99501 | 308.4409 | -354.5487 | 0.55643 | 413.3251 | -1853.1267 | -437.2302 | 0.99586 | 449.6941 | -1962.592 | 299.0897 | 3688.5806 | 1250.0037 | 2844.853 | -261.9781 | -1616.3419 | 1026.5192 | -909.9667 | 1351.3151 | -84.9609 | -1343.151 | -829.7394 | 7735.8052 | 210.1042 | -182.5076
2030-05-08 | 13 | -23.9417 | 1010.2084 | -45.419 | -668.6101 | -1815.1768 | -1242.7694 | -8010.0576 | 737.0947 | 1.0059 | -378.3699 | 4107.106 | 55.7867 | 1328.0145 | 200.1102 | 2128.3906 | 545.3019 | -51.6192 | 209.9989 | -311.4398 | 159.7421 | -1669.0571 | -6207.4492 | -20.3013 | -50.0647 | 1597.8406 | -2045.8809 | -1536.2749 | -772.6544 | -93.7095 | 444.645 | 2100.4463 | 2416.311 | 347.5764 | 112.3689 | 0.5485 | 530.4787 | 1883.1274 | -424.8248 | -2.0973 | 266.1747 | -1901.1526 | 198.0872 | 3452.1458 | 1229.4403 | 2750.2126 | -260.725 | -1852.1166 | 1501.2865 | -609.1299 | 1251.7012 | -16.5606 | -860.8434 | -872.1586 | 9440.71 | 0.10427 | -240.1799
2030-05-08 | 14 | -26.5203 | 275.2298 | -41.8768 | -559.2033 | -1755.8787 | -463.6876 | -3956.718 | 190.9255 | -462.5341 | -379.9502 | 4027.8259 | 74.9503 | 1227.4772 | 413.3793 | 2208.1555 | 274.2264 | 86.4381 | 209.9989 | -431.214 | 200.2993 | -1591.3069 | -5665.9946 | -34.8187 | -14.4476 | 1864.3295 | -1521.9004 | -1132.8708 | -477.1566 | -85.7981 | 404.5532 | 1882.814 | 3472.8708 | 399.64 | 470.9103 | 1.9863 | 201.6009 | 3174.5703 | -169.8321 | -2.323 | 246.7489 | -1738.526 | 132.1218 | 4212.0312 | 1230.3107 | 3324.0112 | -259.1298 | -1459.0365 | 1968.5094 | -418.7225 | 1189.1151 | -320.3678 | -380.8373 | -1572.0872 | 8122.2036 | 0.10427 | -288.4289
2030-05-08 | 15 | -27.5417 | 1043.2773 | -45.3348 | -539.8129 | -1777.2805 | -624.5183 | -106.5525 | 855.0914 | -1050.3417 | -399.4576 | 3970.5188 | -5.7386 | 862.4586 | 552.424 | 2356.0076 | 617.4722 | 197.8757 | 209.9989 | -307.2208 | -48.2258 | -1503.4131 | -5579.1987 | -179.4429 | -70.1227 | 1078.6062 | -1947.0723 | -1146.8024 | -546.9319 | -125.2356 | 119.4948 | 1780.0229 | 4047.3833 | 586.0942 | 498.7423 | 2.9714 | 1703.5897 | 3385.5652 | -5.5431 | -2.5361 | 401.756 | -1142.2723 | -345.4633 | 4441.8379 | 1211.7289 | 3466.5544 | -259.14 | -1222.8434 | 2153.8853 | 133.094 | 980.8448 | -894.5705 | 82.4833 | -1559.2115 | 7305.9443 | 0.10427 | -365.8335
2030-05-08 | 16 | -12.5512 | 1380.8779 | -40.3531 | -421.9007 | -1637.1772 | -783.9865 | 2130.4038 | 1217.0933 | -1546.6227 | -367.1927 | 3950.1523 | 145.3289 | 759.1398 | 554.535 | 2308.9243 | 1579.4999 | 454.6844 | 209.9989 | -289.1004 | -136.5107 | -1515.9966 | -5402.1133 | -331.338 | -66.7684 | 941.6086 | -1721.4086 | -969.3676 | -591.4852 | -149.1805 | -82.1946 | 1776.4441 | 2106.6736 | 574.8344 | 153.246 | 2.972 | 1530.4806 | 1931.7958 | -19.3081 | -2.4803 | 356.8523 | -888.2006 | -678.5881 | 4391.5234 | 1203.9569 | 3386.7642 | -259.3413 | -1219.7771 | 2223.5264 | 120.3525 | 553.2914 | -1745.3499 | -712.6735 | -1008.8322 | 5291.8647 | 0.10427 | -311.4108
2030-05-08 | 17 | -16.5946 | 1134.0835 | -42.6555 | -427.3834 | -1626.4384 | -731.2644 | 1621.8882 | 1270.0909 | -1348.042 | -364.5902 | 3944.5554 | 161.0512 | 804.7242 | 536.1141 | 2275.9814 | 1737.8776 | 485.0114 | 209.9989 | -307.5002 | -403.6349 | -1447.2233 | -5136.9443 | -289.831 | -84.6947 | 1155.9882 | -1752.8097 | -469.6411 | -531.9764 | -137.647 | 36.8265 | 1735.5371 | 2814.9365 | 710.6825 | 233.2065 | 2.7969 | 1925.9814 | 2666.2849 | -52.2167 | -2.3733 | 285.8635 | -914.2836 | -648.4055 | 4407.7769 | 1209.5415 | 3406.9463 | -259.9246 | -1319.6461 | 2515.9719 | -172.7403 | 440.507 | -1984.7756 | -977.7043 | -827.4985 | 5646.6899 | 0.10427 | -278.4794
2030-05-08 | 18 | -17.9248 | 1234.045 | -47.2128 | -435.0526 | -1571.8822 | -865.3966 | 808.1231 | 1488.5372 | -1400.969 | -335.639 | 3947.8091 | 159.0322 | 833.2609 | 479.1279 | 2246.8311 | 1667.5499 | 480.0224 | 209.9989 | -39.5207 | -386.6077 | -1519.0787 | -5328.9502 | -254.5518 | -135.1013 | 52.5079 | -1969.2385 | -380.7648 | -574.0681 | -136.0742 | 108.4501 | 1811.6204 | 2350.2583 | 705.3221 | 224.5435 | 2.8122 | 2208.5476 | 2478.8005 | -62.2374 | -2.358 | 288.4867 | -338.3002 | -466.8925 | 4442.3457 | 1217.2419 | 3447.7854 | -263.3318 | -1253.0377 | 2576.3899 | -453.8196 | 258.0724 | -2132.1958 | -1229.4224 | -632.1866 | 4838.27 | 0.10427 | -240.5898
2030-05-08 | 19 | -16.0593 | 1179.7963 | -48.0752 | -394.5793 | -1582.4041 | -843.3858 | 1052.1152 | 1378.5974 | -1269.1176 | -224.7351 | 3977.7942 | 131.5996 | 768.0352 | 459.5515 | 2234.0754 | 1493.8148 | 463.7639 | 209.9989 | -101.1333 | -36.4538 | -1721.5996 | -5610.3716 | -178.8595 | -128.9507 | 462.4973 | -1720.9799 | -1056.1917 | -575.0159 | -133.2146 | 98.7763 | 1275.4858 | 1779.806 | 256.4246 | 230.6843 | 2.8655 | 1985.2646 | 2372.2263 | -347.0412 | 1.0025 | 129.4396 | -427.2176 | -104.9691 | 4328.5176 | 1219.9883 | 3364.4316 | -266.9452 | -1223.7015 | 2636.4194 | -640.0779 | 419.9573 | -923.7411 | -1599.5923 | 1.0092 | 4353.3188 | 210.1043 | -113.933
2030-05-08 | 20 | -16.7754 | 1927.0867 | -51.6725 | -464.6675 | -1308.4193 | -1265.1385 | 0.99571 | 2241.114 | -390.0642 | -185.009 | 4004.8254 | 33.5045 | 1152.8051 | 361.7325 | 2173.9539 | 1355.6379 | 547.1162 | 209.9989 | -122.4023 | -126.5668 | -1455.0066 | -5734.1216 | -304.062 | -149.8118 | 601.3387 | -2049.4514 | -817.5511 | -740.9238 | -166.6741 | 2.6887 | 1590.6495 | 1249.8011 | 661.0536 | 96.7128 | 3.6778 | 2572.6038 | 2524.6882 | -575.8358 | -218.1408 | 449.9721 | -1157.75 | -468.01 | 3093.3506 | 1202.064 | 2244.6387 | -267.0254 | -1659.1912 | 3006.7107 | -936.6519 | 454.2238 | -1049.7677 | -1837.9264 | 376.3311 | 2766.7544 | 210.1042 | -112.1527
2030-05-08 | 21 | -12.6545 | 1728.6431 | -51.8403 | -448.0081 | -1617.2651 | -1261.2043 | -1735.2683 | 1850.4425 | -118.6674 | -173.9314 | 3999.1079 | 40.349 | 1304.8706 | 273.3062 | 2193.9351 | 1338.8204 | 513.7297 | 209.9989 | -166.1153 | -129.2838 | -1674.4515 | -5443.7466 | -230.5835 | -148.4963 | 975.5638 | -1902.9855 | -814.205 | -706.2752 | -151.5139 | 79.1769 | 1480.0524 | 735.7154 | 613.2271 | -2.8137 | 3.6085 | 2577.7705 | 1948.5659 | -649.2794 | -322.6803 | 450.1135 | -390.2497 | -286.0028 | 3128.9104 | 1167.1775 | 2075.696 | -260.0302 | -1811.0259 | 2425.3848 | -1261.4561 | 357.1474 | -974.3644 | -1682.9653 | 679.1522 | 2378.4475 | 210.1043 | -75.6276
2030-05-08 | 22 | -17.8076 | 1222.7482 | -54.0088 | -470.8193 | -1819.2468 | -1157.9115 | -5634.4102 | 1427.1289 | -2.9132 | -201.1448 | 3964.4377 | -6.5166 | 1672.7654 | 352.5332 | 2193.2917 | 1627.9019 | 567.7061 | 209.9989 | -240.4618 | -209.04 | -1386.8966 | -4940.4717 | -119.2338 | -155.1768 | 1555.6105 | -1947.3866 | -611.3606 | -613.8826 | -118.0321 | 361.6946 | 1639.3767 | 1006.4798 | 686.0084 | 69.819 | 3.4552 | 2637.0918 | 2130.6753 | -737.2614 | -498.97 | 450.2714 | -422.3548 | 0.99622 | 3146.1851 | 1186.0848 | 1966.9999 | -265.6447 | -1665.4781 | 2845.0332 | -831.3465 | 265.2397 | -759.6129 | -1553.2938 | 532.9486 | 3493.7671 | 210.1042 | -86.7089
2030-05-08 | 23 | -19.9087 | 1057.2665 | -50.7285 | -470.682 | -1857.2629 | -1138.7159 | -6624.145 | 1600.6199 | -229.8553 | -259.4977 | 3932.8572 | 39.4796 | 926.5617 | 324.4273 | 2152.8425 | 1366.2462 | 621.3158 | 209.9989 | -363.1829 | -167.9244 | -1197.4806 | -4464.5264 | -35.6516 | -157.3597 | 2073.5945 | -1967.5665 | -364.4053 | -642.98 | -104.1354 | 567.4321 | 1505.0756 | 1499.606 | 642.5724 | 153.0719 | 3.5176 | 2817.1812 | 2673.2727 | -470.0181 | 0.99727 | 450.2007 | -1201.1218 | 331.9844 | 3279.0078 | 1245.9811 | 2728.2605 | -278.8485 | -963.1213 | 2797.9695 | -340.2384 | 819.6809 | 111.3384 | -1277.9789 | -4.8839 | 4532.3511 | 0.10427 | -185.2769
2030-05-08 | 24 | -16.1375 | 1251.4031 | -44.0909 | -420.2733 | -1884.8604 | -1121.9927 | -5684.9492 | 482.6226 | -60.6101 | -149.6358 | 3914.144 | 80.9284 | 896.5359 | 317.8008 | 2131.1514 | 484.4169 | 398.0992 | 209.9989 | -458.7825 | 195.3157 | -1308.4208 | -4884.3252 | -67.6971 | -143.4101 | 2379.3062 | -1912.6812 | -863.2842 | -647.8044 | -106.3861 | 296.8698 | 1016.9691 | 798.546 | 367.421 | 203.6788 | 3.939 | 3005.3318 | 2061.3115 | -212.7571 | 302.8515 | 450.2809 | -1657.1708 | 311.579 | 3535.3215 | 1306.906 | 3140.3833 | -293.5189 | -657.423 | 2931.8547 | 417.4347 | 1155.6709 | -612.7393 | -682.3192 | -1222.0048 | 4381.3711 | 210.1042 | -369.8989
2030-05-09 | 1 | -11.3051 | 795.3199 | -40.2473 | -412.6732 | -1904.8374 | -971.6247 | -6287.1226 | -256.6871 | 801.2528 | -149.7285 | 3895.7043 | -11.3662 | 1390.7322 | 331.2923 | 1853.0934 | -577.601 | -83.3971 | 209.9989 | -453.5704 | 294.215 | -1243.3087 | -4689.7104 | -42.7637 | -107.4752 | 2196.9036 | -1696.5449 | -851.316 | -611.9355 | -89.5274 | 300.6637 | 439.7658 | 491.2449 | 294.7098 | 163.1463 | 4.5476 | 2833.1431 | 1294.9246 | -726.3648 | 35.0309 | 449.7436 | -1825.3578 | 472.2795 | 2251.7629 | 1231.5437 | 2550.689 | -301.828 | -642.0521 | 3161.8706 | 625.2377 | 913.8163 | -554.3561 | -499.5183 | -3.2614 | 4993.9199 | 210.1042 | -261.6464
2030-05-09 | 2 | -2.3265 | 768.991 | -33.975 | -388.5088 | -1407.215 | -1096.8879 | -7441.1484 | 1065.2935 | 1594.0277 | -148.65 | 3869.9531 | -102.8323 | 1923.5409 | 200.9526 | 1460.3058 | -418.3555 | -400.3749 | 209.9989 | -321.9174 | 244.5104 | -1112.0219 | -5055.9771 | -75.6095 | -55.7929 | 1315.8337 | -1441.7009 | -871.541 | -640.0157 | -92.1965 | 303.7618 | 683.8823 | -248.789 | 87.7783 | -34.4537 | 3.2664 | 1231.9568 | 162.2548 | -79.4999 | 735.2868 | 0.99942 | -2041.238 | 234.8473 | 2564.1553 | 1213.9735 | 3292.0483 | -3.0253 | -272.4823 | 3136.1975 | 717.6842 | 1060.3165 | -84.8542 | -668.4019 | 447.5632 | 5525.1304 | 210.1042 | -178.7554
2030-05-09 | 3 | 7.6087 | 1146.6851 | -30.5731 | -399.7968 | -1174.0656 | -1369.6937 | -8682.9561 | 1675.9365 | 1995.0535 | -82.8008 | 3865.6313 | 1.0001 | 2040.621 | 162.3456 | 1309.2576 | -398.7011 | -566.7991 | 209.9989 | -229.2999 | 96.7779 | -903.6177 | -4920.0522 | -127.462 | -75.4819 | 1127.3539 | -1399.4943 | -1030.8064 | -727.4937 | -107.2146 | 291.3884 | 487.5413 | -1177.161 | 7.4644 | -287.1108 | 2.0862 | 1290.5909 | -942.0099 | -0.78273 | 125.1979 | 259.941 | -2053.1799 | 0.99806 | 2468.4365 | 1337.2374 | 2627.8516 | -2.2195 | -272.2095 | 1959.2589 | -146.7702 | 871.22 | -581.4795 | -960.8539 | 665.084 | 4033.3376 | 210.1042 | -161.8893
2030-05-09 | 4 | 14.1382 | 1514.2783 | -26.5193 | -326.0623 | -993.4859 | -1535.5442 | -8934.9141 | 2118.2366 | 2219.373 | -135.1983 | 3914.574 | -108.085 | 1816.8903 | 141.0191 | 1260.7432 | -488.6663 | -552.8363 | 209.9989 | -124.0727 | 229.2953 | -976.3261 | -4416.1177 | -120.072 | -86.1815 | 712.8354 | -1411.1294 | -1001.9149 | -757.52 | -125.4178 | 220.4906 | 452.9294 | -1900.6205 | 34.5603 | -419.723 | 3.273 | 1348.4667 | -1977.0131 | -238.4784 | 697.9457 | 0.99951 | -2123.5066 | 68.559 | 2326.6226 | 1190.8535 | 3053.7864 | -3.3331 | -276.0056 | 3359.2734 | 1115.5858 | 1075.2637 | -428.5233 | -330.3496 | 346.2365 | 1952.0178 | 210.1042 | -206.083
2030-05-09 | 5 | 22.1999 | 1389.5526 | -22.6805 | -267.5645 | -681.4672 | -1555.2322 | -9713.5449 | 2796.876 | 2110.0383 | -137.6335 | 3871.0654 | -99.6247 | 1853.1875 | 165.0096 | 1294.0166 | -216.9818 | -544.5018 | 209.9989 | -114.7483 | -31.0941 | -892.2211 | -4430.688 | -128.3403 | -96.5657 | 912.3034 | -1222.4038 | -579.8002 | -754.8711 | -124.8377 | 376.9337 | 412.231 | -2706.2236 | 35.9988 | -587.9758 | 3.4673 | 1369.2628 | -3112.2131 | -238.9675 | 598.7026 | 0.99972 | -2161.7065 | 1.0003 | 2453.9087 | 1276.7198 | 3067.9243 | -3.1853 | -275.5782 | 3270.5698 | 849.5165 | 981.0635 | -82.9112 | -1145.7653 | 633.7446 | 2056.8955 | 210.1042 | -146.5616
2030-05-09 | 6 | 24.2984 | 1282.2875 | -28.0713 | -216.9111 | -597.3483 | -1460.6964 | -9307.2656 | 2555.6675 | 1588.3887 | -42.1078 | 3737.449 | 128.42 | 1845.8746 | 196.4891 | 1390.5371 | -111.0971 | -505.7504 | 209.9989 | -357.1763 | -28.6678 | -1138.2767 | -5078.6167 | -149.68 | -64.2818 | 2043.9999 | -1055.1511 | -810.8746 | -706.2223 | -131.0791 | 303.3972 | 342.0766 | -3071.0974 | -147.8127 | -610.5018 | 3.3883 | 1102.9792 | -3875.2979 | -70.8783 | 570.7329 | 0.99884 | -2271.1187 | 0.99668 | 2433.927 | 1404.2455 | 3112.0022 | -3.3961 | -277.3931 | 3019.0264 | 418.801 | 929.7112 | 0.98877 | -1944.3191 | 464.4193 | 2040.6392 | 210.1042 | -97.9344
2030-05-09 | 7 | 13.7288 | 1714.0037 | -42.7309 | -347.3784 | -602.4107 | -1730.2848 | -9485.7061 | 2515.1399 | 564.3459 | -78.8752 | 3982.7617 | 148.1191 | 2012.8715 | 337.3967 | 1868.8922 | 904.0451 | 76.1688 | 209.9989 | -366.3662 | 26.5382 | -1233.9612 | -4800.9512 | -145.596 | -80.8269 | 2202.229 | -1480.5817 | -869.2176 | -805.9462 | -146.4993 | 279.494 | 539.3306 | -2694.7522 | 10.99 | -544.6259 | 3.914 | 1796.8737 | -3201.6392 | -943.0854 | 1.0023 | 449.6916 | -2266.9329 | 98.1433 | 2318.2344 | 1347.4312 | 2625.7588 | -293.9674 | -325.1313 | 2669.509 | -454.328 | 930.0186 | -204.2633 | -2055.3726 | 543.1021 | 1353.8208 | 210.1042 | -121.5331
2030-05-09 | 8 | 6.0025 | 1858.0649 | -45.7548 | -405.1887 | -1023.1785 | -1733.8566 | -9083.9434 | 2011.1392 | 121.8017 | -162.8764 | 4069.5315 | 174.227 | 1540.6077 | 452.2424 | 2237.9111 | 1013.0953 | 260.4867 | 209.9989 | -444.1739 | 184.05 | -1383.332 | -4188.8037 | -181.4782 | -83.3181 | 2557.2844 | -1641.4224 | -1210.1791 | -816.7529 | -147.3477 | 130.8366 | 814.0901 | -1795.0524 | 88.6387 | -376.1678 | 5.0947 | 2051.6375 | -2181.1572 | -597.7546 | -2.2746 | 235.255 | -2248.6721 | -70.4326 | 3385.7222 | 1272.4484 | 3565.2639 | -276.0031 | -750.4674 | 2798.436 | -251.4451 | 1122.1707 | -32.7241 | -1344.3547 | 252.0688 | 259.682 | 210.1042 | -118.6065
2030-05-09 | 9 | 0.56474 | 1925.6184 | -44.9136 | -438.9879 | -1518.0168 | -1654.3351 | -8712.3682 | 1451.2648 | 1.0084 | -218.7325 | 4070.6511 | 150.2957 | 1376.5463 | 432.2428 | 2211.6067 | 1066.4061 | 288.9075 | 209.9989 | -473.334 | 26.5136 | -1388.3705 | -4166.6709 | -274.826 | -88.7266 | 2841.075 | -1763.1689 | -829.6412 | -811.8215 | -154.2796 | -5.6456 | 1334.3 | -1321.4172 | 465.8879 | -298.5382 | 5.6056 | 2136.6787 | -1503.2147 | -590.7858 | -2.2356 | 183.6651 | -1968.6907 | -414.8256 | 3272.2432 | 1229.2717 | 3385.0759 | -265.5527 | -1067.2292 | 2627.2551 | -219.334 | 857.6526 | -1383.3206 | -559.1115 | -58.4494 | 1014.8871 | 210.1042 | -204.8901
2030-05-09 | 10 | 4.2031 | 1766.5245 | -43.3908 | -427.6932 | -1341.5728 | -1598.8903 | -9344.1875 | 1672.839 | 1.0056 | -311.4216 | 4084.2063 | 184.0368 | 1481.3566 | 394.4078 | 2166.6489 | 1326.4991 | 245.2307 | 209.9989 | -476.2031 | 162.8905 | -1287.8102 | -4246.9883 | -255.0382 | -83.9914 | 2867.8516 | -1599.6271 | -728.3719 | -790.1072 | -149.1526 | 68.2825 | 1454.5013 | -1951.2354 | 563.8624 | -401.8067 | 5.372 | 2186.1448 | -1520.4554 | -558.0031 | -2.3252 | 358.6642 | -1936.3583 | -394.801 | 3226.5994 | 1218.0527 | 3455.8442 | -261.8393 | -1147.754 | 2404.5225 | -163.5393 | 809.1639 | -1262.8768 | -623.7319 | -2.1422 | 1273.2129 | 210.1043 | -178.7231
2030-05-09 | 11 | 3.7342 | 1905.7209 | -45.8314 | -475.4057 | -1090.5453 | -1752.7255 | -10273.9072 | 2311.9209 | -2.9847 | -351.8049 | 4090.5608 | 166.4409 | 1857.2355 | 401.0058 | 2163.209 | 1389.4186 | 210.9683 | 209.9989 | -477.9352 | 412.0075 | -1233.5643 | -4410.2119 | -181.8159 | -84.5321 | 2875.217 | -1756.243 | -813.2065 | -843.4844 | -148.0982 | 189.8069 | 1516.4987 | -2254.9917 | 556.8079 | -451.4346 | 4.5197 | 2169.157 | -1633.6024 | -550.5929 | -2.3012 | 319.4762 | -1743.9253 | -147.7224 | 3244.7188 | 1213.4438 | 3418.6047 | -259.0979 | -1275.3817 | 2226.9839 | -325.2543 | 806.6982 | -732.4408 | -1047.6611 | 101.6856 | 1423.5399 | 0.10427 | -134.8394
2030-05-09 | 12 | 10.7102 | 2014.403 | -42.9042 | -480.5306 | -1107.0665 | -1820.6172 | -10480.4512 | 2266.6746 | -77.9998 | -350.0845 | 4071.0139 | 179.8428 | 1620.7303 | 442.287 | 2189.5012 | 1459.8611 | 74.2684 | 209.9989 | -489.4953 | 446.8269 | -1248.5487 | -4204.4326 | -167.9875 | -72.8348 | 2921.3076 | -1667.0552 | -822.0278 | -857.6088 | -150.5426 | 196.8874 | 1527.5455 | -2872.698 | 577.2491 | -630.0906 | 4.3585 | 2040.5106 | -2572.4722 | -541.111 | -2.4684 | 310.2312 | -1560.6631 | -99.6307 | 3204.6941 | 1198.9539 | 3339.8298 | -258.4236 | -1114.87 | 2100.5569 | -688.176 | 765.4924 | -778.3928 | -1213.6281 | 127.6127 | 1682.2968 | 0.10427 | -127.282
2030-05-09 | 13 | -4.7954 | 1876.9352 | -48.5172 | -519.5538 | -1689.9866 | -1682.0037 | -8998.3545 | 1557.1471 | 485.4153 | -362.2229 | 4036.2512 | 126.7987 | 1379.923 | 500.555 | 2244.7444 | 1483.6077 | 258.6284 | 209.9989 | -517.9306 | 602.8434 | -1190.6128 | -3751.6128 | -130.8332 | -66.1769 | 3028.0454 | -1914.7189 | -1003.5927 | -799.3718 | -138.6762 | 168.5665 | 1719.3052 | -1521.7522 | 548.0549 | -272.7851 | 5.3707 | 2053.9258 | -1161.9445 | -669.4439 | -471.7572 | 450.2301 | -1414.0278 | -4.8967 | 2990.7642 | 1142.8525 | 2648.0723 | -259.2797 | -1646.3037 | 2143.9434 | -750.9838 | 861.8312 | -426.2094 | -731.9429 | 291.2193 | 3149.6335 | 210.1042 | -141.034
2030-05-09 | 14 | -14.0066 | 1292.6202 | -50.7008 | -499.0583 | -1942.3933 | -1453.3199 | -7180.6426 | 882.7637 | 358.3219 | -383.4385 | 3975.3787 | 29.495 | 1379.5146 | 592.7167 | 2370.9475 | 1720.4523 | 375.5219 | 209.9989 | -354.578 | 295.1442 | -1132.5151 | -3592.3381 | -69.4629 | -91.2611 | 2169.8298 | -1982.3811 | -839.5571 | -659.4588 | -107.5413 | 379.3661 | 1897.5789 | 0.99836 | 585.1081 | -3.1883 | 4.2521 | 2192.6162 | 418.0431 | -603.6547 | -408.9801 | 450.2286 | -715.2479 | 0.99626 | 2936.0232 | 1125.4753 | 2675.6963 | -259.2879 | -1571.4725 | 2442.1338 | -498.351 | 700.2032 | -349.7392 | -1227.4711 | 411.0474 | 5124.2612 | 210.1042 | -147.3447
2030-05-09 | 15 | -19.1326 | 1603.8602 | -44.7637 | -432.0145 | -1931.9622 | -1210.9723 | -5181.6484 | 1128.0078 | 243.4348 | -388.9026 | 3953.9595 | 14.2805 | 1219.8765 | 634.6078 | 2414.2388 | 1676.5564 | 364.1872 | 209.9989 | -338.2263 | 235.0545 | -1161.996 | -3389.7063 | -116.6868 | -96.1953 | 1902.8011 | -1741.8291 | -659.2578 | -568.3728 | -127.2009 | 296.0773 | 1741.3806 | 4.337 | 504.4599 | 0.99986 | 3.572 | 2149.4939 | 384.8764 | -381.9271 | -180.5981 | 1.0014 | -506.359 | -3.5368 | 3071.1128 | 1129.0461 | 3017.343 | -262.1136 | -1721.3406 | 2628.9812 | -197.9726 | 316.1984 | -1251.4863 | -967.9918 | 1.0227 | 1778.5435 | 210.1042 | -212.4972
2030-05-09 | 16 | -12.6584 | 1619.4004 | -41.7084 | -368.7786 | -1754.4441 | -939.218 | 762.7274 | 812.0953 | 0.9998 | -288.8565 | 4029.825 | 185.1699 | 1693.1044 | 545.6527 | 2290.7197 | 1695.0868 | 393.6117 | 209.9989 | -531.3972 | 449.9319 | -1351.9302 | -3258.8696 | -208.619 | -70.9142 | 2995.4094 | -1311.6705 | -923.373 | -464.4724 | -140.9459 | -47.2201 | 1178.309 | 4.4477 | -73.8406 | -2.9769 | 3.7126 | 1936.4778 | 212.1167 | -157.6738 | -2.0556 | 0.99933 | -1185.8011 | -320.8965 | 3824.9961 | 1189.9563 | 3803.9504 | -261.4504 | -1282.1255 | 2384.8586 | -733.3409 | 707.5823 | -1017.2916 | -320.4464 | -196.5596 | 1794.5577 | 210.1042 | -289.1391
2030-05-09 | 17 | -3.8649 | 1965.29 | -44.6612 | -369.5475 | -1488.8271 | -1083.037 | 1876.8027 | 1229.4678 | -2.9446 | -220.9989 | 4052.7832 | 153.7141 | 2074.6169 | 542.7207 | 2288.175 | 1864.0868 | 424.7178 | 209.9989 | -569.3514 | 202.4468 | -1547.4714 | -3468.5198 | -278.1042 | -80.7974 | 3332.6033 | -1361.1964 | -873.8789 | -551.011 | -159.2259 | -143.5851 | 1113.6278 | 3.9794 | -113.5585 | -17.2071 | 3.6662 | 2041.2233 | 132.001 | -5.759 | -2.1596 | 123.1264 | -1291.5054 | -480.5298 | 4395.0015 | 1270.8492 | 4271.9194 | -261.5285 | -1000.0018 | 2633.5261 | -859.2957 | 670.8596 | -1047.7047 | -440.1117 | -31.3757 | 505.8504 | 210.1043 | -287.8946
2030-05-09 | 18 | -13.7264 | 1047.863 | -41.8585 | -311.2436 | -1871.3239 | -589.7631 | 3226.4106 | 297.6356 | -2.9044 | -256.9474 | 3990.6917 | 194.9993 | 2076.5254 | 540.0295 | 2282.0828 | 2326.6077 | 536.7704 | 209.9989 | -635.3293 | 339.9779 | -1365.8749 | -3475.4917 | -158.57 | -65.4313 | 3470.6497 | -912.4969 | -1375.5881 | -311.8682 | -122.3372 | -20.0446 | 748.5672 | 5.8984 | -692.7898 | 258.7268 | 3.2182 | 1576.7404 | 569.4041 | 109.3619 | -2.3592 | 236.1439 | -1362.0959 | -211.93 | 4577.2144 | 1258.8739 | 4399.5581 | -265.0539 | -530.2402 | 2796.5566 | -974.1457 | 674.8259 | -990.7132 | -51.3527 | -140.0835 | 1486.296 | 210.1042 | -294.7636
2030-05-09 | 19 | -14.2775 | 1170.4572 | -43.7879 | -324.5267 | -1899.6207 | -705.3829 | 3114.386 | 299.0316 | -60.9598 | -232.9155 | 3907.4119 | 113.4127 | 1226.1243 | 564.6509 | 2333.5825 | 2484.3223 | 491.7961 | 209.9989 | -634.7252 | 183.2663 | -1346.9332 | -3634.7458 | -204.8902 | -73.8463 | 3443.1482 | -1008.007 | -1055.7157 | -357.8831 | -123.8331 | -31.9447 | 905.7165 | 5.3993 | -495.3591 | 235.0673 | 2.8164 | 1793.1716 | 861.5103 | 95.0206 | -2.2695 | 200.7175 | -1395.3745 | -346.4115 | 4562.6436 | 1259.8441 | 4364.749 | -267.1823 | -382.7134 | 2980.208 | -1057.1632 | 558.0016 | -1521.74 | 81.0198 | -150.2861 | 1655.6212 | 0.10427 | -305.3152
2030-05-09 | 20 | -14.3288 | 1425.4017 | -45.1136 | -371.0415 | -1919.4622 | -868.482 | 3073.6052 | 365.7101 | -2.9169 | -165.1028 | 3877.3975 | 54.0198 | 983.1467 | 481.0263 | 2279.0771 | 2629.4614 | 465.8048 | 209.9989 | -549.8467 | 102.8023 | -1430.2522 | -3716.0793 | -255.3011 | -104.8853 | 3236.1687 | -1094.0801 | -867.5952 | -441.3874 | -130.2436 | -62.0088 | 834.9395 | 75.4772 | -385.9763 | 114.1307 | 2.6271 | 2040.5104 | 1824.1667 | 91.9222 | -2.196 | 142.4413 | -1454.4965 | -467.487 | 4538.9468 | 1253.9125 | 4304.8901 | -264.5456 | -285.8231 | 3085.6882 | -1203.7311 | 505.2934 | -1970.9464 | 163.9831 | -200.5427 | 2448.5117 | 0.10427 | -321.8536
2030-05-09 | 21 | -27.5759 | 1237.3046 | -53.4396 | -432.994 | -1909.5291 | -820.116 | 3612.2078 | 286.1096 | 1.0038 | -259.0339 | 4002.2219 | 182.6655 | 1713.2753 | 75.9266 | 2236.2854 | 2494.8052 | 606.1935 | 209.9989 | -586.4073 | 168.7637 | -1536.7864 | -3553.9438 | -203.7513 | -107.2429 | 3369.5234 | -1306.5725 | -1032.1207 | -434.5926 | -119.7194 | -8.2657 | 885.5722 | 817.0698 | -285.1277 | 346.8962 | 3.4361 | 2215.2493 | 3999.5891 | 63.1684 | -2.1403 | 121.3409 | -1475.866 | -306.1526 | 4630.918 | 1266.5363 | 4354.3052 | -260.9983 | -276.5008 | 2979.6392 | -1216.361 | 586.6061 | -1359.7227 | -34.6519 | -10.6057 | 4579.4321 | 0.10427 | -284.8282
2030-05-09 | 22 | -28.4231 | 1276.7052 | -56.6291 | -508.9061 | -1901.7643 | -1080.4667 | -288.2418 | 961.1163 | 141.4847 | -359.3506 | 3926.6902 | 195.0021 | 1720.9172 | -64.7722 | 2190.0723 | 2647.8359 | 560.1635 | 209.9989 | -613.2759 | 286.3663 | -1335.0226 | -3459.7373 | -74.3953 | -101.1712 | 3563.1265 | -1511.2325 | -1266.7352 | -517.1032 | -106.8365 | 302.262 | 1197.9327 | 299.1659 | -93.2476 | 303.2316 | 2.9652 | 2450.8059 | 5245.0962 | -415.6701 | -98.5433 | 0.99988 | -1706.6552 | 197.6054 | 3287.9995 | 1222.5703 | 3349.8127 | -267.0512 | -1069.2328 | 3109.666 | -989.894 | 951.9016 | -284.402 | -565.8312 | 1.0229 | 6622.4761 | 0.10427 | -158.713
2030-05-09 | 23 | -21.2673 | 1428.0994 | -58.5629 | -582.8936 | -1924.0162 | -1391.6364 | -4827.147 | 862.9729 | 74.0593 | -362.8893 | 3932.6841 | 119.3441 | 1928.8788 | -155.3863 | 2160.8887 | 1650.8224 | 48.2498 | 209.9989 | -641.8403 | 3.1024 | -1119.2567 | -3137.9717 | -80.8763 | -111.0956 | 3663.2656 | -2007.3033 | -365.1574 | -687.0415 | -105.0669 | 396.4413 | 1491.7521 | 3.5727 | 425.9033 | 113.9545 | 3.9128 | 2586.4951 | 5203.5957 | -112.7653 | -2.3939 | 255.7742 | -1870.0989 | 198.6245 | 3566.6479 | 1258.5863 | 3734.4241 | -281.081 | -662.9122 | 2992.8743 | -318.8142 | 906.7983 | 502.9096 | -906.288 | -329.8597 | 10194.291 | 210.1043 | -186.6939
2030-05-09 | 24 | -28.4795 | 1366.1702 | -59.1821 | -665.7294 | -1979.5204 | -1436.645 | -6734.8623 | -17.6255 | 1.0076 | -281.884 | 3995.5293 | 140.7464 | 1420.3951 | -180.5596 | 2136.1138 | 1510.223 | 59.8068 | 209.9989 | -613.0823 | 305.0165 | -1308.8483 | -3135.8345 | -64.4086 | -83.4841 | 3336.5029 | -2209.0876 | -620.4512 | -781.9913 | -95.8755 | 254.8371 | 1915.4521 | -305.4419 | 510.5066 | 323.8843 | 5.8174 | 2196.845 | 5262.729 | -87.919 | -1.9841 | 400.018 | -2062.6133 | 361.3583 | 3184.9368 | 1218.1091 | 3388.0557 | -294.2003 | -918.022 | 2917.6709 | -48.0773 | 1096.6881 | 374.5874 | -29.6989 | -523.4659 | 9944.7568 | 210.1042 | -342.1416
2030-05-10 | 1 | -21.393 | 1650.2092 | -53.0191 | -625.1844 | -1344.9202 | -1695.7256 | -7732.7329 | 785.4007 | 40.2533 | -158.7193 | 3943.4792 | 86.9649 | 1015.3719 | -191.115 | 2144.0918 | 1755.0063 | 35.4506 | 209.9989 | -488.6983 | 201.2523 | -1208.079 | -3839.2527 | -141.1314 | -76.4062 | 2500.5012 | -2172.9377 | -843.7151 | -861.5018 | -106.5076 | 182.8006 | 2081.8787 | -1030.1554 | 471.8941 | 74.4537 | 4.3767 | 1563.4552 | 3895.3618 | -224.2987 | 9.4215 | 449.5067 | -1813.8458 | -4.7566 | 3348.7654 | 1232.4746 | 3639.8201 | -303.1749 | -426.908 | 2753.0681 | 310.053 | 1063.976 | 188.1383 | -94.1816 | -207.4911 | 9309.9883 | 210.1043 | -321.849
2030-05-10 | 2 | -3.9322 | 2199.8137 | -46.536 | -572.0663 | -576.6685 | -2051.158 | -9057.2979 | 2614.635 | 1619.8525 | -122.1365 | 3862.7988 | 53.2328 | 557.9869 | -184.4706 | 2116.0701 | 2210.4182 | -239.0806 | 209.9989 | -122.6939 | 135.0799 | -825.1618 | -3568.0479 | -145.6687 | -75.4983 | 823.3771 | -1892.3969 | -1121.317 | -954.5872 | -139.5682 | 269.3093 | 1763.9113 | -2958.6699 | 56.5588 | -414.7884 | 0.57603 | 713.7072 | 769.5295 | -298.6099 | 183.604 | 449.4895 | -1946.306 | -2.6193 | 2797.3848 | 1203.5848 | 3319.0688 | -308.6693 | -611.8709 | 2660.8713 | 553.6629 | 698.533 | -86.2837 | -462.7184 | 1246.9851 | 6903.624 | 210.1042 | -143.2846
2030-05-10 | 3 | -16.9266 | 1782.5189 | -52.5279 | -548.3893 | -810.4014 | -1788.2076 | -8152.7739 | 2141.7507 | 2161.7576 | -109.6461 | 3875.5212 | 52.5551 | 1029.9662 | -189.611 | 2044.6464 | 1937.2037 | -19.4088 | 209.9989 | -224.2255 | 205.6807 | -649.9771 | -2974.2808 | -118.5575 | -75.727 | 1750.562 | -2028.3071 | -1373.2583 | -865.8687 | -125.3709 | 304.7939 | 2015.6351 | -1877.6343 | 84.6973 | -9.9761 | 1.8663 | 1120.3557 | 3254.8435 | -234.0041 | 263.5399 | 449.4326 | -1990.8424 | 1.0002 | 2707.6228 | 1178.6343 | 3309.4768 | -310.8598 | -433.7562 | 1613.9893 | -378.3956 | 736.2944 | -84.854 | -313.9331 | 1317.4205 | 6255.7764 | 210.1042 | -116.2469
2030-05-10 | 4 | -21.3026 | 1750.6625 | -53.3312 | -549.6356 | -787.2966 | -1762.4067 | -7746.605 | 2137.071 | 2283.4961 | -122.0515 | 3626.6914 | 79.2507 | 1163.4661 | -199.7207 | 1927.9213 | 1731.6096 | -33.4543 | 209.9989 | -198.8547 | 146.6285 | -790.5516 | -4255.3652 | -111.8307 | -72.108 | 1651.2249 | -2073.9934 | -1407.7518 | -855.9718 | -125.0586 | 310.6642 | 1768.3517 | -1459.9874 | 3.0611 | 88.9559 | 1.2848 | 963.7723 | 3168.8721 | -634.4171 | 1.0039 | 391.1779 | -2024.6372 | 30.3243 | 2543.5671 | 1160.0016 | 2900.3616 | -311.3151 | -821.5121 | 1156.8656 | -769.6728 | 784.2532 | -85.3407 | -160.7053 | 1199.2679 | 8002.8257 | 210.1043 | -125.4071
2030-05-10 | 5 | -23.2595 | 1822.558 | -52.2537 | -651.5499 | -788.8524 | -1717.0446 | -7336.6133 | 1949.5336 | 2298.135 | -214.1998 | 3924.6694 | 176.1506 | 692.6672 | -285.7469 | 1734.8322 | 1772.8136 | -80.0686 | 209.9989 | -130.7991 | 129.3951 | -976.0292 | -5539.647 | -136.8224 | -70.6841 | 1067.5471 | -2000.6254 | -1870.1637 | -862.754 | -128.0073 | 242.7261 | 1736.6428 | -139.7919 | -92.5347 | 166.2209 | 0.46417 | 896.2501 | 2789.8525 | -251.1912 | 234.1562 | 449.4831 | -2186.1042 | -2.9441 | 2577.6953 | 1198.5612 | 3179.2983 | -310.7583 | -488.3371 | 2573.2122 | 618.8225 | 848.838 | -84.9881 | -428.3563 | 1083.5653 | 7964.9038 | 210.1042 | -125.4393
2030-05-10 | 6 | -28.7843 | 1434.3984 | -58.1927 | -662.2427 | -919.1381 | -1496.1633 | -6261.8159 | 1368.5892 | 1982.0756 | -122.1271 | 3873.5483 | 46.9465 | 141.3164 | -116.7892 | 2139.5122 | 1737.5703 | -47.1532 | 209.9989 | -274.7018 | 30.5962 | -1265.5963 | -6181.7188 | -170.7155 | -50.9237 | 1330.4283 | -2212.3406 | -2035.6277 | -804.9123 | -116.7487 | 216.926 | 1911.6072 | 241.2339 | -1.8788 | 314.0143 | 0.51979 | 801.0801 | 4105.8706 | -248.925 | 1.0024 | 355.6101 | -2293.7383 | -220.922 | 3356.6855 | 1294.6602 | 3439.9434 | -3.4082 | -271.3972 | 2564.1396 | 207.2863 | 1089.8035 | -86.7984 | -669.3959 | -3.9126 | 9497.1924 | 210.1042 | -291.1766
2030-05-10 | 7 | -11.9078 | 1324.433 | -53.3347 | -565.7605 | -1034.4827 | -1420.5189 | -6291.9546 | 1043.1805 | 1202.6375 | -268.6892 | 3973.9597 | 195.001 | 165.1373 | -14.0032 | 2184.0771 | 1873.3995 | -177.4243 | 209.9989 | -244.062 | 172.8974 | -1526.8552 | -6300.041 | -171.2401 | -43.3055 | 920.8106 | -1701.4097 | -2140.6123 | -769.376 | -127.1565 | 178.4945 | 1789.9264 | -1145.9211 | -125.543 | 3.8221 | 0.41712 | 661.7603 | 2506.6643 | 50.9024 | 268.1665 | 450.1699 | -2279.5542 | -131.2428 | 3957.2051 | 1369.9406 | 4100.5957 | -3.9647 | -271.6169 | 2793.7256 | 415.0004 | 1046.8049 | 675.995 | -729.6174 | 1.0113 | 8953.0732 | 210.1042 | -216.3361
2030-05-10 | 8 | -6.5663 | 1885.3326 | -53.3074 | -621.1078 | -973.9084 | -1820.4276 | -7588.6421 | 1313.7169 | 853.0034 | -344.4905 | 3954.8489 | 194.9996 | 897.2814 | 235.0189 | 2123.3196 | 1822.906 | -279.2972 | 209.9989 | -268.3586 | 83.1931 | -1503.6315 | -6420.8545 | -229.4126 | -53.708 | 1253.6445 | -2093.5842 | -1994.6196 | -911.6109 | -143.9843 | 155.3102 | 1694.7421 | -1869.7012 | 113.8368 | -307.098 | 0.43772 | 1142.349 | 1714.3842 | -186.5643 | -2.0916 | 363.644 | -2064.8818 | -283.802 | 4053.4402 | 1303.0482 | 4166.6982 | -274.7742 | -756.428 | 1454.3801 | -915.0657 | 687.1273 | 45.9435 | -1047.639 | 268.4664 | 9331.0488 | 0.10427 | -97.9965
2030-05-10 | 9 | -10.9562 | 1884.105 | -51.9236 | -680.3414 | -853.1547 | -1827.0126 | -8690.1738 | 1535.9336 | 240.21 | -341.9663 | 3996.5154 | 195.001 | 1102.2998 | 169.9105 | 2092.835 | 1274.1959 | -240.152 | 209.9989 | -279.7167 | -32.0014 | -1415.2441 | -6272.0659 | -192.5076 | -32.7741 | 1409.2303 | -2302.4685 | -1675.1483 | -930.4677 | -135.6766 | 295.3435 | 2008.5319 | -914.842 | 258.3298 | -275.5255 | 0.45761 | 948.8643 | 1576.318 | -168.1552 | -1.6887 | 250.7552 | -2057.6145 | -204.3064 | 4065.9651 | 1277.1732 | 4084.9043 | -263.4495 | -957.1747 | 1212.5109 | -806.3018 | 711.9751 | 336.8482 | -1635.6152 | -66.7217 | 9421.8828 | 0.10427 | -55.33
2030-05-10 | 10 | -24.6727 | 1763.1392 | -54.5188 | -617.691 | -857.6367 | -1829.5092 | -9010.3496 | 1517.1592 | 169.4613 | -341.3374 | 4106.249 | 195.002 | 1238.4341 | 150.2558 | 2089.8533 | 1181.1233 | -107.6452 | 209.9989 | -352.7271 | 80.4156 | -1450.1603 | -5926.1924 | -144.1374 | -17.2942 | 1141.083 | -2367.0022 | -1687.778 | -906.4406 | -126.1927 | 314.7174 | 2294.1133 | 1.0053 | 265.6122 | -58.3957 | 0.4324 | 853.1356 | 996.5458 | -216.9539 | -1.7441 | 86.8753 | -2044.7103 | -100.1127 | 4146.6719 | 1291.5382 | 4147.793 | -259.1337 | -1219.6718 | 733.9218 | -1029.8132 | 800.7298 | 0.99146 | -1259.5625 | -102.1309 | 9388.2373 | 0.10427 | -89.7588
2030-05-10 | 11 | -22.4532 | 1717.9365 | -50.2249 | -568.3431 | -844.0316 | -1811.0614 | -9549.3457 | 1680.4388 | 1.0053 | -371.054 | 4108.5874 | 76.0333 | 1953.799 | 137.4523 | 2102.9561 | 858.9206 | -23.2931 | 209.9989 | -407.9895 | 56.1376 | -1443.2051 | -6004.3145 | -118.2549 | -28.1975 | 1482.6664 | -2258.0117 | -1584.7677 | -899.6016 | -120.8788 | 353.9205 | 2214.2463 | 1.0038 | 292.6995 | -11.6169 | 0.49682 | 1175.5481 | 812.1313 | -240.6158 | -1.9363 | 376.6196 | -1964.0122 | -39.6814 | 4113.6387 | 1292.519 | 4098.813 | -256.3659 | -996.0988 | 699.1511 | -1121.9979 | 809.0667 | -77.8305 | -1170.981 | -102.245 | 8252.3076 | 210.1043 | -94.1168
2030-05-10 | 12 | -26.6132 | 1659.8676 | -61.1984 | -546.2704 | -891.9686 | -1792.9542 | -9343.4014 | 1393.9213 | 1.0029 | -385.5596 | 4078.7319 | 11.4405 | 1324.6364 | 135.0321 | 2119.0811 | 737.7118 | -54.228 | 209.9989 | -415.8171 | 113.4678 | -1436.002 | -5931.0854 | -117.739 | -28.8653 | 1472.6973 | -2181.4478 | -1822.4561 | -883.3892 | -119.9039 | 339.6913 | 2326.9607 | 1.0031 | 283.6586 | 4.1162 | 0.49399 | 1237.5101 | 903.7642 | -422.5941 | -2.6979 | 399.0142 | -1972.7194 | -31.2259 | 3944.5046 | 1266.1515 | 3946.6372 | -256.425 | -1006.9525 | 1134.4073 | -688.5984 | 817.549 | 90.5948 | -1321.9667 | -115.0412 | 7572.4492 | 210.1042 | -88.6079
2030-05-10 | 13 | -22.0049 | 1621.3048 | -47.2313 | -531.6017 | -919.6508 | -1765.6154 | -9579.0391 | 1489.876 | -209.4903 | -386.427 | 4040.0964 | 1.929 | 1377.6487 | 174.5851 | 2115.0266 | 658.2144 | -8.3637 | 209.9989 | -454.1221 | 106.5322 | -1397.5814 | -6253.687 | -129.6416 | -29.5478 | 1524.9408 | -2122.6729 | -2037.4948 | -882.5784 | -116.5221 | 342.3875 | 2349.1562 | 0.99925 | 337.2814 | -0.42473 | 0.48742 | 1344.8335 | 415.5214 | -347.9268 | -2.6082 | 396.5158 | -2051.2422 | -90.3796 | 4131.6514 | 1233.0526 | 4058.3882 | -256.3926 | -926.2684 | 833.8644 | -1297.797 | 897.1989 | 176.7426 | -1352.2429 | -574.1408 | 8187.7231 | 210.1043 | -139.0468
2030-05-10 | 14 | -19.4491 | 1769.8907 | -43.1421 | -365.5648 | -955.6554 | -1937.0577 | -10126.4014 | 1590.7124 | 1.0043 | -388.47 | 3969.5242 | -12.1267 | 1751.4583 | 159.9236 | 2103.7217 | 642.335 | 21.4454 | 209.9989 | -416.2355 | 90.3547 | -1291.2002 | -6315.8564 | -170.0071 | -49.3144 | 1296.4099 | -1906.6711 | -1955.0524 | -897.6198 | -132.6604 | 275.4095 | 2156.5317 | 1.0051 | 338.5657 | -165.5968 | 0.52297 | 1705.7354 | -1782.4952 | -373.046 | -2.7448 | 401.7957 | -1862.4486 | -163.5262 | 3949.7273 | 1218.7203 | 4019.6973 | -255.1153 | -762.7997 | 1651.538 | -263.6332 | 679.5986 | 182.6091 | -1509.0845 | -147.1825 | 6994.7939 | 210.1042 | -108.6956
2030-05-10 | 15 | -18.6813 | 1588.5232 | -51.9259 | -344.5333 | -745.8827 | -1925.1582 | -11009.7998 | 2003.2681 | 1.0082 | -387.1114 | 3921.7424 | -8.1259 | 1555.1394 | 163.669 | 2107.0874 | 735.5738 | 15.3249 | 209.9989 | -546.0078 | 62.112 | -1452.9116 | -6372.998 | -156.7586 | -17.2062 | 1609.6417 | -1703.0294 | -1865.7352 | -879.8079 | -126.0484 | 315.6562 | 2361.2549 | 1.006 | 390.3745 | -273.8914 | 0.50501 | 1378.9878 | -1922.5553 | -373.519 | -2.4244 | 343.1232 | -1997.1033 | -141.6836 | 4120.2344 | 1168.3586 | 4053.4937 | -254.843 | -1022.8945 | 893.4413 | -1076.0477 | 940.8268 | 285.2211 | -1304.8016 | -575.5072 | 6336.1191 | 210.1043 | -160.5248
2030-05-10 | 16 | -14.185 | 1285.1304 | -45.8909 | -582.8823 | -1138.0886 | -1501.2592 | -9537.4658 | 812.6442 | -3.1282 | -335.1593 | 3892.8574 | 194.9989 | 1453.6552 | 207.5298 | 2067.9224 | 594.3693 | -187.7849 | 209.9989 | -506.0652 | -52.043 | -1543.4102 | -6494.729 | -173.1315 | -17.3138 | 1293.217 | -1987.7349 | -1773.3008 | -822.5163 | -109.4874 | 328.0068 | 2025.0157 | -145.6593 | 415.14 | -161.4781 | 0.48597 | 1296.1412 | 1506.3389 | -507.0675 | -2.1494 | 120.0299 | -1934.7081 | -252.4938 | 4002.7339 | 1159.0186 | 4102.5825 | -255.1243 | -1183.1727 | 997.6919 | -1167.7197 | 1025.4139 | -90.7095 | -1070.3285 | -1253.6854 | 6899.6353 | 210.1042 | -299.9673
2030-05-10 | 17 | -12.6108 | 400.4669 | -41.736 | -466.6188 | -1795.6454 | -858.5429 | -7316.6729 | -224.1637 | -185.5871 | -338.2419 | 3896.3806 | 194.9991 | 987.5735 | 283.5116 | 2113.158 | 916.6956 | -153.5347 | 209.9989 | -507.643 | -53.464 | -1571.92 | -6442.9111 | -116.2406 | -10.7534 | 1257.5045 | -1379.7197 | -1794.9036 | -608.2505 | -86.406 | 350.3442 | 1354.2845 | 96.3314 | 146.5266 | 56.3939 | 0.60081 | 1087.6642 | 2569.407 | -377.8022 | -2.1022 | 290.6814 | -2014.7584 | -223.6595 | 4003.6311 | 1168.7743 | 4104.4644 | -257.9146 | -1022.8595 | 1854.3042 | -678.7286 | 1121.6165 | -143.0783 | -725.9446 | -1602.2828 | 6591.8535 | 210.1043 | -322.5738
2030-05-10 | 18 | -30.0653 | 990.2291 | -54.3443 | -652.7036 | -1634.5842 | -1331.4156 | -7905.8164 | 0.99784 | -3.1194 | -337.3309 | 3922.9067 | 195.0007 | 1913.0255 | 161.3181 | 2052.8857 | 801.7883 | -59.5209 | 209.9989 | -402.2161 | -26.5935 | -1291.8904 | -6320.3999 | -66.7785 | -42.7443 | 1245.584 | -2302.8484 | -1678.741 | -786.5944 | -92.1428 | 423.8311 | 2184.8523 | 839.8718 | 389.2512 | 175.3503 | 0.44865 | 1161.8683 | 4509.9844 | -300.8487 | 157.2577 | 450.4734 | -1938.2722 | -3.3531 | 3795.3533 | 1179.4727 | 3897.885 | -263.1894 | -1263.6772 | 2193.0354 | -1051.4768 | 870.4738 | -21.1424 | -1331.1398 | -545.136 | 8949.2861 | 210.1043 | -172.8714
2030-05-10 | 19 | -34.937 | 866.3498 | -54.8467 | -687.9318 | -1663.155 | -1308.9778 | -7931.146 | -5.4348 | 39.9761 | -338.3959 | 3839.7476 | 195.0009 | 1466.2982 | 117.9648 | 2038.6848 | 895.7504 | 5.1444 | 209.9989 | -448.532 | 70.9474 | -1309.104 | -6316.9917 | -14.6153 | -25.5986 | 1383.7678 | -2283.0046 | -1591.2855 | -783.61 | -79.8589 | 500.2729 | 2465.2942 | 1192.8456 | 353.3819 | 310.233 | 0.41711 | 967.5585 | 5589.623 | -451.6472 | 203.0712 | 449.5234 | -2120.2649 | 151.1521 | 3560.3757 | 1213.0599 | 3874.939 | -265.5224 | -522.6501 | 2349.4417 | -833.803 | 1033.9189 | 360.7523 | -1438.3934 | -379.4008 | 10702.8525 | 210.1043 | -124.9848
2030-05-10 | 20 | -33.6342 | 964.7202 | -59.0485 | -567.2435 | -1585.9777 | -1454.798 | -8377.8721 | 279.9751 | 574.6111 | -342.0168 | 3872.2581 | 195.0002 | 1295.4746 | 96.1848 | 2023.3821 | 955.9714 | 22.5847 | 209.9989 | -367.8378 | 30.2395 | -1464.073 | -6316.5884 | -88.1261 | -27.0935 | 823.7361 | -1988.2631 | -1174.5204 | -795.4018 | -90.1548 | 430.8857 | 2653.7107 | 1.0041 | 433.0935 | 203.5095 | 0.46298 | 636.3106 | 4398.2017 | -498.2044 | 99.9937 | 449.5968 | -2222.8701 | 30.1054 | 3581.7029 | 1221.4519 | 3786.7058 | -266.0378 | -796.5609 | 2453.9731 | -853.113 | 1055.5276 | -88.0598 | -1019.1066 | -287.4164 | 11566.5742 | 0.10427 | -171.6468
2030-05-10 | 21 | -28.1189 | 1442.8964 | -58.532 | -628.4843 | -1446.7939 | -1737.2687 | -8928.6592 | 631.2605 | 253.399 | -343.1371 | 3834.4404 | 194.9989 | 1023.3004 | 198.6817 | 2055.7305 | 1296.7058 | 41.8921 | 209.9989 | -407.8835 | 61.9703 | -1390.4617 | -6196.1484 | -99.8091 | -15.2161 | 1228.4938 | -2284.6897 | -1107.5728 | -884.6341 | -104.058 | 402.1748 | 2798.4463 | 0.99765 | 365.0857 | 86.42 | 0.44927 | 536.1146 | 1769.5736 | -496.9021 | 180.553 | 449.5505 | -2200.7261 | 25.5947 | 3589.3008 | 1223.6418 | 3847.979 | -264.0039 | -577.6113 | 2357.394 | -1074.4753 | 964.5934 | 85.6815 | -1472.4775 | -439.9202 | 11787.9951 | 0.10427 | -132.0005
2030-05-10 | 22 | -25.8883 | 1502.2631 | -52.1373 | -397.8101 | -941.0208 | -1910.6381 | -9963.0273 | 1453.365 | 1.0005 | -342.2912 | 3852.3784 | 195.0011 | 1043.2313 | 184.8319 | 2036.688 | 1121.3237 | 127.7807 | 209.9989 | -433.8022 | -2.2152 | -1430.4476 | -6718.4331 | -121.2656 | -0.80857 | 1183.4553 | -1927.3209 | -427.93 | -884.9408 | -117.1447 | 385.1558 | 3083.4282 | 0.99203 | 421.6831 | -65.863 | 0.45582 | 99.5043 | -1239.5181 | -505.3189 | 0.99619 | 449.6238 | -2061.7305 | 50.9239 | 3661.6038 | 1236.3768 | 3804.3572 | -271.6029 | -794.2576 | 2268.3289 | -1061.037 | 876.7137 | 587.9512 | -1584.85 | -251.6039 | 10346.3555 | 210.1043 | -80.923
2030-05-10 | 23 | -28.4442 | 1763.0217 | -61.6225 | -412.7876 | -769.3602 | -2136.5144 | -11100.8828 | 2136.9546 | 1.0019 | -339.5136 | 3898.9468 | 195.0006 | 769.842 | 180.7169 | 2025.6621 | 1117.8087 | 164.1693 | 209.9989 | -314.1539 | 236.6346 | -1473.7985 | -6013.6152 | -77.0749 | -4.8716 | 1049.1404 | -2185.958 | -1100.0576 | -946.8077 | -117.4379 | 379.7031 | 3108.4167 | 1.002 | 362.1641 | -99.2278 | 0.47866 | -168.5587 | -1633.1204 | -324.3942 | 177.5817 | 449.358 | -2082.7639 | 259.8438 | 3868.6731 | 1279.7068 | 4154.9556 | -280.1581 | -651.1794 | 2178.5212 | -745.7433 | 1175.9867 | 950.7733 | -1488.8502 | -765.4514 | 9211.5596 | 210.1042 | -174.089
2030-05-10 | 24 | -27.221 | 1744.3771 | -56.1332 | -395.7748 | -484.5191 | -2171.7834 | -11989.9805 | 3174.5117 | 263.1377 | -341.5942 | 3854.5935 | 170.2134 | 914.9539 | 163.5409 | 2012.1144 | 1317.4104 | 200.8073 | 209.9989 | -218.4726 | 73.7566 | -1035.5564 | -4825.0562 | -9.5605 | 8.8993 | 606.0978 | -2158.833 | -849.7504 | -953.6259 | -116.8034 | 648.1767 | 3078.8054 | 1.0054 | 418.031 | -136.1103 | 0.5603 | -535.6213 | -1841.4583 | -493.5152 | 0.99948 | 449.5043 | -2182.2283 | 384.71 | 3640.9465 | 1239.1768 | 3762.6016 | -291.6992 | -947.6572 | 1270.1505 | -1314.0389 | 1367.3356 | 775.4442 | -1284.918 | -1189.3824 | 9560.5166 | 210.1042 | -276.3368
2030-05-11 | 1 | -34.078 | 1517.0463 | -56.9391 | -430.0426 | -514.0642 | -2007.559 | -10813.1182 | 3067.5867 | 1334.7888 | -368.8148 | 3821.8787 | -6.5212 | 1480.65 | 151.3609 | 2045.6484 | 1188.1166 | 232.4794 | 209.9989 | -114.2323 | -72.0873 | -615.0042 | -3389.3384 | 7.0612 | -28.8753 | 472.5768 | -2132.2336 | -750.6363 | -905.3907 | -109.7112 | 757.1067 | 2864.4338 | 0.99721 | 331.5809 | 142.4176 | 0.60312 | -122.6493 | -109.3759 | -673.6826 | 1.0029 | 449.5261 | -2046.5018 | 483.6954 | 3179.6907 | 1217.448 | 3437.8037 | -302.1897 | -728.2739 | -385.8518 | -2708.0264 | 996.1493 | -84.3536 | -1676.8392 | 1.006 | 11156.6982 | 210.1043 | -161.9904
2030-05-11 | 2 | -42.869 | 1168.8065 | -58.8541 | -431.6961 | -644.629 | -1637.5271 | -8110.6309 | 2414.9543 | 1896.9993 | -381.3084 | 3890.075 | -64.1485 | 1342.4696 | 1.0004 | 2043.0952 | 1032.0785 | 279.0005 | 209.9989 | -111.4508 | 231.5437 | -358.3614 | -1193.7308 | 52.6239 | -46.6001 | 886.3048 | -1996.5759 | -1533.235 | -776.4708 | -97.7709 | 678.5747 | 2351.0549 | 187.8484 | -52.4118 | 538.6167 | 0.60656 | 28.3497 | 2888.8931 | -279.4511 | 0.95061 | 1.063 | -2106.8215 | 510.0682 | 3455.4727 | 1269.4718 | 3781.7256 | -307.8807 | -643.8927 | -966.3437 | -2949.7058 | 923.9608 | 1.0265 | -1448.8921 | 404.1142 | 10934.6406 | 210.1042 | -114.2767
2030-05-11 | 3 | -42.5915 | 849.7015 | -59.7525 | -579.6689 | -904.0576 | -1412.808 | -6925.2954 | 1873.3273 | 2181.8711 | -390.7307 | 3795.9102 | -111.2959 | 588.8569 | 0.99888 | 2053.1265 | 1067.1248 | 296.0041 | 209.9989 | -91.262 | 206.302 | -345.9657 | -1973.5336 | 91.9325 | -67.5601 | 644.2726 | -1845.6029 | -1093.0791 | -729.2235 | -80.1121 | 724.1249 | 2156.1899 | 0.99536 | -235.2029 | 653.3765 | 0.61621 | 71.6463 | 6305.8535 | -235.753 | 0.99093 | 106.4605 | -2218.4722 | 521.4762 | 3453.4304 | 1366.3911 | 3809.4326 | -311.5071 | -280.1583 | -356.8013 | -1764.5472 | 1010.7506 | 527.0919 | -1388.7731 | 564.1959 | 13386.6387 | 210.1042 | -65.3047
2030-05-11 | 4 | -43.2068 | 877.2975 | -59.8017 | -578.2884 | -935.9516 | -1388.7074 | -6072.521 | 1636.1179 | 1980.272 | -383.2074 | 3947.7163 | -68.3404 | 1985.3606 | 0.99971 | 1999.766 | 1003.4245 | 302.6696 | 209.9989 | -73.3821 | 179.3588 | -527.1584 | -3911.2771 | 64.004 | -79.5949 | 654.8123 | -1860.7053 | -1234.6562 | -723.214 | -82.3061 | 633.7108 | 2064.022 | 3.9394 | -294.142 | 677.6118 | 0.60532 | 113.0864 | 6469.1182 | -226.2969 | 44.127 | 84.7005 | -2244.7444 | 460.2064 | 3436.4258 | 1443.7936 | 3684.8145 | -131.1057 | -271.7852 | 228.3102 | -791.7134 | 1053.8109 | 662.4955 | -1329.201 | 487.0523 | 14887.6084 | 210.1043 | -59.8182
2030-05-11 | 5 | -43.1888 | 881.1888 | -60.289 | -480.4083 | -857.6393 | -1514.359 | -6444.1719 | 1901.6874 | 2036.3882 | -377.8358 | 3959.7246 | -80.7951 | 1934.142 | -18.4595 | 1762.2893 | 878.7615 | 311.4462 | 209.9989 | -2.8026 | 170.3468 | -546.7563 | -3707.4404 | 67.9654 | -98.6887 | 677.0621 | -1870.3933 | -1338.1854 | -735.4457 | -83.0761 | 655.6729 | 1791.8699 | 0.99695 | -306.0806 | 647.6187 | 0.57003 | 187.9934 | 3959.4512 | -209.8917 | 90.0856 | 1.0028 | -2252.0728 | 517.5748 | 3316.252 | 1375.6539 | 3491.7397 | -2.3731 | -478.6918 | 68.7312 | -1017.0507 | 1051.6292 | 768.8666 | -1537.9067 | 531.4944 | 16626.6699 | 210.1042 | -98.7729
2030-05-11 | 6 | -37.6764 | 962.564 | -60.2596 | -395.7195 | -551.8117 | -1694.0082 | -7442.2373 | 2597.4797 | 1966.9528 | -375.6804 | 3810.7861 | -89.7021 | 1937.113 | -18.6576 | 1673.9946 | 291.4027 | 261.2292 | 209.9989 | 23.7879 | 213.0772 | -374.7456 | -1417.2567 | 105.5383 | -87.7613 | 783.4862 | -1807.0985 | -1495.3073 | -762.079 | -89.4493 | 774.8681 | 1674.4331 | 1.005 | -358.5624 | 508.8901 | 0.62813 | 37.7135 | 1213.0902 | -260.1047 | -2.6202 | -20.9715 | -2273.491 | 553.0009 | 3171.9805 | 1487.8051 | 3193.2085 | 1.0016 | -340.8866 | -491.5533 | -1672.873 | 1006.101 | 654.5858 | -2004.4281 | 656.6852 | 16970.1445 | 210.1043 | -54.9522
2030-05-11 | 7 | -35.1829 | 983.7283 | -61.3312 | -380.0887 | -339.0366 | -1760.2789 | -8076.2954 | 2975.6033 | 1866.7115 | -374.7108 | 3964.3022 | -48.9542 | 1908.6344 | 1.0008 | 1828.451 | 509.8456 | 298.2135 | 209.9989 | 2.258 | 334.8409 | -462.3763 | -732.3231 | 150.3366 | -79.7583 | 935.2566 | -1754.7017 | -1874.304 | -772.9365 | -89.4068 | 836.3429 | 1744.8031 | 1.0065 | -365.9158 | 432.512 | 0.91873 | -71.678 | 515.0192 | -627.7558 | 458.6329 | 0.98909 | -2365.7842 | 711.0359 | 3454.936 | 1518.1079 | 3853.4465 | -3.2978 | -274.1109 | 1529.5023 | 274.0606 | 1174.9353 | 1343.401 | -2469.0505 | 501.8358 | 15598.4102 | 210.1042 | -45.3521
2030-05-11 | 8 | -27.0139 | 1152.2448 | -62.4521 | -331.5092 | -190.5107 | -1895.4344 | -8848.2402 | 3184.6755 | 1507.7838 | -353.7295 | 3929.8716 | -38.7082 | 1892.0729 | -289.0366 | 1220.1555 | 776.5798 | 187.8596 | 209.9989 | 61.7127 | 216.2074 | -513.165 | -946.4072 | 108.2402 | -98.0385 | 703.6022 | -1656.015 | -1539.8422 | -796.2059 | -101.7933 | 784.421 | 1575.014 | 0.99146 | -477.9443 | 275.9655 | 0.61312 | -100.199 | -1329.4513 | -404.4246 | 503.3029 | 1.0011 | -2188.6545 | 728.9109 | 3488.1973 | 1533.8418 | 3819.6436 | 1.0062 | -277.5454 | 294.0556 | -988.8741 | 1042.5862 | 1102.7206 | -2357.9556 | 335.1396 | 13504.1904 | 210.1042 | -37.4412
2030-05-11 | 9 | -19.779 | 1387.8994 | -60.9104 | -296.4637 | 20.0191 | -2048.2021 | -10097.4482 | 3820.918 | 883.992 | -310.9841 | 3540.2571 | 88.2967 | 1945.2097 | -363.4932 | 1143.9213 | 444.0524 | 250.9384 | 209.9989 | -135.2575 | 158.9657 | -586.1786 | -1527.5814 | 113.9507 | -67.2774 | 1501.7078 | -1570.4803 | -985.2348 | -832.0497 | -116.4679 | 834.1948 | 1448.8971 | 1.006 | -552.601 | 71.5094 | 0.64163 | -429.6366 | -2688.4419 | -337.2047 | 117.6185 | 0.99899 | -2169.082 | 864.6987 | 3582.4016 | 1411.7882 | 3580.9163 | -3.0295 | -631.5516 | -576.8486 | -2124.2998 | 1033.6924 | 924.3231 | -2280.6521 | 475.4302 | 10421.1006 | 210.1042 | -32.8676
2030-05-11 | 10 | -20.0747 | 1544.6125 | -60.134 | -304.8416 | 20.4838 | -2084.4128 | -10463.3867 | 3703.3057 | 1.01 | -278.3547 | 3373.9231 | 195.0005 | 2068.011 | -277.4836 | 1331.8448 | 120.477 | 159.443 | 209.9989 | -263.4937 | 195.715 | -766.3638 | -2922.0618 | 56.7313 | -41.4675 | 2255.4944 | -1576.8364 | -1110.2406 | -853.1985 | -122.2661 | 703.1801 | 1539.9434 | 1.0058 | -547.3582 | 0.99944 | 0.536 | -691.4355 | -2236.9956 | -459.9971 | 66.467 | 449.443 | -2189.7922 | 718.5654 | 3919.062 | 1468.1125 | 4054.4404 | -284.7799 | -309.9667 | -479.8271 | -1874.3135 | 969.705 | 860.2505 | -2456.689 | 151.7978 | 8225.9336 | 210.1043 | 17.2692
2030-05-11 | 11 | -21.0941 | 1383.379 | -60.2332 | -347.0949 | 0.99208 | -2073.6506 | -10945.9951 | 3714.4575 | 89.3441 | -178.248 | 3244.8882 | 136.7446 | 2072.71 | -30.641 | 1654.1356 | 213.4141 | 55.1593 | 209.9989 | -310.7584 | 82.8568 | -789.678 | -3758.0854 | 79.7347 | -30.7442 | 2498.6824 | -1681.7643 | -760.7677 | -867.9495 | -108.4913 | 821.2579 | 1784.0724 | 1.0083 | -413.188 | 0.99594 | 0.63647 | -693.526 | -1607.8453 | -239.5846 | 252.9461 | 449.126 | -2202.2131 | 743.4507 | 4817.3545 | 1531.3168 | 4914.5776 | -282.1006 | -429.2818 | -1280.3992 | -2576.0208 | 1118.698 | 1480.0577 | -2378.6179 | 0.25727 | 9511.0615 | 210.1042 | -52.7242
2030-05-11 | 12 | -29.8428 | 1146.7533 | -62.9218 | -383.5708 | -132.9598 | -1971.0652 | -10819.7715 | 3271.1448 | -3.1151 | -132.7754 | 3100.7759 | 1 | 2127.3706 | 0.99989 | 1801.2681 | 104.332 | 1.0005 | 209.9989 | -303.5743 | 37.0028 | -706.4623 | -3060.2188 | 95.7134 | -34.1093 | 2469.7649 | -1877.7202 | -784.2555 | -847.8517 | -95.0437 | 885.1617 | 1852.608 | 2.7132 | -234.0142 | 155.6614 | 0.71585 | -541.5294 | -1353.4628 | -392.0593 | 1.0043 | 449.209 | -2206.2737 | 705.1069 | 5335.0298 | 1491.4554 | 5000.8457 | -282.5804 | -812.9139 | -1195.4172 | -2381.2329 | 1131.2032 | 1758.0968 | -2092.281 | 0.18128 | 12510.8975 | 210.1042 | -42.9139
2030-05-11 | 13 | -45.1822 | 710.3971 | -68.546 | -591.5781 | -836.1499 | -1512.3391 | -8040.0835 | 1264.8073 | -176.8175 | -145.687 | 2888.9368 | -61.7679 | 2137.2295 | -112.6282 | 1501.8857 | -257.4265 | -57.2248 | 209.9989 | -317.8326 | 110.9636 | -629.6692 | -2776.1895 | 76.2684 | -52.9129 | 2607.1333 | -1928.7596 | -876.879 | -758.488 | -73.2129 | 762.1547 | 1621.535 | 915.6312 | -66.6154 | 568.0483 | 0.7442 | -256.0182 | 3811.9336 | -489.0789 | 0.99746 | 449.2035 | -2179.7898 | 467.9479 | 5326.7021 | 1435.791 | 5003.6011 | -283.2168 | -846.2156 | -1413.1746 | -2298.897 | 984.1514 | 1091.6028 | -1978.5255 | 0.29617 | 15197.3525 | 210.1042 | -108.1169
2030-05-11 | 14 | -49.9501 | -19.9296 | -51.5218 | -607.5287 | -1079.2795 | -1045.8678 | -6911.8091 | 497.3895 | -812.3902 | -164.9951 | 2679.053 | -125.1812 | 959.2469 | -159.8084 | 1302.4911 | -680.652 | -118.3832 | 209.9989 | -326.7913 | 394.4947 | -685.4821 | -2750.0994 | 231.4681 | -44.7845 | 2525.5325 | -1845.042 | -999.4473 | -645.5678 | -28.3177 | 938.7313 | 1448.6953 | 2645.3918 | 283.9009 | 932.8339 | 0.69019 | -314.5195 | 7433.9062 | -320.2944 | -2.1176 | 449.2035 | -2410.7151 | 853.8765 | 5797.5518 | 1540.8502 | 5029.1396 | -3.2059 | -778.034 | 1180.0791 | 340.4154 | 1403.2485 | 2294.0425 | -2063.8003 | -1384.0592 | 16818.6758 | 210.1043 | -273.0378
2030-05-11 | 15 | -52.6939 | -178.7556 | -52.3118 | -774.7875 | -1060.1742 | -788.6945 | -5486.4697 | 179.3141 | -66.8158 | -138.9772 | 3033.2151 | -95.9096 | 814.4721 | -158.7666 | 1165.7832 | -996.8504 | -185.3871 | 209.9989 | -325.8241 | 457.5171 | -629.7346 | -2250.3281 | 235.1287 | -42.5531 | 2540.5925 | -1812.7617 | -1125.1953 | -593.1817 | -21.5661 | 910.968 | 1271.5409 | 4456.5181 | 220.0761 | 1067.5291 | 0.67732 | -351.4651 | 7983.3843 | -105.4142 | 40.4291 | 449.5576 | -2390.6531 | 873.9839 | 5748.2759 | 1540.0525 | 5028.375 | 1.0055 | -470.6167 | 1338.134 | 589.7741 | 1326.9299 | 2879.4512 | -1942.9851 | -729.7487 | 17066.9414 | 210.1043 | -227.7422
2030-05-11 | 16 | -54.3844 | -318.4235 | -53.4533 | -770.9302 | -1099.3677 | -743.6432 | -5621.3403 | 10.8912 | -314.5712 | -122.3767 | 3026.3726 | -61.9052 | 935.382 | -182.5661 | 1117.8762 | -1185.048 | -73.8127 | 209.9989 | -291.7643 | 521.5487 | -693.1357 | -849.4638 | 259.2913 | -45.1438 | 2366.5217 | -1818.843 | -984.6992 | -570.2545 | -13.0434 | 935.2441 | 1322.9697 | 4747.6855 | 337.3048 | 1116.6262 | 1.9309 | -191.0794 | 7608.8901 | -141.5853 | 39.6104 | 449.5653 | -2341.6084 | 982.9481 | 5796.377 | 1539.5907 | 5027.6763 | -3.5513 | -463.2639 | 1451.0499 | 497.7878 | 1288.4164 | 2846.7119 | -1975.2968 | -739.694 | 17166.5781 | 210.1042 | -212.2502
2030-05-11 | 17 | -50.483 | -277.3408 | -52.8368 | -649.7823 | -982.5619 | -937.8839 | -6510.1104 | 492.8281 | -917.6609 | -72.3356 | 2800.8628 | 47.2272 | 1107.7792 | -205.8401 | 1094.5991 | -1126.0717 | -36.1466 | 209.9989 | -284.7656 | 475.3047 | -613.2397 | -645.1068 | 273.6281 | -54.3908 | 2357.3406 | -1852.2559 | -683.9002 | -610.0858 | -13.6089 | 997.6124 | 1374.5061 | 3536.0811 | 436.744 | 986.7072 | 2.1585 | -40.8484 | 6851.8442 | -227.1779 | -2.3626 | 449.5107 | -2434.0039 | 983.3393 | 5825.1079 | 1533.3678 | 5026.4727 | 0.98847 | -454.5528 | 1645.9194 | 255.0859 | 1301.8944 | 2858.3503 | -2255.144 | -912.2467 | 17440.8477 | 210.1042 | -182.1458
2030-05-11 | 18 | -42.9286 | -110.1708 | -50.8906 | -587.2024 | -1145.6316 | -1106.8768 | -6990.3862 | 617.0418 | -921.7858 | -91.9513 | 2639.9971 | 0.97694 | 1433.3743 | -239.2143 | 1100.4901 | -945.1575 | -85.8774 | 209.9989 | -270.1328 | 432.2936 | -588.1255 | -572.3329 | 228.6095 | -55.3574 | 2335.0667 | -1801.5155 | -632.369 | -657.6674 | -19.3002 | 920.6323 | 1382.5791 | 2351.2749 | 396.1769 | 794.9004 | 1.9189 | -104.0115 | 6239.7139 | -541.1151 | -159.5504 | 449.3743 | -2390.7739 | 873.9152 | 5889.3389 | 1521.0282 | 5023.8735 | 0.91786 | -724.0031 | 895.568 | -852.5432 | 1212.8893 | 2161.6707 | -2317.2151 | -1046.2035 | 17782.459 | 210.1042 | -183.7436
2030-05-11 | 19 | -49.1711 | -290.8424 | -51.1837 | -611.3569 | -1407.1512 | -961.3359 | -6446.9839 | 215.7444 | -239.1857 | -77.8234 | 2433.5688 | 21.8547 | 1835.5353 | -257.1514 | 1111.1812 | -863.2191 | 4.4229 | 209.9989 | -267.8968 | 416.5129 | -603.4918 | -527.7502 | 232.8104 | -55.7305 | 2353.458 | -1827.2365 | -555.5102 | -612.0466 | -12.2609 | 916.2106 | 1415.0966 | 2847.2771 | 359.4274 | 935.5076 | 1.9144 | -86.6821 | 7132.186 | -240.5525 | -2.0178 | 449.1512 | -2380.6482 | 898.3304 | 5707.0054 | 1509.2975 | 5021.9077 | -2.913 | -697.2617 | 516.1638 | -1482.8406 | 1188.88 | 2074.1799 | -1911.1522 | -429.3347 | 17851.5332 | 210.1043 | -123.9052
2030-05-11 | 20 | -48.6122 | -183.1535 | -51.5219 | -604.3969 | -1310.9297 | -986.4112 | -6406.5254 | 11.1354 | -3.0288 | -59.575 | 2480.0017 | 60.4893 | 1929.6193 | -250.9748 | 1120.2163 | -891.5685 | 4.4138 | 209.9989 | -213.9728 | 342.7088 | -619.1406 | -453.3878 | 181.2338 | -60.8997 | 2078.5283 | -1797.0562 | -599.8148 | -623.8807 | -20.6147 | 840.748 | 1415.0481 | 2847.0146 | 330.4353 | 928.6649 | 1.8107 | -144.9953 | 7204.3149 | -323.7221 | 0.99588 | 449.4627 | -2256.7253 | 842.0063 | 5705.1997 | 1504.287 | 5011.9888 | -3.2524 | -782.1479 | 960.8216 | -1080.5376 | 1000.5081 | 1217.0906 | -2152.0791 | -503.2332 | 17128.6289 | 0.10427 | -117.814
2030-05-11 | 21 | -41.3453 | 0.99268 | -51.5803 | -693.5439 | -1333.0785 | -1015.1953 | -6502.6821 | 0.99625 | -47.9141 | -56.3248 | 2669.6868 | 78.1533 | 1816.426 | -261.7228 | 1121.1932 | -873.2804 | -40.3325 | 209.9989 | -204.0853 | 299.248 | -599.2154 | -462.5718 | 146.5706 | -64.6435 | 2034.3397 | -1764.5671 | -582.3531 | -647.6027 | -32.5877 | 788.5985 | 1384.7224 | 3082.7664 | 248.1938 | 845.9017 | 1.3251 | -217.4011 | 7327.4849 | -433.4032 | 98.453 | 449.1248 | -2159.8418 | 754.5119 | 5621.6436 | 1504.0507 | 5019.5464 | -3.471 | -964.2604 | 692.3035 | -1703.324 | 876.989 | 1230.5802 | -2129.3918 | -95.7471 | 16761.5469 | 210.1043 | -69.0081
2030-05-11 | 22 | -43.4482 | 4.7581 | -51.8926 | -688.0177 | -1094.0341 | -1007.645 | -6441.0874 | 186.0231 | 1.0049 | -106.3904 | 3164.238 | -23.3922 | 2017.1016 | -227.1495 | 1176.7987 | -852.0479 | -23.5761 | 209.9989 | -191.3294 | 317.8827 | -501.2789 | -321.5102 | 164.1217 | -63.639 | 1934.7111 | -1735.0071 | -572.7844 | -642.0142 | -34.9725 | 848.0403 | 1411.1267 | 3076.8645 | 211.3542 | 848.8394 | 1.2799 | -300.948 | 7363.4233 | -242.5489 | 157.569 | 449.0609 | -2220.0444 | 816.1299 | 5359.5063 | 1573.1523 | 5021.2612 | -3.9361 | -787.3496 | 315.842 | -2380.9773 | 959.5515 | 1459.2905 | -2066.5901 | -26.1846 | 16613.0527 | 210.1043 | -30.4781
2030-05-11 | 23 | -43.0768 | 20.1701 | -48.267 | -674.2461 | -1233.7267 | -978.5049 | -6437.457 | 205.7976 | -3.099 | -108.5246 | 3163.7795 | -50.0447 | 2026.9612 | -287.7968 | 1113.6451 | -1007.773 | -46.9246 | 209.9989 | -215.8173 | 314.8184 | -335.6591 | -127.5543 | 190.9255 | -62.408 | 2109.4885 | -1690.6492 | -533.4993 | -636.9177 | -34.6992 | 902.8056 | 1475.0757 | 3128.5862 | 234.9407 | 857.1234 | 1.3886 | -239.6173 | 7228.5698 | -0.63798 | 150.9156 | 448.9733 | -2187.3418 | 904.8207 | 5213.7544 | 1630.807 | 5000.4316 | -2.6155 | -527.6119 | -261.4419 | -2352.592 | 940.1631 | 395.1574 | -1300.1584 | -306.2058 | 16912.0508 | 210.1043 | -136.1135
2030-05-11 | 24 | -39.9157 | 0.99415 | -42.5037 | -712.1396 | -1423.7664 | -868.871 | -5745.8501 | 426.5957 | 353.0497 | -143.1009 | 2845.0811 | -159.4862 | 1945.1304 | -512.8408 | 1012.4113 | -1146.8518 | -87.6154 | 209.9989 | -217.5731 | 342.8622 | -245.7796 | -54.839 | 285.8679 | -66.0791 | 2082.5298 | -1531.7646 | -580.7831 | -592.5059 | -36.314 | 1063.7939 | 1179.8822 | 3573.9045 | 89.88 | 919.0964 | 0.69365 | -184.9446 | 7377.4497 | -247.0659 | 324.5593 | 1 | -2192.4104 | 1295.5148 | 3901.7915 | 1396.0994 | 4458.9614 | -295.7341 | -447.7231 | -1113.0856 | -3279.8293 | 1106.7487 | 669.7893 | -1545.024 | 101.2698 | 16718.9805 | 210.1042 | -88.9024
2030-05-12 | 1 | -49.075 | -46.3341 | -43.3923 | -756.3386 | -1642.9678 | -637.5268 | -4796.3442 | 372.3078 | 1352.6094 | -110.8499 | 2504.7954 | -152.6843 | 1940.3018 | -634.0176 | 632.7435 | -1185.8586 | 20.8283 | 209.9989 | -272.8616 | 573.4473 | -297.1342 | 131.709 | 331.0238 | -60.5208 | 2346.8533 | -1606.6658 | -492.5154 | -536.5764 | -37.0892 | 1026.7341 | 1150.6097 | 4950.6602 | 208.6442 | 1155.2197 | 1.7658 | 7.784 | 8417.7061 | -325.03 | 0.99723 | 1.0004 | -2312.189 | 1416.6694 | 3859.7964 | 1399.8602 | 4207.915 | -304.9453 | -813.4305 | -577.3398 | -2297.106 | 1107.0397 | 1247.5109 | -1790.5248 | 167.8162 | 15291.6768 | 210.1042 | -73.4585
2030-05-12 | 2 | -49.7006 | -145.1308 | -40.7877 | -714.1774 | -1431.799 | -553.0889 | -4390.1216 | 661.2974 | 1921.787 | -80.8868 | 3112.0127 | -138.5914 | 1938.0896 | -689.775 | 419.7757 | -1343.373 | 62.616 | 209.9989 | -143.9693 | 655.4018 | -323.6489 | -503.5191 | 331.2926 | -74.9332 | 1709.3634 | -1521.3402 | -619.9222 | -488.6968 | -29.2062 | 960.1115 | 990.9633 | 5074.6606 | 133.1103 | 1212.0865 | 1.8869 | 99.9627 | 7886.5781 | -157.6941 | 226.2045 | 1.0005 | -2332.3425 | 1358.3184 | 3837.6948 | 1547.7043 | 4413.3643 | -230.7214 | -272.7596 | 718.5921 | -509.1121 | 1150.4895 | 1546.1744 | -1701.7429 | 121.8517 | 13463.7607 | 210.1042 | -80.3061
2030-05-12 | 3 | -47.4573 | -359.5052 | -38.9913 | -442.5143 | -1585.1726 | -554.5997 | -4179.2065 | 266.7583 | 2135.7534 | -52.6664 | 3589.2817 | -125.5944 | 1938.1669 | -709.0764 | 258.5925 | -1606.4557 | 109.1344 | 209.9989 | -122.9467 | 628.0819 | -395.0558 | -2222.6589 | 299.5081 | -79.6199 | 1540.6898 | -1302.7184 | -1039.2528 | -408.5673 | -23.8904 | 860.7871 | 394.7024 | 3974.5798 | -355.5182 | 1194.5223 | 1.2805 | 1.0018 | 5671.8374 | -120.1627 | 178.5451 | 0.9978 | -2334.5525 | 1204.4821 | 3744.3362 | 1546.715 | 4181.3379 | -89.6584 | -272.7138 | 699.3696 | -554.3276 | 1278.1709 | 1603.5791 | -1473.7151 | 118.6559 | 11467.9072 | 210.1042 | -51.8245
2030-05-12 | 4 | -45.4342 | -18.053 | -39.9998 | -403.5481 | -1456.6697 | -772.131 | -4450.1025 | 684.4824 | 2174.5911 | -16.4161 | 3457.6401 | -56.0196 | 1969.5652 | -723.2623 | 161.9656 | -1938.3164 | 205.5907 | 209.9989 | -12.7801 | 317.8466 | -172.8818 | -1905.6406 | 181.7864 | -107.7963 | 1016.7556 | -1596.3396 | -433.7201 | -476.1827 | -43.1332 | 758.5315 | 520.8762 | 3211.7844 | -493.6985 | 1008.2878 | 2.2405 | 455.4378 | 4275.6465 | -174.0297 | 94.9539 | 1.0012 | -2224.4031 | 745.9485 | 3505.3757 | 1428.4304 | 4054.8003 | -269.7861 | -272.801 | 371.5272 | -1520.803 | 1052.1698 | 315.9844 | -1232.4731 | 260.1272 | 9963.377 | 210.1042 | -67.2129
2030-05-12 | 5 | -34.6561 | 25.5054 | -37.4418 | -352.908 | -1360.2294 | -834.4766 | -5013.5542 | 730.0992 | 2150.0266 | -13.8488 | 3169.7156 | -55.5422 | 1961.2374 | -717.179 | 156.3791 | -1818.7747 | 180.1701 | 209.9989 | 16.043 | 351.3355 | -142.152 | -1038.9238 | 165.2367 | -105.2654 | 898.2584 | -1377.1674 | -679.1837 | -457.2846 | -46.7833 | 708.8973 | 371.1207 | 2316.2241 | -798.6136 | 853.0565 | 1.8458 | 241.7196 | 2455.6555 | -89.4641 | 115.0818 | 0.99927 | -2187.1152 | 698.6036 | 3451.6182 | 1350.7142 | 3981.6843 | -233.2477 | -272.7915 | 144.0783 | -1863.5631 | 966.5569 | 25.7567 | -1213.2214 | 310.9753 | 7528.2495 | 210.1042 | -64.4497
2030-05-12 | 6 | -30.588 | 460.6169 | -38.5723 | -371.1917 | -1091.3846 | -1094.2842 | -5942.3784 | 1353.3503 | 1806.3773 | -31.4286 | 3336.584 | -59.6059 | 1966.7756 | -687.7922 | 292.0898 | -1818.6583 | 182.8879 | 209.9989 | 21.1353 | 209.7697 | -87.4942 | -316.0965 | 104.1172 | -110.597 | 961.2137 | -1549.3125 | -128.8426 | -556.0955 | -67.2095 | 674.5839 | 694.7677 | 2067.3286 | -299.1154 | 662.5148 | 2.975 | 510.9174 | 1804.2935 | -68.6104 | 96.3107 | 1.0007 | -2180.1184 | 520.5392 | 3317.3232 | 1247.2439 | 3916.6765 | -317.5785 | -326.8583 | 112.3441 | -1965.1162 | 869.3959 | -399.8809 | -1419.6725 | 352.8024 | 6200.2109 | 210.1043 | -55.3238
2030-05-12 | 7 | -28.9981 | 635.6415 | -39.7935 | -371.756 | -1016.1662 | -1190.0573 | -6193.2461 | 1508.9403 | 2032.6864 | -42.2473 | 3704.0852 | -44.9782 | 1814.7761 | -657.4675 | 397.1908 | -1860.9269 | 215.6832 | 209.9989 | 31.1728 | 189.2756 | -252.806 | -450.8046 | 79.879 | -108.7945 | 727.0563 | -1580.7638 | 24.4317 | -587.9771 | -75.3257 | 617.3452 | 787.0818 | 2114.4888 | -124.2162 | 593.7365 | 4.148 | 576.0522 | 1442.6124 | -45.5556 | 85.3653 | 1.001 | -2261.9575 | 404.3685 | 3251.3777 | 1300.6948 | 3827.5322 | -316.2952 | -447.5143 | -71.5542 | -1810.3794 | 1155.0068 | 346.5478 | -1499.2711 | 54.932 | 4865.9458 | 210.1042 | -85.8677
2030-05-12 | 8 | -39.0365 | 481.89 | -48.2284 | -423.1379 | -840.6026 | -1241.9596 | -6736.1157 | 1896.3273 | 1972.551 | -66.5966 | 1513.9565 | -69.944 | 0.99155 | -631.5852 | 464.5767 | -1962.0609 | 211.6456 | 209.9989 | 15.1638 | 55.3428 | -305.6496 | -660.0034 | 104.9948 | -112.0653 | -0.54262 | -1818.8074 | 183.283 | -622.8466 | -67.7759 | 761.3182 | 1053.0179 | 2807.2781 | 97.5095 | 670.2112 | 4.3109 | 621.6431 | 2565.5564 | 119.6961 | 386.4555 | 449.1783 | -2345.9963 | 398.1208 | 3725.6396 | 1302.1428 | 4138.3521 | -3.1974 | -276.4988 | 2690.043 | 869.431 | 1301.9525 | 613.4725 | -1921.6313 | -773.862 | 5649.0083 | 210.1042 | -161.7009
2030-05-12 | 9 | -42.6231 | 431.1919 | -54.2175 | -470.9362 | -409.9399 | -1366.576 | -7867.0898 | 2646.3289 | 966.5199 | -93.4103 | 3933.8403 | -72.7487 | 872.9025 | -601.1038 | 674.922 | -1321.3267 | 197.0184 | 209.9989 | -164.6169 | 215.4829 | -341.662 | -832.1225 | 202.1442 | -79.2354 | 1403.1123 | -1862.9377 | -184.7753 | -680.4141 | -65.3416 | 960.4454 | 1131.1816 | 3413.731 | 301.3312 | 648.0659 | 2.7253 | 338.4682 | 3454.4409 | 212.4581 | 423.2104 | 449.7388 | -2445.885 | 676.1215 | 4246.0874 | 1520.3622 | 4583.9453 | -4.2664 | -275.3797 | 2352.7861 | 1208.9817 | 1451.5574 | 1499.7086 | -2223.1365 | -987.0429 | 6122.082 | 210.1042 | -232.4708
2030-05-12 | 10 | -56.8589 | 338.1446 | -58.0916 | -533.5776 | -209.6698 | -1191.8639 | -8339.6611 | 2607.8394 | -3.0791 | -152.929 | 3867.1873 | -140.2087 | 1978.7998 | -489.6469 | 1080.8125 | -1197.3953 | 207.5159 | 209.9989 | -100.6484 | 344.5495 | -430.9834 | -820.436 | 254.7636 | -79.065 | 1005.1514 | -1817.72 | -580.396 | -642.9857 | -66.4857 | 1036.5032 | 1118.9376 | 4713.3901 | 326.876 | 993.7838 | 0.88056 | -50.1564 | 4975.7573 | -53.6437 | 201.2659 | 367.7254 | -2400.6663 | 1089.6414 | 4873.7427 | 1595.0255 | 4956.7681 | 1.0138 | -272.4251 | 1257.5057 | 136.0409 | 1408.861 | 2579.8965 | -2711.6509 | -618.242 | 5637.5825 | 0.10427 | -137.973
2030-05-12 | 11 | -49.7697 | 383.546 | -55.5868 | -734.8157 | -448.5051 | -1099.9967 | -8197.5059 | 2048.0903 | -2.9965 | -155.7497 | 3885.7456 | -124.4592 | 1962.5641 | -458.6327 | 1198.6104 | -1282.5903 | 195.012 | 209.9989 | -51.3634 | 326.3062 | -464.5434 | -956.5233 | 226.6493 | -76.4649 | 652.046 | -1757.6615 | -528.6989 | -660.7806 | -62.8946 | 965.8716 | 1222.4563 | 5584.0845 | 295.2325 | 954.3862 | 1.0273 | -187.9498 | 5297.3262 | 1.0008 | 181.1125 | 449.4847 | -2307.5857 | 953.2198 | 4994.5811 | 1528.8823 | 4999.7007 | -4.0704 | -382.0837 | 508.2996 | -1129.6239 | 1367.6368 | 2323.3362 | -2512.3755 | -299.7156 | 6985.9229 | 0.10427 | -143.6658
2030-05-12 | 12 | -53.5158 | 347.5404 | -55.6926 | -742.2042 | -484.6362 | -1066.4766 | -8391.5273 | 1736.8827 | -581.3383 | -144.3637 | 3994.8486 | -99.9733 | 2038.9207 | -375.6205 | 1207.9104 | -1433.712 | 184.9377 | 209.9989 | -56.7998 | 270.8359 | -355.8681 | -762.5754 | 215.5531 | -72.0547 | 746.3572 | -1954.6193 | -368.4594 | -661.2542 | -60.2466 | 954.7078 | 1425.1428 | 5797.9736 | -79.494 | 1027.4492 | 1.2927 | -158.4398 | 5522.8125 | 1.0001 | 99.9753 | 449.4728 | -2278.6128 | 886.1185 | 5118.3286 | 1604.77 | 5008.0908 | -3.916 | -553.707 | -84.0891 | -1526.8319 | 1272.8033 | 2381.3481 | -3016.5449 | -433.6803 | 7709.8804 | 210.1042 | -119.3704
2030-05-12 | 13 | -72.0889 | -5.0404 | -59.7301 | -725.1141 | -1121.9098 | -633.4044 | -5638.0684 | 424.2948 | -2.6942 | -147.5032 | 3990.1797 | -115.6173 | 2039.6768 | -239.7879 | 1192.5945 | -1777.004 | 152.8296 | 209.9989 | -61.6629 | 348.5359 | -336.7027 | -786.8058 | 193.4839 | -60.2378 | 752.8055 | -1947.5692 | -487.2493 | -513.7402 | -51.0155 | 835.2064 | 1334.2107 | 6928.9927 | -321.1591 | 1417.2019 | 1.4679 | -304.9911 | 6970.7817 | -3.6243 | 72.7813 | 449.4156 | -2248.5381 | 792.429 | 5152.6221 | 1614.7812 | 5004.8936 | -3.7064 | -614.3365 | -66.2509 | -1839.9619 | 1189.4547 | 1991.6471 | -2053.3142 | -187.1495 | 8090.8638 | 210.1043 | -144.1074
2030-05-12 | 14 | -79.2369 | 0.98227 | -57.6513 | -706.9811 | -1238.2069 | -345.2123 | -4615.4248 | 540.6652 | -116.3668 | -141.2714 | 3974.4741 | -116.5504 | 2037.0082 | -242.2563 | 1104.9473 | -2128.4656 | 121.2297 | 209.9989 | -44.4714 | 290.5083 | -234.904 | -737.3239 | 205.7535 | -60.8859 | 740.5671 | -1921.3606 | -483.8744 | -402.3138 | -52.8118 | 892.5604 | 1175.2306 | 7670.0522 | -414.6682 | 1725.856 | 1.0072 | -350.4664 | 8006.5298 | -3.7605 | 130.4705 | 449.3665 | -2229.6675 | 878.5975 | 5153.1143 | 1615.7816 | 5004.3623 | -3.7004 | -587.8088 | 240.1208 | -1673.4102 | 990.1372 | 2000.6169 | -2176.0457 | 1.0025 | 7277.8657 | 210.1042 | -116.4287
2030-05-12 | 15 | -85.5934 | 46.1456 | -57.9438 | -702.0142 | -1257.1321 | -244.0558 | -3131.1521 | 466.4421 | -561.6396 | -130.1865 | 4044.4612 | -112.8744 | 2060.1741 | -234.7056 | 1126.8931 | -2156.3186 | 195.5393 | 209.9989 | -48.6591 | 248.886 | -245.5673 | -915.8175 | 180.7808 | -52.1212 | 766.2672 | -2025.269 | -590.8026 | -383.6395 | -59.6615 | 855.1492 | 1339.7583 | 8305.4404 | -328.2373 | 1871.319 | 0.73004 | -334.2701 | 8514.9561 | -166.4904 | 35.8003 | 449.3814 | -2216.0127 | 855.5577 | 4960.1567 | 1535.4822 | 4990.0186 | -296.799 | -620.4072 | 791.8329 | -1181.6532 | 870.5781 | 1483.431 | -2326.9675 | -128.7813 | 7154.418 | 210.1043 | -120.6747
2030-05-12 | 16 | -86.14 | 57.0651 | -58.0553 | -700.4823 | -1344.0095 | -287.4333 | -2658.4075 | 739.7177 | -946.305 | -149.8211 | 4030.188 | -125.2186 | 2079.2686 | -113.3079 | 1346.3427 | -2119.5447 | 264.4237 | 209.9989 | -55.7973 | 274.5265 | -203.0836 | -571.3331 | 211.6727 | -33.7725 | 864.8729 | -2022.3831 | -582.5644 | -405.5482 | -61.7629 | 936.7446 | 1548.5664 | 8400.6611 | -325.5506 | 1880.1017 | 0.71932 | -463.2804 | 8606.79 | -168.7829 | 31.7184 | 449.7058 | -2220.2051 | 907.3686 | 4981.0464 | 1480.0277 | 4990.6025 | -297.4911 | -584.1202 | 528.3248 | -1621.7814 | 878.7278 | 1425.5743 | -2383.9221 | -292.4216 | 7372.9336 | 210.1042 | -119.3091
2030-05-12 | 17 | -81.65 | 196.4807 | -57.0562 | -717.1104 | -654.5793 | -422.273 | -2958.3335 | 1300.7865 | -1300.5624 | -211.5952 | 4027.8069 | -99.4515 | 1810.7151 | -75.1814 | 1338.9369 | -1957.88 | 307.7407 | 209.9989 | -94.6818 | 209.8387 | -195.7301 | -490.882 | 217.7632 | -23.0527 | 1295.3348 | -2006.481 | -475.3661 | -462.6707 | -67.0215 | 998.4612 | 1683.7572 | 8138.856 | -301.0351 | 1747.1044 | 0.59568 | -527.6732 | 8529.668 | -3.1653 | 73.0291 | 449.7472 | -2256.0752 | 937.0898 | 4946.0278 | 1356.2543 | 4990.4092 | -296.4492 | -592.8842 | 423.692 | -2154.6624 | 903.8121 | 1720.6716 | -2903.1216 | -363.243 | 8116.4727 | 210.1042 | -90.8812
2030-05-12 | 18 | -86.0411 | 330.9914 | -60.3313 | -716.6708 | -698.4312 | -443.5954 | -1790.119 | 1390.4045 | -1436.7346 | -335.0723 | 3945.0005 | -1.9718 | 1585.9821 | -97.565 | 1271.6184 | -1774.485 | 359.9464 | 209.9989 | -91.372 | 134.7097 | -276.2189 | -685.6133 | 148.5654 | -17.2769 | 1271.7034 | -2175.6895 | -456.2078 | -477.756 | -79.8942 | 894.4375 | 1986.1699 | 8086.4312 | -90.9033 | 1813.2181 | 0.5593 | -534.9532 | 8837.8701 | -3.4056 | 120.9486 | 449.2332 | -2211.1104 | 732.2592 | 4877.6064 | 1312.9813 | 4937.2617 | -295.4133 | -677.1161 | 108.4692 | -2855.8535 | 831.5983 | 1320.1705 | -2546.875 | -118.047 | 8397.1807 | 210.1042 | -102.9336
2030-05-12 | 19 | -84.9623 | 261.8095 | -60.1279 | -709.6996 | -1017.5114 | -361.3336 | -997.5677 | 1045.4935 | -1057.0983 | -339.7113 | 3885.7021 | 54.5533 | 1535.1736 | 24.4066 | 1442.5453 | -1663.118 | 429.6395 | 209.9989 | -104.3977 | 165.5375 | -431.7699 | -894.3299 | 129.8442 | -5.7767 | 1382.8015 | -2124.0459 | -503.8094 | -440.6663 | -77.3156 | 816.3278 | 2134.6951 | 8059.438 | -174.585 | 1866.522 | 0.59285 | -694.2512 | 8957.4287 | -215.0762 | 46.6285 | 449.3327 | -2174.6208 | 705.1373 | 4711.2134 | 1273.8207 | 4678.9717 | -293.287 | -948.1808 | 192.0735 | -3052.3909 | 808.3085 | 802.8576 | -1969.264 | -0.96628 | 8069.3428 | 0.10427 | -136.1875
2030-05-12 | 20 | -84.4273 | 247.3716 | -61.1303 | -708.3796 | -1195.5519 | -338.9412 | -655.8828 | 774.354 | -273.1248 | -300.4112 | 3977.79 | 195.0015 | 1415.3881 | 98.4652 | 1619.9762 | -1531.3486 | 454.9352 | 209.9989 | -61.3941 | 217.3492 | -616.0316 | -942.0117 | 106.4451 | -4.8641 | 917.4767 | -2085.2515 | -702.7624 | -433.0562 | -77.7362 | 739.3623 | 2336.1187 | 7886.2588 | -238.7253 | 1879.1495 | 0.52236 | -749.754 | 9105.6553 | -215.9395 | 0.99819 | 449.372 | -2230.9336 | 611.4826 | 4637.0483 | 1251.8386 | 4556.3901 | -289.2422 | -902.4111 | 31.3272 | -3537.3657 | 902.5681 | 264.7019 | -1568.1533 | -149.4604 | 8141.6714 | 0.10427 | -196.7147
2030-05-12 | 21 | -84.0251 | 411.0237 | -64.2602 | -721.9154 | -1151.1879 | -446.0468 | -816.1971 | 786.6797 | -42.3033 | -326.7284 | 4020.1531 | 193.6287 | 1565.9955 | 137.6116 | 1765.7095 | -1395.3119 | 444.1439 | 209.9989 | -58.0355 | 212.0119 | -683.3653 | -923.5399 | 46.2102 | 0.34969 | 769.1102 | -2181.6499 | -817.7884 | -471.0178 | -85.1083 | 619.4476 | 2516.6409 | 7577.7075 | -151.4819 | 1798.5693 | 0.51979 | -801.5821 | 9143.6689 | -161.7497 | 1.0001 | 363.4503 | -2227.8396 | 488.7336 | 4699.0327 | 1240.2994 | 4542.832 | -281.4436 | -1186.0171 | -345.6294 | -4480.3823 | 914.8082 | 400.9231 | -1554.9115 | -129.9764 | 7853.7993 | 0.10427 | -189.564
2030-05-12 | 22 | -83.7598 | 449.3746 | -63.1835 | -726.0341 | -1040.7291 | -416.2186 | -1019.3719 | 983.342 | -381.7211 | -342.9326 | 4019.1797 | 178.205 | 1404.5363 | 191.5968 | 1946.0682 | -1318.8477 | 450.0694 | 209.9989 | -61.2224 | 219.3148 | -584.8336 | -863.2476 | 43.0291 | 7.4106 | 694.0764 | -2234.4392 | -596.5691 | -462.5088 | -87.2317 | 648.3268 | 2712.4475 | 7426.3853 | -45.8698 | 1742.3835 | 0.53284 | -872.1733 | 9161.8926 | -150.8669 | 43.9782 | 449.4619 | -2193.8696 | 456.4939 | 4578.4639 | 1257.0555 | 4512.2417 | -285.3241 | -995.1799 | 522.5825 | -3457.5239 | 833.182 | 0.999 | -1455.1655 | 1.0091 | 7923.3438 | 210.1042 | -167.3441
2030-05-12 | 23 | -82.4412 | 178.7037 | -57.4535 | -725.4694 | -1554.0536 | -368.139 | -2818.8135 | 297.1715 | -3.0883 | -129.8226 | 3910.3665 | 30.7516 | 0.97949 | 248.2901 | 2141.7322 | -1702.3522 | 438.3957 | 209.9989 | -59.2647 | 396.7181 | -590.9328 | -1113.5076 | 132.7529 | 8.1558 | 388.1702 | -2161.0901 | -880.9182 | -446.5988 | -60.1866 | 732.4241 | 2687.7952 | 7407.7798 | -123.2357 | 1741.326 | 0.5106 | -793.6157 | 9290.8105 | 1037.309 | 640.5351 | 448.9093 | -2256.8081 | 692.7789 | 4350.3574 | 1317.2825 | 4582.3677 | -2.995 | -751.9874 | 4554.6118 | 886.5611 | 1179.6826 | 623.5662 | -956.2262 | -349.9816 | 9038.6543 | 210.1042 | -266.734
2030-05-12 | 24 | -81.9807 | 331.0357 | -54.2199 | -732.6304 | -1760.5243 | -395.6736 | -2448.5767 | 0.99571 | 511.9079 | -334.849 | 3980.594 | 158.3063 | 897.059 | 116.7223 | 1701.8386 | -1430.02 | 420.9803 | 209.9989 | -70.3615 | 205.0995 | -407.7601 | -1079.1417 | 33.1217 | -4.0031 | 549.1672 | -2346.8689 | -652.563 | -478.1202 | -65.1843 | 603.8878 | 2732.3279 | 7466.5195 | 116.8364 | 1694.2072 | 0.48738 | -434.7834 | 9497.9512 | -191.9975 | 0.99858 | 449.5119 | -2079.7114 | 387.3466 | 3700.2253 | 1248.6978 | 3886.6367 | -303.0459 | -835.6482 | 2156.3513 | -661.6399 | 807.7934 | -706.5634 | -464.936 | 430.5905 | 10371.3447 | 210.1042 | -230.5796
2030-05-13 | 1 | -84.4521 | -155.6709 | -53.7016 | -737.3419 | -1057.3047 | -383.0863 | -4285.5396 | 1295.8206 | 1538.8394 | -357.9257 | 3738.2175 | -36.3747 | 2079.6899 | -33.7868 | 1416.3992 | -1438.4561 | 466.6945 | 209.9989 | -121.87 | 222.4324 | -227.3899 | -1835.1903 | 193.0999 | -61.6016 | 1530.7412 | -2512.0151 | -1432.9453 | -456.8274 | -46.3846 | 956.3057 | 2115.3594 | 7774.353 | 185.1537 | 1714.2456 | 0.34002 | 706.7804 | 9769.2812 | 1.0017 | 165.6687 | 409.0758 | -2281.6548 | 718.1777 | 3009.2593 | 1407.5044 | 3370.6067 | -2.6027 | -276.3928 | 2529.1626 | 149.2898 | 885.6501 | -80.8698 | -2538.7544 | 531.5067 | 12171.8486 | 210.1042 | -83.0318
2030-05-13 | 2 | -71.1548 | 99.0347 | -45.9449 | -714.4603 | -1242.2125 | -370.3515 | -2481.7832 | 818.9473 | 2128.8677 | -344.7977 | 3688.1841 | -34.6488 | 1992.9845 | -80.9796 | 1260.8644 | -910.5222 | 427.8957 | 209.9989 | -176.0747 | 347.9007 | -437.582 | -2694.4697 | 118.5548 | -42.7742 | 1502.262 | -2106.771 | -1875.6141 | -431.0694 | -56.0354 | 717.5482 | 1635.6108 | 7041.5679 | -124.8421 | 1461.6476 | 0.45334 | 449.7007 | 9014.292 | 1.0065 | 342.8435 | 165.2575 | -2270.6946 | 492.5269 | 2734.9011 | 1230.8145 | 3342.0317 | -2.6678 | -276.1851 | 2808.8062 | 401.5017 | 1009.6656 | -365.5573 | -1339.978 | 651.1746 | 12247.1904 | 210.1042 | -94.5968
2030-05-13 | 3 | -71.1756 | 374.1357 | -48.0607 | -717.6415 | -1340.1047 | -482.4914 | -2471.0576 | 794.8414 | 2287.689 | -353.2331 | 3668.9468 | -36.0419 | 1998.1515 | -94.4738 | 1230.4803 | -767.2945 | 415.8002 | 209.9989 | -188.1356 | 174.4839 | -467.7993 | -3741.3831 | 31.2433 | -51.119 | 1494.7103 | -2274.3511 | -1539.6836 | -477.7173 | -70.9101 | 595.0686 | 1886.9067 | 7040.3896 | 161.9505 | 1413.5688 | 0.36436 | 737.8143 | 8509.9385 | 1.0004 | 377.6081 | 60.3332 | -2222.8994 | 227.308 | 2669.748 | 1116.4741 | 3295.6533 | -2.6407 | -272.8435 | 2692.2148 | 460.7221 | 878.0167 | -1048.3337 | -1012.2101 | 828.6892 | 11676.2822 | 210.1043 | -104.0962
2030-05-13 | 4 | -74.1138 | 513.0069 | -49.4182 | -509.0879 | -1144.7513 | -650.0426 | -3007.4802 | 1271.6667 | 2036.415 | -347.274 | 3762.6689 | -32.8031 | 2010.3262 | -62.5122 | 1206.5917 | -693.6514 | 449.5023 | 209.9989 | -179.4728 | -25.6999 | -506.4845 | -4530.6841 | -30.3396 | -61.8678 | 1459.7942 | -2283.4346 | -1217.8895 | -496.2023 | -88.4344 | 553.1757 | 2102.5759 | 5789.8989 | 335.6517 | 1339.1025 | 0.41846 | 904.8984 | 7153.8057 | 0.98345 | 396.5229 | 1.0083 | -2234.2578 | 47.3138 | 2647.7727 | 1180.8403 | 3282.168 | -2.4739 | -276.1084 | 2793.9844 | 638.2575 | 780.8425 | -1144.0547 | -1163.7808 | 972.2199 | 10125.3398 | 210.1042 | -86.6194
2030-05-13 | 5 | -71.515 | 83.72 | -57.4192 | -658.9485 | -925.6473 | -414.0703 | -3034.8025 | 1445.5178 | 2007.0681 | -308.3108 | 3801.3396 | 38.4958 | 2045.4009 | -43.345 | 1360.7081 | -764.8853 | 501.0539 | 209.9989 | -116.4745 | -177.4673 | -584.8914 | -4732.8994 | -58.8547 | -75.1099 | 1234.6058 | -2666.9956 | -1029.7683 | -483.7365 | -89.175 | 561.8818 | 2369.6316 | 6554.5176 | 485.5097 | 1399.9479 | 0.42128 | 966.8758 | 7532.9927 | 1.0005 | 289.1837 | 81.5209 | -2245.6006 | -74.0625 | 2751.511 | 1190.181 | 3235.4844 | -2.5217 | -273.0035 | 2686.6414 | 346.0497 | 659.0129 | -958.726 | -2341.1321 | 1218.8324 | 9553.584 | 210.1042 | -42.4668
2030-05-13 | 6 | -53.4998 | -45.7179 | -52.334 | -560.0808 | -810.3423 | -299.7341 | -3283.2515 | 1607.1803 | 2075.1572 | -102.9447 | 3890.0688 | 41.677 | 1895.2596 | 202.9669 | 1951.8481 | -16.4105 | 469.034 | 209.9989 | -119.6992 | -395.8532 | -863.5108 | -5378.5903 | -96.1409 | -72.2978 | 1207.0575 | -2136.9412 | -780.8824 | -441.3312 | -97.2429 | 617.8687 | 2362.8958 | 4927.0435 | 469.2139 | 1046.9952 | 0.52962 | 833.6382 | 6246.8657 | -26.1048 | 223.3984 | 449.4838 | -2256.2961 | -19.6349 | 2776.4744 | 1280.2484 | 3103.3059 | -2.477 | -272.6689 | 2368.897 | -384.4912 | 696.3207 | -850.8634 | -2368.7734 | 1027.5906 | 8945.7715 | 210.1042 | -64.6116
2030-05-13 | 7 | -44.3492 | 310.8137 | -53.2594 | -539.8302 | -1298.6055 | -293.2367 | -1898.8685 | 828.5074 | 1148.8346 | -163.7451 | 3937.9707 | 76.5111 | 1375.3337 | 308.8617 | 2158.2246 | -98.7044 | 465.8322 | 209.9989 | -323.2537 | -220.8203 | -1296.8472 | -5486.4785 | -140.2046 | -51.1054 | 1630.3831 | -1896.5242 | -910.3447 | -412.1699 | -115.9414 | 407.5058 | 2160.4863 | 4467.0938 | 474.2726 | 908.9827 | 2.8106 | 866.0356 | 5823.2368 | -542.9081 | 0.99955 | 449.6281 | -2348.9668 | -93.6681 | 3237.3738 | 1197.6843 | 3523.5164 | -297.4322 | -424.4961 | 2664.406 | -355.8023 | 944.4574 | -82.108 | -1303.1483 | 979.9673 | 7380.4834 | 210.1043 | -100.4383
2030-05-13 | 8 | -39.9088 | 668.6967 | -50.7811 | -534.9963 | -1936.1604 | -247.3339 | -305.047 | 395.6392 | 1498.9982 | -357.3409 | 3854.3508 | 195.0012 | 1590.2725 | 452.05 | 2268.0935 | -264.6863 | 363.7403 | 209.9989 | -588.7594 | -95.8703 | -1495.9355 | -5120.8413 | -252.8547 | -19.8667 | 3341.6243 | -1842.8521 | -850.754 | -391.0852 | -137.4992 | 134.7802 | 2283.4148 | 4320.6953 | 586.1807 | 895.0049 | 3.8034 | 587.6307 | 5415.2651 | -719.5385 | -2.2671 | 137.1569 | -2185.2842 | -478.5556 | 3049.6494 | 1155.0593 | 3342.0864 | -279.3298 | -1039.6954 | 2497.512 | -191.2947 | 804.4835 | -1385.9536 | -635.6869 | 306.0201 | 5493.8086 | 210.1042 | -212.4025
2030-05-13 | 9 | -37.1755 | 708.9037 | -47.7241 | -555.0729 | -1931.025 | -248.871 | -702.0892 | 458.7416 | 1154.251 | -358.5203 | 3842.2534 | 195.0011 | 1459.8049 | 511.4152 | 2310.0327 | -230.6888 | 179.4429 | 209.9989 | -541.3144 | 19.0708 | -1562.3048 | -5079.543 | -219.8853 | -19.4815 | 2972.9373 | -1811.3442 | -1127.5027 | -396.438 | -134.4954 | 142.8906 | 1994.4077 | 4288.7354 | 531.0186 | 853.05 | 3.9811 | 834.7131 | 5106.1216 | -518.8304 | 45.9212 | 450.5612 | -1991.671 | -360.9136 | 3750.1475 | 1234.7336 | 3980.491 | -268.5356 | -919.725 | 2276.1182 | -127.1986 | 912.2997 | -908.8657 | -588.0088 | 225.9335 | 5303.2656 | 210.1043 | -195.718
2030-05-13 | 10 | -42.3836 | 782.037 | -49.3697 | -565.4963 | -1793.3796 | -217.5394 | 0.98905 | 623.2446 | 837.1882 | -398.9966 | 3845.7085 | -2.2283 | 1495.5259 | 556.1761 | 2391.0979 | -453.8184 | 210.56 | 209.9989 | -519.3539 | -15.9783 | -1594.5721 | -5207.9302 | -242.43 | -43.5032 | 2812.772 | -1954.5621 | -1149.4816 | -399.0775 | -140.8941 | 105.5669 | 1834.189 | 4715.4014 | 652.0454 | 973.7446 | 4.9003 | 1795.0168 | 5528.3657 | -537.6644 | 95.653 | 450.4386 | -1939.8558 | -406.3593 | 3786.0154 | 1252.8033 | 4146.2661 | -261.5424 | -997.8657 | 2080.7544 | -29.4229 | 874.1301 | -714.1034 | -553.2072 | 385.6937 | 4955.0825 | 0.10427 | -188.5166
2030-05-13 | 11 | -40.0349 | 762.8716 | -48.4976 | -526.9117 | -1689.7313 | -192.39 | 600.6702 | 674.5327 | 170.1741 | -397.6151 | 3847.8757 | 11.0699 | 1615.1953 | 564.999 | 2388.7688 | 232.7093 | 411.4431 | 209.9989 | -520.305 | 119.8724 | -1513.2058 | -4443.5967 | -203.4047 | -42.684 | 2876.4543 | -1818.2999 | -1460.5996 | -357.7812 | -137.948 | 105.8046 | 1546.2971 | 4211.8223 | 424.3417 | 939.8275 | 4.6854 | 1959.3252 | 5249.5371 | -559.197 | 133.2293 | 450.2274 | -1825.6019 | -316.1357 | 3855.9016 | 1279.348 | 4187.6924 | -258.0636 | -1197.736 | 2117.4924 | 17.5215 | 877.3029 | -427.3564 | -655.3079 | 315.7103 | 4134.9189 | 0.10427 | -209.8788
2030-05-13 | 12 | -25.8289 | 604.1563 | -40.4252 | -435.4223 | -1860.907 | 1.001 | 2023.7164 | 202.1622 | 220.7153 | -377.8981 | 3898.9641 | 85.7091 | 1433.8153 | 617.7777 | 2400.9146 | 467.9368 | 304.3509 | 209.9989 | -517.9504 | 277.7728 | -1577.9749 | -4264.0854 | -221.3698 | -18.3915 | 2750.5566 | -1253.9938 | -1891.7828 | -245.7914 | -132.0967 | -13.4773 | 927.9957 | 2947.7678 | -170.0832 | 717.9981 | 3.2128 | 1309.8281 | 3675.4075 | -436.9705 | -2.4469 | 293.7477 | -1747.2169 | -398.1347 | 4477.5405 | 1272.0054 | 4485.8335 | -259.265 | -1166.7689 | 1931.3046 | 158.1859 | 830.5691 | -1129.7112 | -53.182 | 149.6397 | 2720.7488 | 0.10427 | -302.9539
2030-05-13 | 13 | -35.1171 | 1031.7639 | -45.9721 | -528.0892 | -1464.1951 | -294.8371 | 2657.7095 | 729.2078 | -3.0032 | -394.0812 | 3877.0481 | 13.5916 | 1167.004 | 599.4124 | 2411.9121 | -299.4327 | 157.5141 | 209.9989 | -490.4504 | -28.9217 | -1505.1492 | -4402.6851 | -302.3634 | -42.4141 | 2569.6091 | -1858.1611 | -1060.7152 | -429.5996 | -150.616 | -54.0789 | 1773.1191 | 4285.5801 | 668.1466 | 804.2787 | 4.4272 | 2015.1078 | 5215.0166 | -229.7852 | 0.99952 | 175.652 | -1449.5605 | -650.8469 | 4894.2666 | 1272.2231 | 4735.9067 | -259.9154 | -1196.1898 | 1912.1128 | -174.9984 | 594.6793 | -1472.704 | 18.1677 | 186.6134 | 3399.7144 | 0.10427 | -312.143
2030-05-13 | 14 | -46.0259 | 834.5556 | -48.9094 | -587.3842 | -1354.0999 | -108.2172 | 3598.1987 | 584.8798 | -605.0806 | -403.3125 | 3825.2144 | 9.8103 | 1271.6777 | 572.304 | 2392.5686 | -517.8219 | 161.9669 | 209.9989 | -735.2463 | 20.6177 | -1577.4115 | -4574.0278 | -287.2651 | -20.8919 | 3785.8733 | -1995.8395 | -1216.6484 | -389.4837 | -142.4141 | -22.8001 | 1778.7531 | 5501.2637 | 667.0539 | 1092.9696 | 4.7625 | 2028.6764 | 6764.6123 | -235.4451 | 1.0003 | 178.3158 | -1692.2507 | -618.9374 | 4904.2993 | 1262.662 | 4758.6274 | -257.8779 | -1365.8842 | 1938.4658 | -320.9479 | 710.8032 | -574.4478 | -156.8566 | -0.40324 | 3714.5215 | 0.10427 | -285.5713
2030-05-13 | 15 | -45.2246 | 379.086 | -44.0115 | -547.9197 | -1364.7383 | 228.4994 | 4082.7444 | -78.1642 | -1108.6495 | -375.0498 | 3888.8958 | 103.3392 | 1085.3483 | 606.6321 | 2414.7334 | -651.8256 | 165.1225 | 209.9989 | -746.7435 | -8.835 | -1546.1544 | -4593.6338 | -302.7654 | -17.2248 | 3911.5195 | -1737.3358 | -1092.0488 | -270.7414 | -125.4776 | -47.5617 | 1642.5085 | 5655.4482 | 533.2633 | 1244.4857 | 4.9734 | 1976.9779 | 7195.9692 | -150.9738 | -29.0843 | -3.2581 | -1742.4044 | -695.2612 | 4858.1128 | 1268.014 | 4689.5234 | -259.8051 | -1483.9954 | 2443.8525 | -368.4764 | 644.2802 | -391.9491 | -460.6424 | 21.0204 | 3912.6299 | 210.1042 | -250.1467
2030-05-13 | 16 | -40.4112 | 456.9712 | -41.8659 | -524.9368 | -1331.6046 | 117.4646 | 4186.0977 | -1.8021 | -1014.2545 | -338.3487 | 3902.2637 | 195.0016 | 961.9696 | 577.7234 | 2377.5247 | -707.2311 | 153.0228 | 209.9989 | -751.8523 | -143.2635 | -1497.2975 | -4646.8057 | -337.7046 | 2.7676 | 3954.4724 | -1743.0753 | -685.8676 | -313.9454 | -129.0262 | -61.0127 | 2251.8706 | 5273.7734 | 672.0811 | 1016.4785 | 4.4677 | 907.1623 | 6689.9302 | -108.9731 | 0.99843 | 0.99905 | -1664.4351 | -805.1586 | 4870.4951 | 1278.6978 | 4728.5156 | -260.5638 | -1452.2592 | 2519.106 | -467.8962 | 561.7264 | -1152.3148 | -311.1654 | -1.4418 | 4763.6206 | 210.1043 | -275.061
2030-05-13 | 17 | -39.5006 | 348.9131 | -43.0847 | -509.8526 | -1340.1824 | 91.7837 | 3842.2996 | 129.1283 | -1108.6152 | -340.5641 | 3842.5212 | 195.0016 | 927.0707 | 534.7699 | 2347.8909 | -1260.5625 | 168.0363 | 209.9989 | -688.9092 | -206.6705 | -1547.183 | -4940.9473 | -312.3883 | 3.0228 | 3468.3274 | -1704.9933 | -312.9262 | -321.4142 | -124.8357 | 1.1097 | 2360.1196 | 5226.1162 | 709.7468 | 988.2432 | 4.3546 | 555.6776 | 6210.3623 | -183.2308 | 1 | 24.0005 | -1741.3557 | -754.1489 | 4793.4136 | 1311.1879 | 4648.6177 | -260.565 | -1499.2571 | 2650.7036 | -770.2571 | 765.7244 | -2453.5269 | -51.5656 | -608.4677 | 5258.5127 | 210.1043 | -347.1712
2030-05-13 | 18 | -34.0278 | 501.0168 | -42.6228 | -492.0352 | -1187.5883 | -18.1579 | 3058.4482 | 502.3477 | -1355.3009 | -337.4352 | 3821.4031 | 195.0003 | 1109.7925 | 482.2377 | 2299.4939 | -997.1128 | 145.3293 | 209.9989 | -579.968 | -225.1406 | -1635.4504 | -5183.4502 | -312.6313 | -7.0317 | 2898.9028 | -1628.995 | -336.8849 | -371.7669 | -137.3987 | 8.6066 | 2259.6252 | 4592.7383 | 712.3027 | 817.8177 | 3.9852 | 516.545 | 5808.0483 | -315.2858 | 1.0014 | 66.5417 | -1787.7207 | -688.9474 | 4879.7163 | 1325.0868 | 4741.6455 | -264.0995 | -1555.2621 | 2816.0054 | -954.1744 | 725.7714 | -2393.3289 | -150.7635 | -600.9308 | 5040.5742 | 0.10427 | -337.8725
2030-05-13 | 19 | -30.848 | 591.376 | -42.9109 | -502.2519 | -992.2469 | -211.8455 | 1167.9529 | 1038.9496 | -1205.1376 | -353.9879 | 3830.342 | 195.001 | 1247.7031 | 477.9578 | 2283.5222 | -484.8985 | 111.1876 | 209.9989 | -412.4544 | -284.2722 | -1506.8922 | -4923.6235 | -284.8046 | -32.0022 | 2178.8884 | -1668.2091 | -444.6081 | -439.042 | -137.9178 | 131.3432 | 2206.8579 | 4004.7747 | 665.4584 | 688.207 | 2.5497 | 555.9167 | 5461.855 | -446.9555 | -2.4228 | 329.172 | -1663.5553 | -520.2021 | 4482.8838 | 1331.4706 | 4379.2485 | -268.4564 | -1337.9214 | 2831.4236 | -868.0242 | 442.0668 | -2716.2744 | -517.0934 | -166.2325 | 4643.2754 | 0.10427 | -286.6781
2030-05-13 | 20 | -41.2432 | 323.1367 | -45.9237 | -519.0869 | -849.0145 | 18.1856 | 2079.8228 | 851.7781 | -662.3936 | -356.0288 | 3864.0039 | 195.002 | 1469.0311 | 475.1014 | 2283.9199 | -428.3678 | 247.0602 | 209.9989 | -464.4174 | -69.1822 | -1589.8302 | -4543.5435 | -226.8538 | -25.2481 | 2547.9678 | -1684.6439 | -845.282 | -367.6632 | -128.3203 | 189.7933 | 2151.7783 | 4857.5493 | 581.3641 | 1053.7155 | 3.4503 | 626.8795 | 6779.0356 | -567.1176 | -2.6255 | 363.1335 | -1950.662 | -361.765 | 3948.3818 | 1306.8458 | 3909.4353 | -268.5183 | -1638.7599 | 2804.9478 | -762.0615 | 801.8582 | -1304.0428 | -954.0834 | 73.0666 | 5447.2754 | 210.1043 | -199.221
2030-05-13 | 21 | -41.7589 | 254.2729 | -49.0889 | -504.1748 | -1228.5847 | 56.525 | 1952.8046 | 1106.8314 | -413.6834 | -352.2459 | 3812.3699 | 195.0009 | 1785.7874 | 471.808 | 2272.3967 | -62.3813 | 232.2837 | 209.9989 | -552.4102 | 119.6515 | -1511.2233 | -4006.4856 | -148.5874 | -10.9449 | 3215.731 | -1618.3434 | -1241.0093 | -331.7747 | -127.6586 | 279.0212 | 2154.6123 | 4520.4565 | 443.6031 | 1000.2149 | 2.6447 | 601.1511 | 6345.7222 | -677.8159 | -2.0496 | 81.0574 | -1840.9303 | -95.3242 | 4069.1729 | 1363.8395 | 4290.3477 | -262.9636 | -1144.4402 | 2565.6006 | -766.6415 | 869.1236 | -306.2506 | -1247.6421 | 267.1151 | 5838.7793 | 210.1042 | -118.8275
2030-05-13 | 22 | -38.8363 | -0.27263 | -48.1469 | -501.4645 | -1335.0319 | 1.0005 | 768.6036 | 976.5815 | -2.9071 | -348.7364 | 3785.6772 | 195.0003 | 2076.4448 | 452.4691 | 2252.3193 | 447.2157 | 238.3654 | 209.9989 | -645.1348 | 123.9111 | -1343.6689 | -3418.7629 | -44.9189 | 13.7599 | 3886.7947 | -1569.1815 | -1153.2264 | -332.4637 | -106.2615 | 452.9774 | 2337.2307 | 4043.9231 | 457.5742 | 871.8557 | 2.478 | 133.094 | 6230.8716 | -581.6847 | -139.4057 | 1.0005 | -1696.9445 | 128.003 | 4290.1509 | 1425.6434 | 4420.3462 | -267.8241 | -1361.8838 | 2562.6975 | -952.3653 | 883.2682 | -382.2876 | -1444.1407 | -5.0892 | 7199.0435 | 0.10427 | -122.5683
2030-05-13 | 23 | -37.0489 | 150.3523 | -45.0683 | -527.7426 | -1405.9004 | -36.7996 | 127.4309 | 270.7807 | 319.6456 | -353.9631 | 3861.2732 | 195.0009 | 1077.2638 | 431.9467 | 2221.8088 | 866.1877 | 124.2174 | 209.9989 | -530.6733 | 451.0349 | -1345.2734 | -4128.7061 | -64.3439 | 9.652 | 2724.9321 | -1488.6125 | -1598.9506 | -351.829 | -101.2393 | 336.5686 | 2021.5935 | 3433.8354 | 144.6083 | 781.295 | 2.0465 | 107.6048 | 6378.0806 | -278.1331 | 88.6087 | 449.5448 | -2225.3989 | 228.6492 | 4586.896 | 1445.8969 | 4730.2026 | -279.8101 | -826.9265 | 2760.999 | -502.3955 | 965.0822 | -69.1639 | -1241.4166 | -279.6892 | 6554.0645 | 0.10427 | -186.9329
2030-05-13 | 24 | -51.6073 | 0.99352 | -47.842 | -612.6696 | -1688.6318 | -83.5938 | -1430.7821 | 0.99842 | 1.0023 | -346.0852 | 3868.1296 | 195.0016 | 970.1997 | 346.0768 | 2133.0874 | 1134.3135 | 340.1009 | 209.9989 | -461.2616 | 331.4691 | -1070.2552 | -4347.3184 | -15.7205 | -11.2318 | 2198.1799 | -1881.6888 | -1464.0748 | -387.0795 | -80.5069 | 462.0139 | 2094.8418 | 4572.1621 | 217.69 | 1067.1718 | 2.1671 | 158.8605 | 8109.3442 | -7.2542 | 342.1309 | 418.957 | -2309.8181 | 203.0893 | 4563.2598 | 1580.0768 | 4837.0435 | -4.2218 | -277.0544 | 3012.0276 | 440.2625 | 1258.681 | 0.99478 | -645.0537 | -477.7059 | 9132.0244 | 210.1042 | -333.7253
2030-05-14 | 1 | -58.644 | 40.9619 | -52.5282 | -680.926 | -1759.0492 | -343.4209 | -3559.8196 | -3.5344 | 655.486 | -181.5766 | 3872.908 | 158.1905 | 1525.5905 | 297.6996 | 2122.9543 | 961.9935 | 333.6868 | 209.9989 | -344.2863 | 251.6125 | -1119.2758 | -5202.0483 | -14.4021 | -38.1261 | 1477.7654 | -2200.9368 | -1531.7002 | -481.0469 | -70.0423 | 469.1966 | 2483.842 | 4516.3857 | 349.3252 | 1119.0051 | 1.307 | 585.1865 | 8498.9004 | 359.6115 | 1058.1173 | 1.0013 | -2044.1412 | 301.4132 | 3915.1204 | 1767.4601 | 4530.6377 | 485.0557 | -280.6375 | 3071.0684 | 1189.2932 | 1152.8641 | 478.2897 | -988.4677 | 554.5192 | 10210.1973 | 210.1043 | -156.6407
2030-05-14 | 2 | -51.4857 | 459.7935 | -53.3952 | -667.1251 | -1150.4865 | -777.7518 | -5349.4004 | 841.2816 | 1719.9374 | -148.7003 | 3776.4385 | 52.3254 | 1975.2438 | 29.6992 | 2144.9834 | 1102.1628 | 270.5653 | 209.9989 | -175.7688 | 116.5201 | -1078.9197 | -5701.606 | -46.3906 | -68.1032 | 986.7451 | -2222.647 | -1441.6901 | -605.5073 | -83.7014 | 475.7993 | 2189.7876 | 3330.4163 | 389.5856 | 898.915 | 1.4877 | 839.8785 | 6501.5293 | 1.0016 | 194.9487 | 1.0015 | -1990.0416 | 302.5675 | 3017.9805 | 1356.4473 | 3531.9009 | -2.4592 | -274.4118 | 1983.0266 | -154.8059 | 921.1584 | -325.654 | -677.8676 | 1221.8915 | 9286.501 | 210.1042 | -131.2891
2030-05-14 | 3 | -23.394 | 1017.1617 | -43.2353 | -523.8844 | -910.1871 | -1156.0223 | -6717.6299 | 1630.1891 | 2164.7415 | -198.4029 | 3750.4209 | -128.3028 | 1910.2056 | 137.6255 | 1799.52 | 982.4846 | 38.4314 | 209.9989 | -140.2277 | 213.7868 | -1160.9604 | -5835.9067 | -79.8104 | -60.4237 | 904.2549 | -1842.9658 | -1660.8937 | -682.0157 | -107.2131 | 334.4743 | 1481.8315 | 726.1967 | 126.9258 | 307.3634 | 1.6992 | 525.7637 | 2795.6292 | 0.99997 | 1.0003 | 412.122 | -1958.8978 | 252.618 | 2875.5637 | 1235.421 | 3079.7117 | -2.5467 | -273.1339 | 2420.1414 | 327.9701 | 930.5747 | -752.1965 | -971.228 | 952.5198 | 7622.2666 | 210.1042 | -148.0192
2030-05-14 | 4 | -17.4465 | 996.6989 | -38.4342 | -495.8288 | -784.5479 | -1091.4753 | -6868.4248 | 1893.4435 | 2306.4678 | -180.3923 | 3744.4006 | -95.3746 | 1915.7703 | 178.9001 | 1793.4143 | 575.6981 | -42.2482 | 209.9989 | -133.4148 | 135.5079 | -1132.2512 | -5923.6216 | -96.0229 | -56.3891 | 938.1915 | -1735.3513 | -1659.8817 | -675.9304 | -112.8073 | 339.6617 | 1373.5907 | 819.8655 | 44.0527 | 236.3298 | 0.84355 | 377.6582 | 2142.9236 | 1 | 27.6488 | 275.4879 | -2007.3136 | 130.1744 | 2957.4871 | 1239.5334 | 3223.1282 | -2.5101 | -273.0064 | 2059.8872 | 41.5615 | 881.1986 | -897.3812 | -1127.4062 | 1127.8486 | 6157.2324 | 210.1042 | -125.3861
2030-05-14 | 5 | -8.3328 | 1201.8102 | -37.0686 | -509.5577 | -485.5997 | -1253.8352 | -8011.8481 | 2575.3931 | 2373.5349 | -94.0313 | 3818.48 | 64.4527 | 1910.3413 | 226.0151 | 1753.4132 | 337.2233 | -201.4392 | 209.9989 | -129.5555 | -103.3555 | -1179.4031 | -6038.1689 | -135.1335 | -55.3138 | 942.4262 | -1748.8867 | -1163.5959 | -747.0696 | -122.0434 | 411.1009 | 1534.1299 | 333.0366 | 306.4434 | -29.4703 | 1.2075 | 453.8809 | 1161.3365 | -1.3663 | 166.4544 | 1 | -1960.8304 | 85.8949 | 2962.7224 | 1253.8661 | 3339.01 | -2.476 | -274.9358 | 2118.7153 | 43.4326 | 867.7147 | -1004.5577 | -1680.2301 | 927.3551 | 4805.7515 | 210.1043 | -120.3709
2030-05-14 | 6 | -3.9648 | 755.5425 | -36.7355 | -439.4933 | -597.3882 | -920.1128 | -6881.7661 | 1722.2515 | 1805.051 | -81.2282 | 3987.0449 | 159.513 | 1858.0366 | 311.7553 | 1825.5621 | -135.2692 | -294.6232 | 209.9989 | -403.4058 | 49.1369 | -1462.684 | -6448.7314 | -124.6057 | -20.165 | 2085.9592 | -1357.3322 | -1681.1584 | -576.8533 | -112.2863 | 329.9154 | 857.4671 | 4.0184 | -96.7423 | 6.6554 | 1.6651 | 561.6129 | 339.0601 | -6.2949 | 727.9261 | 1.0014 | -2202.2153 | -3.0074 | 3163.2952 | 1421.8439 | 3978.3699 | -4.3097 | -278.2134 | 2990.668 | 940.7763 | 1146.313 | 262.3645 | -2168.8452 | 672.1404 | 3438.4673 | 210.1042 | -98.7404
2030-05-14 | 7 | -14.481 | 680.1431 | -46.1349 | -443.2553 | -1274.7981 | -726.5163 | -4690.0234 | 285.7578 | 1120.2374 | -96.9183 | 4013.1177 | 195.001 | 1999.7583 | 417.5842 | 2119.8442 | -942.1823 | -68.0638 | 209.9989 | -526.8268 | 186.0263 | -1685.213 | -6464.0044 | -153.4547 | -57.0374 | 2995.6179 | -1487.4299 | -1726.3682 | -516.3058 | -119.4059 | 161.5045 | 487.4222 | 1179.6422 | 113.7761 | 322.7686 | 4.2964 | 2127.6533 | 1218.1736 | -402.601 | 0.99765 | 450.313 | -2313.042 | -121.5557 | 4352.5703 | 1514.8732 | 4260.8281 | -3.8952 | -272.8262 | 2691.1067 | 490.9008 | 1240.2864 | -158.3127 | -1395.4283 | 69.2813 | 3339.1108 | 210.1043 | -278.6804
2030-05-14 | 8 | -23.7206 | 730.4362 | -50.2779 | -481.6848 | -1869.0903 | -701.0942 | -4158.3892 | 0.99589 | 1027.2526 | -237.7603 | 3974.8613 | 195.0018 | 2057.7971 | 440.5422 | 2229.9233 | -1101.74 | 189.8741 | 209.9989 | -626.0228 | 149.9538 | -1394.1084 | -6148.0278 | -184.2428 | -60.2147 | 3799.8152 | -1863.2271 | -1370.2642 | -537.8024 | -124.3737 | 121.8997 | 910.4853 | 2220.2488 | 455.3364 | 459.0574 | 4.7539 | 2490.0193 | 2163.5056 | -652.389 | -1.9421 | 70.7509 | -2204.054 | -308.479 | 4236.9282 | 1431.7278 | 4321.5376 | -276.3906 | -914.6376 | 2224.1609 | 195.8081 | 924.1839 | -698.6154 | -1175.4612 | 485.3563 | 4086.5522 | 210.1043 | -156.9464
2030-05-14 | 9 | -20.5464 | 757.6174 | -46.8449 | -500.9212 | -1933.0288 | -778.0723 | -4404.916 | -177.8538 | 1239.8855 | -354.369 | 3977.8652 | 194.9995 | 2048.1702 | 479.7949 | 2275.5354 | -303.4989 | 277.808 | 209.9989 | -624.259 | -37.5286 | -1328.3285 | -5977.5303 | -226.4817 | -58.3596 | 3817.3718 | -1945.7671 | -1348.8843 | -569.3572 | -121.9531 | 130.1993 | 1179.0732 | 2014.3744 | 481.733 | 326.8584 | 3.5171 | 2272.7769 | 2239.6094 | -706.7529 | -2.2845 | 293.3882 | -2118.0776 | -453.476 | 4370.5928 | 1455.9576 | 4473.6367 | -265.9021 | -826.9602 | 2030.0433 | 351.5964 | 821.1779 | -1395.996 | -695.0139 | 634.8519 | 5483.9634 | 0.10427 | -188.5018
2030-05-14 | 10 | -27.0722 | 710.7855 | -48.8443 | -509.4942 | -1907.0549 | -723.3994 | -3826.3708 | -508.7815 | 1187.5271 | -361.1139 | 4007.5667 | 178.8562 | 2064.2043 | 494.7081 | 2288.823 | -299.4705 | 426.397 | 209.9989 | -668.0682 | 52.4903 | -1340.6168 | -5984.3071 | -208.8989 | -58.1391 | 4102.8179 | -2028.2418 | -1377.1531 | -548.1568 | -118.377 | 106.3561 | 1475.3295 | 2575.6865 | 625.4506 | 474.8938 | 4.5414 | 2506.3506 | 2963.8057 | -741.8715 | -2.3851 | 378.1303 | -2170.2773 | -419.3972 | 4409.415 | 1441.2072 | 4447.0181 | -261.6662 | -1067.8716 | 1782.9069 | 618.8283 | 906.9487 | -1196.0299 | -518.9596 | 569.5667 | 7063.2529 | 0.10427 | -209.4776
2030-05-14 | 11 | -36.1622 | 921.6978 | -47.8567 | -480.4066 | -1913.0511 | -587.2132 | -2837.7297 | -34.9778 | 1188.2512 | -365.87 | 3998.2605 | 159.6798 | 2070.6711 | 484.4216 | 2273.4058 | -199.0401 | 469.4124 | 209.9989 | -641.1604 | 14.612 | -1315.8578 | -5830.7021 | -216.5721 | -73.1417 | 3969.2175 | -1948.1565 | -1148.3055 | -506.632 | -130.0963 | 119.5804 | 1387.5492 | 2659.1396 | 658.0409 | 495.3201 | 4.9944 | 2543.0178 | 3154.0593 | -671.9962 | 93.8983 | 450.235 | -2054.7612 | -405.8987 | 4312.332 | 1409.426 | 4503.0371 | -257.6261 | -1157.4772 | 1819.9344 | 563.3779 | 825.5727 | -1227.6555 | -714.28 | 603.1499 | 6791.292 | 0.10427 | -194.707
2030-05-14 | 12 | -10.6869 | 1552.2936 | -46.3385 | -417.7921 | -994.8329 | -677.6622 | 0.99289 | 1218.0862 | 633.3987 | -386.1562 | 3967.2837 | 59.5076 | 1044.7026 | 398.6199 | 2215.0657 | -297.2101 | 270.524 | 209.9989 | -518.4963 | -109.3869 | -1493.2655 | -6080.3394 | -359.0216 | -71.7296 | 2987.6409 | -1689.4518 | -1068.4818 | -488.7457 | -170.4122 | -74.3805 | 903.8721 | 859.2324 | 475.6705 | 40.1341 | 4.3548 | 2259.0483 | 1379.2192 | -678.0226 | 104.9099 | 449.4465 | -1983.2314 | -727.0286 | 4143.6143 | 1423.2764 | 4398.0376 | -258.2596 | -1076.4208 | 1774.3284 | 193.6985 | 511.3765 | -2082.6606 | -870.8897 | 1223.5775 | 2240.8591 | 0.10427 | -159.849
2030-05-14 | 13 | -29.4753 | 1078.6431 | -52.9501 | -490.2409 | -1405.636 | -241.3523 | 3278.6418 | 135.2845 | 518.8785 | -387.1475 | 3945.4563 | 83.4857 | 982.7999 | 525.5875 | 2338.6443 | -299.1157 | 308.8158 | 209.9989 | -555.5106 | 179.3257 | -1547.2241 | -5998.9551 | -312.8998 | -53.9247 | 3064.1606 | -1748.9281 | -1712.6472 | -344.0097 | -147.1627 | -169.9524 | 765.0927 | 2496.8191 | 90.0213 | 551.6517 | 3.3714 | 1893.299 | 3822.2905 | -618.9141 | 195.2471 | 449.5175 | -1911.7002 | -673.7143 | 3927.0798 | 1347.3196 | 4275.0815 | -259.7411 | -743.8496 | 2273.0134 | 419.9503 | 642.0848 | -2482.7654 | 0.054207 | 771.9142 | 3636.3694 | 0.10427 | -304.2306
2030-05-14 | 14 | -61.5178 | 845.6849 | -65.0722 | -650.0611 | -1559.4312 | -4.1688 | 3607.1677 | -87.3737 | 663.9168 | -397.1197 | 3897.6213 | 12.2836 | 1144.4501 | 545.9268 | 2383.8701 | -1271.0546 | 155.804 | 209.9989 | -522.1793 | 141.5937 | -1571.5475 | -5725.3633 | -300.6202 | -59.9938 | 2854.0955 | -2393.2676 | -1230.1569 | -345.9488 | -137.8149 | -124.3386 | 1634.5658 | 5960.2998 | 657.7245 | 1332.3777 | 4.7903 | 1887.9709 | 7646.4858 | -620.3416 | 136.042 | 449.4828 | -1976.3169 | -642.385 | 3689.4634 | 1283.1687 | 4008.8684 | -261.0208 | -768.4361 | 2342.7837 | 506.2543 | 777.3466 | -1920.1404 | 0.9944 | 686.3486 | 5698.2319 | 210.1043 | -302.8969
2030-05-14 | 15 | -60.3627 | 725.7982 | -65.8901 | -671.2627 | -1581.3983 | -9.6943 | 3512.8252 | -136.1069 | 540.7497 | -382.2924 | 3937.6479 | 29.6666 | 1188.5203 | 496.2223 | 2327.5598 | -830.5413 | 68.7781 | 209.9989 | -507.7943 | 81.135 | -1473.9015 | -6202.3921 | -278.5047 | -50.4467 | 2796.7354 | -2384.4502 | -1226.3547 | -368.9828 | -131.5573 | -50.0668 | 1738.1569 | 5861.3154 | 621.8002 | 1167.5814 | 3.0972 | 1076.4078 | 7867 | -590.2408 | 121.919 | 450.0623 | -1988.0554 | -555.2154 | 3712.7415 | 1266.067 | 4037.9116 | -262.2784 | -849.8229 | 2216.1077 | 193.9955 | 698.4385 | -1702.9288 | -27.1571 | 976.9274 | 6536.6177 | 210.1042 | -240.8532
2030-05-14 | 16 | -67.4163 | 589.9665 | -66.4614 | -675.7899 | -1615.304 | 101.2824 | 3408.7092 | -110.2226 | 572.955 | -353.7904 | 3914.5991 | 195.0004 | 1731.5748 | 565.0386 | 2360.0759 | -1083.0972 | 88.2489 | 209.9989 | -547.648 | 145.9366 | -1597.3149 | -6270.7314 | -257.9753 | -32.5755 | 3004.2197 | -2388.6572 | -1382.5502 | -336.2461 | -126.7867 | -35.2178 | 1902.3022 | 6387.1245 | 640.7446 | 1446.7793 | 3.6534 | 1057.5555 | 8893.6182 | -646.775 | 1.0025 | 450.0293 | -2080.0188 | -500.5973 | 3625.8433 | 1248.6553 | 3839.6963 | -262.9647 | -1040.0317 | 2264.384 | 68.457 | 845.0116 | -1277.8228 | -55.6001 | 960.9571 | 6526.5151 | 210.1043 | -212.7444
2030-05-14 | 17 | -39.62 | 928.491 | -56.1639 | -620.896 | -1093.4185 | -293.2036 | 906.7863 | 518.6042 | 441.0216 | -353.1105 | 3826.95 | 194.9989 | 1178.5806 | 514.8746 | 2299.6946 | -1113.7396 | -180.1808 | 209.9989 | -563.3046 | 23.2248 | -1582.899 | -6271.7407 | -260.556 | -9.8792 | 3089.4417 | -2065.8159 | -1169.2284 | -457.13 | -140.6499 | 27.2465 | 1974.8748 | 3759.9592 | 623.164 | 742.455 | 3.2771 | 508.3591 | 6523.7822 | -726.1713 | 21.9121 | 449.5722 | -1987.2781 | -456.573 | 3747.2656 | 1289.8175 | 3984.5229 | -263.0102 | -938.2049 | 2265.7993 | -87.32 | 743.4062 | -1128.6685 | -551.475 | 1115.527 | 7087.0552 | 210.1043 | -163.9121
2030-05-14 | 18 | -51.7425 | 139.9277 | -56.8295 | -715.0261 | -1783.7659 | -226.6602 | -1622.2767 | -297.3512 | 861.2329 | -348.8766 | 3802.4062 | 194.9997 | 1191.7795 | 443.593 | 2232.1868 | -666.6559 | -110.5459 | 209.9989 | -580.8825 | 199.1789 | -1549.7046 | -6590.1538 | -98.8347 | -10.8628 | 3313.2991 | -2161.3733 | -1690.2605 | -473.7074 | -100.163 | 283.8477 | 2007.6616 | 4121.4268 | 495.3981 | 954.785 | 2.0166 | 497.456 | 7988.8179 | -710.9288 | 76.1676 | 449.3915 | -2099.7083 | -3.1116 | 3846.7234 | 1319.722 | 4148.0732 | -267.1064 | -971.9152 | 2289.458 | -428.0523 | 1091.0498 | -490.7127 | -1093.1207 | 412.1003 | 13706.5596 | 210.1043 | -167.7681
2030-05-14 | 19 | -42.8972 | 62.351 | -56.1088 | -737.3011 | -1835.1884 | -526.5189 | -4736.6372 | 0.99899 | 685.1119 | -341.1299 | 3813.1565 | 195.0005 | 1222.0979 | 413.0984 | 2196.7815 | -378.0542 | -358.0731 | 209.9989 | -455.921 | 141.3692 | -1593.132 | -6982.7666 | -41.444 | -13.4614 | 2529.3289 | -2136.0764 | -1811.1528 | -582.7835 | -85.9655 | 471.8959 | 1941.5483 | 2969.0476 | 443.9762 | 646.3354 | 0.64944 | 453.7804 | 7027.7578 | -740.5957 | 0.99937 | 449.6044 | -2196.0249 | 160.9636 | 3858.7664 | 1304.5956 | 3972.2632 | -267.6306 | -1251.6805 | 2331.5847 | -616.4801 | 1180.8003 | -108.7159 | -1459.0317 | 332.7388 | 15851.3008 | 0.10427 | -144.071
2030-05-14 | 20 | -32.2932 | 136.6247 | -52.2458 | -714.032 | -1833.278 | -696.8253 | -6418.9497 | 1.1287 | 622.304 | -340.1283 | 3757.6909 | 195.1294 | 1083.5173 | 398.6451 | 2187.9385 | -306.6447 | -453.204 | 209.9989 | -418.1245 | 75.5585 | -1651.9341 | -7291.3438 | -42.2389 | -19.5747 | 2287.5156 | -2009.9323 | -1772.4093 | -632.3676 | -85.3073 | 519.8354 | 1902.3328 | 1871.6241 | 441.8495 | 421.5256 | 0.64944 | 501.0047 | 5925.9507 | -755.3402 | 5.0648 | 443.7018 | -2225.1726 | 145.9077 | 3910.7329 | 1323.7997 | 4021.9548 | -274.4409 | -1081.9744 | 2491.2346 | -538.6995 | 1237.7155 | -232.7452 | -1604.2885 | 192.0197 | 16486.9805 | 210.1042 | -146.9891
2030-05-14 | 21 | -30.6096 | 59.4948 | -54.8542 | -678.257 | -1832.0172 | -690.7339 | -6500.2441 | 132.2123 | 749.8041 | -340.2522 | 3836.2346 | 195.0012 | 655.8975 | 378.5753 | 2177.2456 | -297.1232 | -419.736 | 209.9989 | -448.2158 | -46.5055 | -1632.3956 | -7345.9658 | -65.5685 | -21.2547 | 2406.5474 | -1909.1028 | -1795.6553 | -621.9735 | -89.2143 | 527.397 | 2006.2891 | 1693.2435 | 459.6924 | 384.7805 | 0.64996 | 583.9314 | 5485.335 | -683.9031 | -15.2695 | 1.0014 | -2183.2253 | 61.8525 | 3841.5259 | 1296.4966 | 3755.6387 | -270.0123 | -1968.9851 | 3782.7722 | -61.891 | 1161.7629 | -195.9938 | -1599.1406 | 264.1095 | 16047.208 | 0.10427 | -138.1403
2030-05-14 | 22 | -26.1522 | 286.2071 | -55.7195 | -648.9471 | -1609.8248 | -828.8584 | -6926.1812 | 305.1527 | 879.2906 | -342.7738 | 3742.9209 | 195.0014 | 668.0635 | 381.3188 | 2179.8469 | -288.2414 | -467.616 | 209.9989 | -395.8086 | 149.9752 | -1680.4204 | -6907.9038 | -52.7669 | -10.8787 | 1900.0332 | -1874.1418 | -1851.49 | -655.2585 | -95.5692 | 476.3128 | 1964.6453 | 990.9373 | 400.4699 | 217.5761 | 0.64096 | 312.7889 | 4278.9307 | -723.4788 | -2.287 | 409.0157 | -1998.3387 | 174.4419 | 4204.5356 | 1444.3966 | 4361.0693 | -268.279 | -1131.7327 | 2416.1375 | -406.3351 | 1181.5469 | -662.4534 | -1472.6091 | 229.4517 | 15160.9062 | 0.10427 | -174.4989
2030-05-14 | 23 | -21.6769 | 221.3842 | -48.0386 | -601.9283 | -1373.7108 | -879.543 | -7669.7056 | 452.6029 | 263.8675 | -341.1153 | 3783.2773 | 194.9994 | 326.9865 | 373.0849 | 2167.0444 | -274.4064 | -468.7314 | 209.9989 | -334.2876 | 168.3934 | -1487.4969 | -6590.4219 | -20.2928 | -0.2227 | 1243.7679 | -1829.6117 | -1644.1344 | -649.7375 | -81.7168 | 556.4035 | 1945.0511 | 1001.1715 | 289.8708 | 140.2052 | 0.65871 | 3.6074 | 3200.041 | -503.8353 | 172.1029 | 449.4866 | -2234.0959 | 272.4585 | 4601.374 | 1546.5065 | 4930.6846 | -279.6883 | -507.5355 | 2635.8306 | 87.8912 | 1381.0796 | 67.8929 | -2032.1355 | -260.8696 | 15571.1699 | 210.1043 | -108.9659
2030-05-14 | 24 | -31.9082 | 689.7948 | -49.6663 | -686.6319 | -1009.6201 | -1228.1868 | -8692.1602 | 1443.9034 | 631.4803 | -307.9042 | 3795.6455 | 195 | 683.7674 | 320.1852 | 2145.1775 | -377.7387 | -349.6937 | 209.9989 | -352.2681 | 192.1782 | -1291.7114 | -6261.6973 | 33.8111 | -6.5478 | 1506.1135 | -2473.9954 | -1703.8104 | -770.5117 | -78.9506 | 637.4012 | 2257.6067 | 1858.644 | 410.495 | 244.8603 | 0.55294 | 486.4991 | 3120.2292 | -509.5068 | 462.7125 | 449.309 | -2169.1067 | 552.4555 | 3837.1614 | 1532.3534 | 4608.7222 | -292.7934 | -363.4194 | 2559.8235 | 844.9683 | 1270.3199 | 303.699 | -1897.0641 | 277.6856 | 16229.8467 | 210.1042 | -131.8315
2030-05-15 | 1 | -21.6025 | 1662.7114 | -41.484 | -516.4647 | -712.2187 | -1878.3734 | -9754.0391 | 2523.2847 | 1985.6731 | -209.3111 | 3867.0281 | 195.0001 | 2021.0874 | 236.3003 | 1883.3325 | -18.2928 | -270.6045 | 209.9989 | -198.6892 | 112.9495 | -1121.0574 | -6289.1211 | -46.557 | -37.9188 | 1178.7484 | -2343.4849 | -1736.2644 | -934.9463 | -117.9825 | 496.9077 | 2265.2949 | 6.8019 | 448.4707 | -72.6774 | 0.58462 | 751.211 | -109.6858 | -1067.0757 | 0.99842 | 449.5507 | -2319.0117 | 296.436 | 2899.9497 | 1553.7157 | 3352.8457 | -302.3771 | -625.3483 | 2270.0959 | 595.4427 | 1121.4045 | -304.5523 | -1644.9315 | 465.5755 | 14008.8213 | 210.1042 | -178.9891
2030-05-15 | 2 | -29.6744 | 1948.5699 | -42.363 | -501.871 | -545.5348 | -1894.562 | -8596.0967 | 2632.7009 | 2014.1732 | -130.0273 | 3779.8379 | 76.8697 | 1934.2191 | 232.2397 | 1840.3285 | 95.5994 | -66.0631 | 209.9989 | -212.4362 | 23.5654 | -946.2072 | -6067.5493 | -136.2929 | -46.4176 | 1346.5176 | -2425.5347 | -1666.9216 | -930.349 | -137.1439 | 346.9364 | 2134.666 | 866.71 | 485.9419 | 72.1897 | 0.68961 | 894.5955 | 991.4007 | -2.9689 | 183.9335 | 330.5959 | -2222.979 | -26.3455 | 3506.0339 | 1573.384 | 3859.1946 | -2.3077 | -259.8229 | 2033.2478 | 597.3556 | 832.9675 | -634.7963 | -1546.4559 | 922.1653 | 10477.5156 | 210.1042 | -147.6771
2030-05-15 | 3 | -29.1401 | 1090.8342 | -43.4749 | -401.0683 | -886.6076 | -1240.3428 | -7121.1768 | 1888.0219 | 2107.2312 | -122.075 | 3716.2051 | 29.2425 | 1924.3322 | 228.0258 | 1798.4465 | -304.8271 | 96.7865 | 209.9989 | -478.5433 | -89.727 | -856.9736 | -5628.124 | -150.678 | -18.891 | 2707.6514 | -2327.5693 | -1165.0588 | -726.2933 | -115.9203 | 385.1892 | 1988.1702 | 1184.5172 | 700.6619 | 312.2921 | 2.7404 | 914.2211 | 1009.311 | 1.0031 | 152.9831 | 449.2213 | -2232.1108 | -311.6783 | 3385.895 | 1328.6768 | 3709.6562 | -2.4578 | -273.0414 | 1301.4824 | -280.7583 | 945.6707 | -531.754 | -1188.8575 | 744.2792 | 9587.9434 | 210.1043 | -186.9204
2030-05-15 | 4 | -39.7974 | 865.4971 | -47.1085 | -393.8437 | -1259.8882 | -917.5392 | -5129.2632 | 737.4818 | 1904.866 | -118.8245 | 3451.865 | 28.1396 | 251.3055 | 241.2484 | 1733.6178 | -698.9472 | 121.6099 | 209.9989 | -405.3338 | -140.6416 | -928.2466 | -5661.7471 | -252.6731 | -30.3288 | 2027.4819 | -2269.6052 | -1049.72 | -579.7736 | -94.9109 | 122.0437 | 1809.1451 | 2418.9058 | 670.2307 | 540.6166 | 3.5165 | 865.2009 | 1899.1259 | 1.0011 | 294.7955 | 449.2027 | -2179.187 | -700.9949 | 3267.47 | 1048.3185 | 3743.9392 | -2.7157 | -276.3943 | 2841.5332 | 1182.7499 | 710.2971 | -1311.2791 | -822.2914 | 923.2045 | 5777.1631 | 210.1042 | -253.1856
2030-05-15 | 5 | -43.5912 | 520.6053 | -46.8305 | -509.0165 | -1420.5681 | -577.4788 | -4055.886 | 162.5532 | 2466.4626 | -71.503 | 3987.7971 | 134.3178 | 1928.6985 | 224.1693 | 1668.4365 | -1016.4837 | 160.0194 | 209.9989 | -465.5257 | -62.4282 | -1225.6823 | -5916.2671 | -215.3899 | -49.9855 | 2440.929 | -2151.7991 | -1116.2031 | -506.1843 | -100.8011 | 115.8305 | 2050.5293 | 3964.0752 | 641.3409 | 885.1281 | 4.0985 | 1286.2709 | 4006.6133 | -311.3333 | 268.0147 | 0.99933 | -2271.5276 | -486.132 | 3744.6384 | 1521.5881 | 4149.3291 | -3.2692 | -276.6824 | 2967.3203 | 1955.2324 | 896.0077 | -578.5627 | -811.9221 | 770.7562 | 5623.4639 | 210.1042 | -253.5535
2030-05-15 | 6 | -45.1243 | 402.4394 | -51.5958 | -508.4531 | -1483.9852 | -501.7335 | -3484.8718 | -144.8176 | 1955.9058 | -56.8482 | 3980.9912 | 168.7404 | 2010.825 | 251.9895 | 1650.5453 | -1196.0092 | 147.1548 | 209.9989 | -452.743 | 1.4897 | -1507.2072 | -6286.0659 | -200.4201 | -79.7177 | 2396.5525 | -2070.5271 | -1336.2452 | -475.3925 | -102.6662 | 98.9333 | 1587.2802 | 4313.3408 | 544.8837 | 970.8997 | 4.5207 | 1720.338 | 4253.4653 | -691.5963 | -2.0216 | 1.0006 | -2434.6545 | -394.2604 | 3457.2026 | 1436.6498 | 3847.0383 | -306.5455 | -277.0359 | 2806.9736 | 1199.2871 | 1087.9581 | -450.1695 | -811.4011 | -0.81555 | 6322.8193 | 210.1042 | -331.3866
2030-05-15 | 7 | -45.1133 | 519.7069 | -55.1224 | -513.5255 | -1808.3296 | -456.6393 | -1436.9619 | -489.0323 | 447.0652 | -100.5611 | 3923.2429 | 113.7975 | 2038.9497 | 374.5797 | 1884.2312 | -927.6382 | 155.7629 | 209.9989 | -632.7392 | -88.7386 | -1256.0619 | -5477.4287 | -219.3358 | -81.1683 | 3896.0542 | -2118.5117 | -1271.653 | -461.3192 | -123.8244 | 144.8435 | 1299.0608 | 4774.9585 | 579.8131 | 959.6467 | 4.858 | 1773.324 | 4660.3125 | -456.8322 | 47.6737 | 450.2168 | -2459.895 | -455.1288 | 4097.5479 | 1450.4336 | 4375.6338 | -295.557 | -276.9469 | 2779.5786 | 644.5093 | 948.1774 | -710.794 | -1049.4843 | 254.5334 | 7167.3667 | 210.1042 | -299.1118
2030-05-15 | 8 | -50.1043 | 742.0482 | -52.797 | -496.7932 | -1793.5226 | -474.3093 | -1568.7173 | 0.99004 | 642.074 | -141.788 | 3948.2271 | 118.7407 | 2102.4417 | 446.5277 | 2112.064 | -1163.6277 | 170.3914 | 209.9989 | -653.1284 | -102.0195 | -1215.4391 | -5318.6943 | -182.3739 | -86.3155 | 4170.1953 | -2066.8555 | -973.2853 | -451.2761 | -126.7994 | 213.8789 | 1415.8383 | 4924.1196 | 733.52 | 885.522 | 5.8795 | 2391.7595 | 4656.5288 | -665.6434 | -1.9406 | 70.2047 | -2338.9663 | -371.9888 | 4131.8428 | 1411.2588 | 4395.6216 | -278.3785 | -996.9316 | 2431.7668 | 265.598 | 841.2485 | -423.6189 | -1392.9678 | 310.6191 | 7209.0625 | 210.1043 | -194.5319
2030-05-15 | 9 | -40.3183 | 782.0964 | -44.4925 | -444.1842 | -1801.9629 | -377.963 | -24.533 | 29.7348 | 741.6799 | -183.8253 | 3988.8218 | 111.2065 | 2113.374 | 507.7028 | 2287.0154 | -251.4655 | 510.8094 | 209.9989 | -673.2155 | -101.1923 | -1167.8264 | -5342.5259 | -209.7992 | -92.7006 | 4307.27 | -1783.7203 | -1024.2343 | -391.4739 | -130.1511 | 152.3168 | 1142.4114 | 3812.9683 | 495.8199 | 696.1158 | 5.1759 | 2903.6118 | 3668.7573 | -690.1431 | 64.7768 | 450.0511 | -2256.9563 | -462.9182 | 4236.3901 | 1421.0874 | 4548.4341 | -272.0821 | -1057.275 | 2289.47 | 321.4503 | 729.0097 | -763.5049 | -1116.2224 | 466.2224 | 6180.519 | 0.10427 | -179.4968
2030-05-15 | 10 | -33.3656 | 834.6967 | -41.3207 | -463.7318 | -1814.8271 | -398.4207 | -20.5196 | 218.3554 | 558.1405 | -270.2393 | 3999.4199 | -98.0239 | 2114.7556 | 494.8177 | 2319.7646 | -186.4973 | 427.2509 | 209.9989 | -673.7266 | -140.1627 | -1183.2379 | -4884.4658 | -197.0574 | -92.7513 | 4389.1484 | -1732.835 | -560.9354 | -389.5644 | -131.6833 | 179.2982 | 1114.7855 | 3072.0874 | 666.776 | 496.6694 | 5.5267 | 2854.6292 | 3396.0171 | -762.7337 | 0.99724 | 449.3793 | -1763.3795 | -436.1869 | 4161.1616 | 1446.9828 | 4369.6548 | -261.6451 | -1347.6674 | 2258.0979 | 347.4684 | 653.1028 | -657.8434 | -1291.2391 | 461.8914 | 6910.1338 | 210.1043 | -154.2543
2030-05-15 | 11 | -37.2669 | 758.22 | -45.0944 | -483.1319 | -1791.787 | -371.2965 | -21.99 | 0.99825 | 476.0175 | -337.7321 | 3991.5339 | -18.203 | 2103.7769 | 463.5674 | 2283.4521 | -262.9702 | 449.9738 | 209.9989 | -654.2819 | -41.1791 | -1255.6774 | -5153.6851 | -151.095 | -93.127 | 4209.249 | -1768.4202 | -991.9459 | -380.4068 | -120.4067 | 201.1036 | 1171.714 | 3065.4102 | 452.0702 | 580.6962 | 5.2065 | 2744.1829 | 3575.239 | -723.223 | 96.551 | 450.2687 | -1719.1089 | -311.1539 | 3939.3855 | 1406.5923 | 4264.2314 | -259.6112 | -1278.3999 | 2344.9028 | 322.0335 | 816.7931 | -700.983 | -1435.6531 | 224.865 | 7459.3433 | 210.1042 | -163.8046
2030-05-15 | 12 | -32.9319 | 724.2115 | -42.3919 | -466.2596 | -1779.7769 | -333.7465 | 0.99578 | 55.176 | 319.0168 | -401.9511 | 3948.9937 | -3.2034 | 1205.8936 | 546.8685 | 2341.5981 | -380.7721 | 411.4314 | 209.9989 | -574.8319 | -50.194 | -1323.7528 | -5214.2363 | -158.9311 | -81.8675 | 3552.2937 | -1711.6298 | -1029.5229 | -350.1901 | -122.9469 | 196.9143 | 1195.4905 | 2723.3892 | 436.0562 | 508.7129 | 4.938 | 2472.563 | 3168.5757 | -745.4092 | 45.6311 | 450.3188 | -1618.4152 | -318.831 | 3714.1689 | 1321.9402 | 3974.4314 | -260.2123 | -1192.749 | 2060.2092 | 321.8947 | 829.7972 | -1018.764 | -1328.5103 | 170.2024 | 7420.2563 | 210.1042 | -166.8488
2030-05-15 | 13 | -22.866 | 791.3003 | -47.885 | -406.905 | -1626.6129 | -236.7173 | 1835.2379 | 177.0122 | 185.8371 | -391.4978 | 3941.856 | -10.077 | 1277.4684 | 658.5812 | 2437.7507 | -302.8275 | 242.0033 | 209.9989 | -483.4531 | 288.9579 | -1226.0803 | -4968.4326 | -208.3597 | -69.9943 | 2724.251 | -1511.0878 | -1687.3887 | -321.5542 | -135.1271 | 47.4985 | 950.9237 | 1759.5028 | -134.1491 | 618.2296 | 3.6814 | 1979.5065 | 2534.4561 | -770.2014 | -2.0806 | 88.503 | -2263.0623 | -384.5363 | 3556.9226 | 1277.2056 | 3647.4541 | -258.0494 | -1377.8625 | 1891.5527 | -3.9709 | 892.7764 | -716.8172 | -1298.9485 | 142.9081 | 6123.1699 | 210.1042 | -155.518
2030-05-15 | 14 | -26.3459 | 1024.3153 | -49.6509 | -418.082 | -1536.1072 | -327.8158 | 3151.7922 | -2.1572 | 214.5032 | -393.3456 | 3870.7283 | -14.0527 | 1193.1713 | 649.8493 | 2430.0039 | -365.1661 | 245.7802 | 209.9989 | -442.3745 | 139.9817 | -1259.8474 | -4956.0327 | -302.7165 | -70.7929 | 2354.8662 | -1595.9988 | -1349.3795 | -358.6632 | -146.3492 | -105.2048 | 1186.6243 | 1627.3483 | 46.9381 | 477.6381 | 4.1171 | 2028.4532 | 2296.9382 | -551.9581 | -2.605 | 438.0461 | -2175.7942 | -727.0162 | 3732.1667 | 1257.553 | 3826.5132 | -255.2627 | -1006.4931 | 2069.6848 | 193.0218 | 691.7112 | -1785.4294 | -260.1315 | 111.4807 | 6153.2471 | 210.1043 | -302.9708
2030-05-15 | 15 | -35.6255 | 728.588 | -55.5057 | -454.9623 | -1744.6127 | -168.3447 | 4017.6851 | -378.9641 | 1.0023 | -394.003 | 3926.2212 | -14.285 | 914.9999 | 633.7239 | 2418.5022 | -606.187 | 352.517 | 209.9989 | -442.8481 | 92.9535 | -1195.4866 | -5127.2266 | -274.3084 | -66.8972 | 2448.572 | -1709.1154 | -1407.7322 | -322.1096 | -130.1264 | -64.873 | 1248.6392 | 2828.4688 | 26.0158 | 643.5859 | 4.2507 | 1926.1083 | 3444.7466 | -314.8482 | 1.0001 | 239.396 | -2102.4148 | -703.037 | 4824.8081 | 1323.2264 | 4732.9038 | -254.9971 | -860.9485 | 2108.5425 | 27.3358 | 715.5578 | -1878.7574 | 1.0002 | 24.922 | 6012 | 210.1043 | -355.4328
2030-05-15 | 16 | -43.7276 | 742.9247 | -61.2619 | -496.3669 | -1733.3134 | -234.2342 | 3635.4211 | -393.2034 | 1.0051 | -398.1459 | 3896.938 | -44.7765 | 854.6793 | 621.967 | 2419.1487 | -609.3884 | 423.6162 | 209.9989 | -424.1647 | 49.776 | -1149.2389 | -4969.7124 | -263.4597 | -76.0973 | 2291.3701 | -1957.3789 | -972.02 | -356.1198 | -127.4065 | -32.4412 | 1483.0851 | 3351.5305 | 299.6079 | 721.4544 | 4.3479 | 2278.123 | 4004.9985 | -280.5452 | 1.0031 | 450.3151 | -1982.8296 | -709.9735 | 4754.0859 | 1299.6294 | 4666.2124 | -253.6355 | -758.4694 | 2135.4446 | 47.298 | 756.7421 | -1675.9822 | 0.99589 | 1.0117 | 6794.0757 | 210.1043 | -352.5928
2030-05-15 | 17 | -44.7576 | 645.1445 | -63.7241 | -521.8616 | -1723.1615 | -182.2684 | 3271.3828 | -383.8236 | -3.013 | -356.0208 | 3827.2029 | 194.9975 | 889.6384 | 629.0124 | 2388.8135 | -557.9436 | 367.6347 | 209.9989 | -423.9673 | 213.0366 | -1234.3773 | -4954.0576 | -232.6489 | -69.4083 | 2236.6042 | -1946.0717 | -1187.0576 | -343.1706 | -126.2282 | -23.4935 | 1337.225 | 3559.8403 | 257.3412 | 877.9619 | 3.8491 | 2306.7742 | 4586.3799 | -284.2699 | 0.99705 | 304.0583 | -2022.1271 | -544.9366 | 4783.1665 | 1289.5114 | 4713.8828 | -254.9539 | -865.2459 | 2265.2129 | -199.806 | 794.7293 | -1576.3843 | -53.8981 | 19.1445 | 7429.1943 | 210.1043 | -342
2030-05-15 | 18 | -34.2188 | 657.0489 | -63.6211 | -504.5143 | -1590.4169 | -293.4056 | 2598.7297 | -2.4227 | -102.457 | -339.1078 | 3808.7532 | 194.9993 | 1263.3219 | 614.5607 | 2374.1584 | -302.8695 | 233.0674 | 209.9989 | -431.0391 | 168.1427 | -1297.1602 | -5088.9307 | -208.2972 | -65.556 | 2411.3228 | -1815.3022 | -1325.4254 | -365.7206 | -125.7337 | 75.0761 | 984.3224 | 2653.5161 | 12.2765 | 728.5187 | 2.6702 | 2116.364 | 3865.7881 | -475.7859 | 120.4599 | 450.4505 | -2075.9285 | -394.6782 | 3830.2107 | 1244.8802 | 4034.0515 | -258.5145 | -792.6398 | 2476.4878 | -363.014 | 723.8025 | -1171.5253 | -387.2188 | 661.9804 | 7998.0347 | 210.1042 | -219.0208
2030-05-15 | 19 | -40.1975 | 771.9776 | -58.6051 | -581.9973 | -1709.6973 | -468.8168 | 470.3556 | 0.99912 | -274.5812 | -353.0185 | 3794.9614 | 195.0009 | 1736.8801 | 501.7397 | 2269.9314 | -169.4371 | 315.7479 | 209.9989 | -429.7216 | 170.4948 | -1544.1686 | -5541.8252 | -154.0606 | -69.1485 | 2319.0249 | -1931.6021 | -1024.6088 | -427.4965 | -119.7213 | 154.4597 | 1128.856 | 3131.9868 | 368.6609 | 671.0583 | 4.6157 | 2407.8677 | 4465.9209 | -660.3123 | 179.2594 | 450.3593 | -1639.9397 | -128.2419 | 3635.6541 | 1313.6572 | 4067.8152 | -263.5987 | -851.8204 | 2858.1423 | -422.1717 | 962.7469 | -547.3978 | -938.0659 | 334.7481 | 9475.0049 | 0.10427 | -179.7762
2030-05-15 | 20 | -48.1277 | 746.7662 | -61.757 | -619.2861 | -1712.9679 | -458.6126 | -319.3628 | 0.9936 | -18.569 | -305.035 | 3808.8638 | 195.0011 | 1001.9355 | 422.0703 | 2223.499 | -419.9388 | 189.8751 | 209.9989 | -415.2444 | 46.0956 | -1456.3431 | -6028.9414 | -168.3573 | -97.8305 | 2290.3472 | -2269.4893 | -1026.6655 | -454.8192 | -120.4397 | 195.82 | 1343.4897 | 3750.5703 | 547.657 | 858.9792 | 4.2426 | 2852.0591 | 5123.6387 | -645.484 | 192.8263 | 450.3455 | -2108.6768 | -221.6765 | 3635.0728 | 1320.7472 | 4083.9124 | -265.6627 | -663.1113 | 2913.1018 | -502.315 | 960.0269 | -811.2285 | -972.8185 | 253.5235 | 10659.4521 | 0.10427 | -191.0871
2030-05-15 | 21 | -57.8538 | 711.9954 | -67.465 | -661.1853 | -1695.3403 | -433.7844 | -807.6999 | 21.5349 | -157.7137 | -232.5976 | 3830.218 | 127.9302 | 1250.1754 | 453.4426 | 2257.9402 | -836.8389 | 124.9417 | 209.9989 | -444.2187 | 28.0277 | -1642.5824 | -5873.7651 | -109.2148 | -73.5442 | 2618.032 | -2457.9211 | -988.207 | -461.6321 | -115.3028 | 260.6491 | 1564.5111 | 4811.439 | 599.4506 | 1110.5923 | 5.2103 | 1682.3547 | 6106.8613 | -708.8951 | 14.2013 | 449.9562 | -1690.1135 | -113.0272 | 3586.5754 | 1276.3402 | 3771.8433 | -260.8191 | -933.8023 | 2825.1301 | -395.5887 | 1010.6186 | -147.7669 | -1342.8213 | 181.1028 | 10411.3398 | 0.10427 | -147.3238
2030-05-15 | 22 | -57.6001 | 817.1368 | -69.3974 | -673.7356 | -1673.2607 | -455.0445 | -692.4796 | 80.2586 | 576.7639 | -276.6741 | 3811.6726 | 195.0001 | 1544.739 | 452.7232 | 2243.5774 | -821.4872 | 103.4052 | 209.9989 | -561.303 | 330.2097 | -1668.5312 | -5595.7896 | -133.1265 | -49.8849 | 3164.7129 | -2455.8337 | -1193.6473 | -479.0065 | -120.2465 | 179.1715 | 1860.499 | 4745.6924 | 537.0098 | 1075.1797 | 4.5913 | 1064.4207 | 6002.0347 | -575.7102 | 79.0463 | 450.3437 | -1630.8641 | -36.6211 | 3658.0325 | 1296.4158 | 4011.3315 | -265.1335 | -703.4359 | 2859.4524 | -677.1448 | 1006.3028 | -300.5096 | -1138.1016 | 103.8187 | 10089.2314 | 210.1042 | -165.7336
2030-05-15 | 23 | -52.4646 | 740.2653 | -59.1088 | -670.9311 | -1730.5599 | -380.1263 | -1361.444 | -59.8142 | 81.8185 | -267.8258 | 3799.1814 | 195.0013 | 1411.9249 | 460.4073 | 2244.8337 | -927.46 | 8.3626 | 209.9989 | -636.3323 | 254.944 | -1297.1383 | -5840.2236 | -137.851 | -25.2793 | 3555.4785 | -2303.3352 | -935.0724 | -470.7386 | -115.0431 | 238.4503 | 1992.1475 | 4509.8325 | 544.7856 | 992.7468 | 3.5245 | 705.363 | 6106.4155 | -748.3002 | -2.1708 | 245.3614 | -2390.5237 | -104.518 | 3158.1384 | 1240.2677 | 3416.467 | -277.2763 | -1077.7512 | 2612.5273 | -356.9389 | 1035.1361 | -222.5584 | -1433.4116 | -192.9288 | 10871.5127 | 210.1043 | -205.974
2030-05-15 | 24 | -53.1709 | 559.7558 | -52.1074 | -700.1906 | -1806.7394 | -340.0403 | -3045.802 | -201.5813 | 365.2814 | -119.7774 | 3855.6704 | 154.5862 | 1060.5885 | 427.6014 | 2212.0886 | -964.5396 | -24.1626 | 209.9989 | -465.5279 | 253.3869 | -1407.5168 | -5727.0371 | -68.3721 | 32.0379 | 2179.2368 | -2215.4792 | -797.9032 | -481.6863 | -95.8011 | 341.7869 | 2660.4695 | 4588.0483 | 664.7053 | 973.5006 | 3.2689 | -408.9351 | 6597.938 | -569.8771 | 113.8685 | 449.4695 | -2415.5798 | 161.7163 | 3268.2568 | 1234.6722 | 3648.8997 | -292.7037 | -665.1599 | 2754.0276 | 13.3487 | 1335.7975 | 255.4908 | -963.1914 | 1.0463 | 12364.7725 | 210.1042 | -217.8321
2030-05-16 | 1 | -58.008 | 350.9314 | -51.5534 | -693.9738 | -1869.7261 | -391.6797 | -2900.7087 | 0.99332 | 1525.5945 | -160.1941 | 3841.8105 | -40.2124 | 1583.4053 | 265.4255 | 1909.9447 | -1084.174 | 99.7648 | 209.9989 | -546.5617 | 203.2553 | -1162.0229 | -5657.7573 | -38.2035 | 24.5831 | 2803.9773 | -2381.5371 | -887.2261 | -494.575 | -76.0493 | 411.2115 | 2535.0496 | 5138.3652 | 672.9416 | 1020.3677 | 2.7884 | 1.0025 | 7206.5088 | -957.9385 | 1.0026 | 449.6208 | -2371.8328 | 73.5382 | 2581.4136 | 1327.9219 | 2998.9851 | -301.7852 | -1030.8596 | 1311.0554 | -1423.1384 | 1157.2628 | -292.7849 | -508.4791 | 4.2469 | 13083.917 | 210.1042 | -233.244
2030-05-16 | 2 | -70.5843 | 144.0255 | -54.5588 | -693.9303 | -1717.3759 | -183.9948 | -1558.0734 | 1.0003 | 1918.3116 | -181.4536 | 3799.8818 | -140.2341 | 1221.8972 | 147.3683 | 1693.349 | -1313.7753 | 260.5876 | 209.9989 | -498.3773 | 146.4316 | -952.632 | -5107.7744 | -56.0656 | 10.3703 | 2556.8083 | -2441.0312 | -915.8977 | -417.7074 | -70.7609 | 401.6057 | 2299.3438 | 6471.2012 | 585.7525 | 1367.1774 | 2.6128 | 119.5194 | 8235.1055 | -985.6903 | 0.99993 | 449.6247 | -2305.3425 | 10.3659 | 2519.551 | 1379.1152 | 3052.8821 | -307.87 | -846.8843 | 2372.3269 | -9.892 | 910.751 | -902.869 | -694.366 | 443.2465 | 11768.1045 | 210.1043 | -205.3717
2030-05-16 | 3 | -73.6808 | -16.1357 | -54.3519 | -667.558 | -1763.9004 | -82.8974 | -1339.7808 | 0.99673 | 2079.7959 | -175.4521 | 3805.8457 | -146.6434 | 1276.8617 | 114.4893 | 1583.884 | -1359.8848 | 355.1261 | 209.9989 | -505.2868 | 46.2085 | -856.6447 | -4979.7944 | -58.0745 | 2.4627 | 2697.4827 | -2507.2471 | -777.7434 | -388.6179 | -67.3888 | 427.9899 | 2252.2539 | 7106.0234 | 658.0863 | 1427.989 | 2.6286 | 285.7776 | 8413.1025 | -1030.0645 | 0.99893 | 449.5965 | -2220.2361 | -8.4331 | 2490.1975 | 1363.905 | 3048.3755 | -310.6744 | -648.9519 | 2381.2043 | 230.2945 | 814.4557 | -991.8751 | -967.6268 | 385.4138 | 10770.0693 | 210.1043 | -194.523
2030-05-16 | 4 | -72.3058 | 35.8337 | -52.3602 | -646.7911 | -1696.6069 | -52.9207 | -1233.302 | 48.9535 | 1895.0731 | -160.8364 | 3777.6006 | -133.3041 | 2003.5132 | 84.7233 | 1495.9513 | -1373.7705 | 380.6158 | 209.9989 | -416.8492 | 40.544 | -920.463 | -5040.2222 | -84.5236 | -4.7567 | 2142.5276 | -2471.9885 | -835.1343 | -375.5241 | -71.6899 | 379.4181 | 2178.3188 | 7237.7319 | 641.4606 | 1454.9399 | 2.9215 | 325.5556 | 8075.0332 | 1.0008 | 395.1263 | 168.8951 | -2246.7856 | -148.5803 | 2943.8909 | 1361.2859 | 3581.9819 | -2.3418 | -272.8782 | 2003.9929 | -62.1671 | 981.0311 | -555.6865 | -1090.9398 | 275.7851 | 9472.0098 | 210.1042 | -190.8855
2030-05-16 | 5 | -68.3982 | 139.1607 | -53.0727 | -629.0275 | -1758.306 | -131.9135 | -1092.7454 | 60.824 | 2102.1335 | -115.3109 | 3796.8269 | 1.0004 | 1988.5353 | 205.591 | 1621.0165 | -1210.6145 | 311.5671 | 209.9989 | -337.6836 | -14.094 | -1009.1345 | -5515.7158 | -118.2875 | -8.3472 | 1602.2644 | -2444.9626 | -1184.8708 | -397.7418 | -77.5582 | 322.0172 | 2178.4688 | 6912.854 | 527.358 | 1322.2928 | 2.0879 | 170.5535 | 7435.8662 | -197.6526 | 21.1906 | 1.0008 | -2250.8936 | -308.0052 | 3565.9734 | 1579.2943 | 3843.6577 | -2.7095 | -278.5383 | 2714.3391 | 621.7264 | 986.4695 | -1319.4369 | -841.2493 | -683.5552 | 9106.874 | 210.1043 | -394.048
2030-05-16 | 6 | -67.5582 | 288.8882 | -57.445 | -644.0149 | -1681.1395 | -254.6445 | -1129.4368 | 0.99423 | 1659.1146 | -90.6096 | 3893.9749 | 107.8502 | 2050.4934 | 211.9679 | 1745.0753 | -1400.2322 | 365.9312 | 209.9989 | -387.4744 | -158.5769 | -1248.9702 | -5792.0801 | -150.3088 | -32.1004 | 1944.1608 | -2559.2537 | -830.8559 | -427.3653 | -87.65 | 293.7243 | 2698.0007 | 6703.5962 | 754.256 | 1282.266 | 3.2372 | 525.9005 | 7300.0029 | -367.5963 | 0.99975 | 42.1525 | -2391.1128 | -338.4431 | 3755.6865 | 1494.619 | 3928.4666 | -2.6765 | -276.6016 | 2783.4453 | 761.7461 | 934.6444 | -901.3586 | -315.3914 | -245.207 | 9096.9209 | 210.1042 | -341.0616
2030-05-16 | 7 | -53.0671 | 636.9351 | -56.6883 | -596.4514 | -1704.2812 | -353.1988 | 474.6937 | 25.6797 | 838.2753 | -107.0515 | 3939.5483 | 139.694 | 1897.9344 | 317.8557 | 1961.6909 | -1418.2092 | 241.2991 | 209.9989 | -542.7519 | -173.1812 | -1563.2461 | -5979.0352 | -193.7855 | -5.7487 | 2978.9785 | -2312.6248 | -773.1662 | -413.2722 | -117.3082 | 212.6362 | 2673.9578 | 5498.3315 | 761.0429 | 994.8306 | 3.9327 | 165.0524 | 5919.5874 | -724.3539 | 0.99795 | 417.9068 | -2247.7563 | -302.4911 | 4009.2026 | 1390.0833 | 4257.0142 | -253.7171 | -272.6113 | 2761.7886 | 350.1962 | 863.6251 | -539.5496 | -86.0796 | 1.0024 | 7616.8306 | 210.1043 | -305.6465
2030-05-16 | 8 | -50.5144 | 951.7764 | -56.1372 | -596.9445 | -1830.0612 | -296.6598 | 2090.4038 | 471.1818 | 366.3425 | -145.0195 | 3874.4478 | 152.4301 | 1304.6644 | 478.7799 | 2309.1548 | -1172.722 | 200.3247 | 209.9989 | -700.8094 | -165.3951 | -1587.0312 | -6144.1724 | -262.1736 | -39.6708 | 4137.2974 | -2201.8438 | -851.1928 | -407.1506 | -145.7593 | 102.227 | 2210.5144 | 5701.8237 | 697.5206 | 1034.2562 | 4.6645 | 571.3801 | 6067.3931 | -804.7219 | -2.4334 | 446.8706 | -2126.1218 | -471.1306 | 3937.8403 | 1338.5129 | 4187.812 | -278.1073 | -588.7753 | 2099.1758 | -33.838 | 723.3912 | -449.1391 | -347.7355 | 182.6092 | 5897.5215 | 0.10427 | -203.9743
2030-05-16 | 9 | -44.6808 | 893.092 | -48.8846 | -572.2993 | -1694.5913 | -212.1326 | 2413.481 | 402.4467 | 427.3001 | -328.8317 | 3866.4084 | -36.3997 | 1517.4022 | 483.197 | 2336.3865 | -1286.0969 | 171.5905 | 209.9989 | -697.0897 | 28.0496 | -1555.5781 | -5904.1011 | -260.3366 | -43.7056 | 4079.4985 | -2055.5464 | -931.5806 | -387.3867 | -142.5393 | 58.0752 | 1880.6571 | 5407.2041 | 641.4605 | 992.6584 | 5.4014 | 952.0268 | 5928.7563 | -823.3334 | 0.99805 | 449.8766 | -2072.3787 | -495.0563 | 3896.1746 | 1300.4133 | 4031.0754 | -265.6007 | -1095.7073 | 1909.0725 | 15.2692 | 725.1751 | -375.5393 | -202.9063 | 236.3297 | 6047.6011 | 210.1043 | -188.5986
2030-05-16 | 10 | -41.1906 | 911.1383 | -45.7789 | -568.655 | -1538.7552 | -206.8927 | 2361.7087 | 480.3242 | 768.4345 | -352.8265 | 3874.0825 | -5.0788 | 1515.0887 | 477.6003 | 2321.5747 | -1331.4106 | 100.9636 | 209.9989 | -683.6052 | 93.6699 | -1600.0708 | -5606.6538 | -259.4018 | -44.986 | 4009.3184 | -1970.8254 | -980.0549 | -389.2263 | -142.758 | 49.6595 | 1900.7411 | 5144.1353 | 625.735 | 945.1776 | 5.3814 | 891.3442 | 5744.2388 | -847.4996 | -2.4453 | 449.5611 | -2023.5048 | -489.6695 | 3862.7349 | 1265.9473 | 4074.9055 | -257.9543 | -893.8705 | 1783.8076 | -60.391 | 723.2745 | -358.8482 | -171.7591 | 477.4469 | 6242.686 | 210.1043 | -177.9632
2030-05-16 | 11 | -40.6151 | 911.5246 | -45.6912 | -568.3642 | -1421.7906 | -206.5366 | 1749.9846 | 665.1995 | 595.5546 | -394.6619 | 3890.467 | 17.5359 | 1601.5836 | 530.191 | 2364.3086 | -1615.9802 | 69.5021 | 209.9989 | -705.9938 | 71.4792 | -1656.0662 | -5708.4424 | -236.3985 | -37.2283 | 4163.6719 | -1926.1447 | -1150.7406 | -396.3961 | -144.3053 | 89.9834 | 1869.0045 | 5001.0688 | 645.7276 | 966.5318 | 4.7029 | 1152.9908 | 5357.5439 | -882.0217 | -2.1744 | 246.6037 | -1780.465 | -398.6907 | 3834.2979 | 1267.0582 | 4027.8215 | -253.0521 | -1050.4352 | 1760.6742 | -385.2455 | 691.9278 | -767.9918 | -377.6813 | 494.1295 | 6812.9888 | 210.1043 | -178.1249
2030-05-16 | 12 | -30.2403 | 1149.0088 | -44.2756 | -548.7285 | -1209.1084 | -455.5736 | 986.2274 | 898.5253 | 377.0503 | -397.6134 | 3884.3374 | 10.1015 | 1807.2031 | 520.1041 | 2347.467 | -963.2911 | 213.9845 | 209.9989 | -644.7312 | -44.1272 | -1667.847 | -5837.1328 | -242.1828 | -49.4208 | 3868.6724 | -1929.7521 | -1117.4576 | -471.6353 | -149.7429 | 120.624 | 1562.4481 | 3518.1729 | 632.0782 | 589.9749 | 3.9042 | 2122.4946 | 4001.5637 | -904.7704 | -2.2399 | 231.0345 | -1631.3983 | -411.9538 | 3893.5815 | 1269.4039 | 4045.9771 | -248.9048 | -906.3237 | 1683.5093 | -443.8464 | 541.7965 | -1172.4761 | -326.2911 | 490.2694 | 7697.9307 | 210.1043 | -176.4051
2030-05-16 | 13 | -24.3904 | 1442.4768 | -47.9241 | -541.9839 | -1366.7518 | -779.3245 | 2276.5447 | 850.239 | 111.0073 | -401.4118 | 3897.8728 | -5.0465 | 1832.9993 | 553.2856 | 2368.7134 | -299.2563 | 252.0756 | 209.9989 | -638.1117 | -16.887 | -1533.7985 | -5343.1816 | -268.893 | -49.0168 | 3810.1477 | -2000.2056 | -1121.9335 | -561.3866 | -152.5783 | 42.1131 | 1412.1876 | 2830.3843 | 589.0521 | 340.6662 | 4.0845 | 2514.5598 | 3697.698 | -853.962 | -2.3893 | 329.2663 | -1390.0964 | -528.6835 | 3762.2632 | 1214.0013 | 3918.3491 | -247.4452 | -981.4603 | 1844.0739 | -343.7099 | 384.5368 | -1645.3226 | 53.2314 | 72.7044 | 7718.1924 | 0.10427 | -277.6393
2030-05-16 | 14 | -36.769 | 1182.9966 | -49.923 | -535.0678 | -1306.8146 | -484.8791 | 3695.8032 | 568.4613 | 31.3162 | -400.243 | 3878.094 | 8.9304 | 1420.5366 | 601.1831 | 2406.7244 | -478.4319 | 310.3905 | 209.9989 | -632.1767 | 90.2309 | -1658.6178 | -5332.3696 | -289.1134 | -43.2267 | 3649.2695 | -1880.83 | -1336.1459 | -456.9676 | -148.0017 | -61.9789 | 1423.2996 | 3212.3174 | 438.532 | 538.7374 | 4.3582 | 2474.0039 | 4517.7876 | -474.8818 | 1.0031 | 85.0448 | -1416.3171 | -618.1917 | 4783.7832 | 1273.558 | 4626.4854 | -243.5324 | -1070.5652 | 1896.1498 | -516.7624 | 531.6511 | -1625.6938 | 376.5507 | -38.6481 | 6590.728 | 0.10427 | -325.9142
2030-05-16 | 15 | -42.2501 | 834.1437 | -50.9446 | -513.5328 | -1485.3154 | -254.1553 | 4343.543 | 124.3445 | 1.0013 | -406.399 | 3890.0825 | -4.5896 | 1320.3527 | 647.7812 | 2445.5007 | -515.1381 | 383.2866 | 209.9989 | -638.1285 | 81.4262 | -1617.9768 | -5040.3389 | -292.8987 | -47.343 | 3768.355 | -1861.9094 | -1246.5367 | -386.8408 | -137.6193 | -93.9822 | 1452.4055 | 4041.062 | 454.7451 | 775.2612 | 4.4572 | 2566.7192 | 5081.3442 | -362.2775 | 1.0033 | 157.5891 | -1217.9935 | -676.2994 | 4914.2344 | 1265.4702 | 4761.5298 | -243.5228 | -1070.3812 | 1912.7501 | -494.973 | 510.8489 | -2048.9192 | 327.0739 | 0.99946 | 6123.7964 | 0.10427 | -328.5748
2030-05-16 | 16 | -40.3442 | 639.4733 | -51.6832 | -504.5317 | -1580.9857 | -183.4005 | 4387.8535 | -267.472 | -538.2242 | -352.4995 | 3877.0071 | 194.9997 | 1190.4932 | 644.9249 | 2418.7979 | -520.238 | 342.6902 | 209.9989 | -629.1201 | 81.3542 | -1581.0575 | -4651.9702 | -296.2296 | -45.792 | 3718.8979 | -1793.6005 | -1158.4106 | -352.5417 | -126.5903 | -102.487 | 1311.9889 | 3992.9766 | 354.5292 | 749.1531 | 4.3647 | 2501.325 | 4817.4146 | -457.1057 | -79.3444 | -3.0321 | -1153.9303 | -708.9573 | 4961.5464 | 1258.92 | 4684.0005 | -243.57 | -1598.3652 | 2118.2954 | -470.6236 | 449.6973 | -1503.6272 | 133.1325 | 234.2639 | 6550.8027 | 0.10427 | -274.3568
2030-05-16 | 17 | -38.5258 | 505.7519 | -53.2506 | -478.6722 | -1460.3297 | -173.4565 | 4221.3706 | 246.2241 | -599.5524 | -354.9964 | 3860.6694 | 195.0046 | 1248.5474 | 667.4103 | 2441.7427 | -642.014 | 289.9737 | 209.9989 | -622.7571 | 85.8383 | -1612.0505 | -4611.2139 | -254.3837 | -45.3565 | 3806.3813 | -1677.1199 | -1429.7753 | -335.7819 | -124.2279 | 10.1216 | 1127.6183 | 3389.2349 | 197.1711 | 701.4529 | 4.384 | 2412.8652 | 4057.3511 | -398.8107 | -40.6248 | -3.3736 | -1340.2041 | -565.8348 | 5086.5439 | 1291.5504 | 4846.2432 | -246.3154 | -1577.7726 | 2219.5198 | -773.4628 | 607.4163 | -1030.9397 | -175.7188 | -1.776 | 7087.0483 | 0.10427 | -261.6794
2030-05-16 | 18 | -39.3557 | 436.6185 | -59.6101 | -518.643 | -1426.5134 | -175.1355 | 3719.5095 | 191.5942 | -921.7895 | -359.1716 | 3860.2942 | 194.9976 | 1262.233 | 668.0096 | 2438.4346 | -935.297 | 319.3173 | 209.9989 | -599.0369 | 281.1722 | -1572.5157 | -4365.5806 | -183.3232 | -44.8155 | 3713.0718 | -1776.2712 | -1895.1976 | -345.6081 | -117.3366 | 57.9557 | 991.3751 | 4053.407 | 52.6618 | 885.702 | 4.435 | 2348.9656 | 4635.4863 | -481.7059 | 0.95349 | 47.7544 | -1483.6324 | -325.4449 | 5106.2803 | 1354.882 | 4954.9937 | -250.4532 | -1606.9171 | 2246.8323 | -1141.4435 | 728.9276 | -989.5092 | -490.6507 | -277.088 | 7509.1172 | 0.10427 | -277.6302
2030-05-16 | 19 | -43.7295 | 513.5539 | -61.9578 | -560.0558 | -1279.4623 | -214.3463 | 3299.5872 | 257.487 | -1068.9595 | -338.2785 | 3917.635 | 194.9969 | 1782.1063 | 679.4748 | 2468.9031 | -962.8677 | 304.1362 | 209.9989 | -606.0832 | 211.5622 | -1620.4912 | -4454.3486 | -189.1114 | -44.0952 | 3745.2751 | -1987.2281 | -1677.9718 | -379.366 | -118.949 | 80.7329 | 1136.0168 | 4563.2231 | 318.9869 | 886.7653 | 5.527 | 2501.6038 | 5131.7915 | -603.691 | 1.0009 | 192.8369 | -1611.8951 | -274.3908 | 5144.3716 | 1409.5039 | 5008.8564 | -257.0299 | -1242.8292 | 2353.2756 | -857.8466 | 589.7537 | -1397.9579 | -513.4692 | -169.9195 | 7446.7549 | 210.1043 | -279.0905
2030-05-16 | 20 | -40.9989 | 744.7095 | -59.8937 | -571.7421 | -1369.3357 | -365.0751 | 2868.4089 | 356.6594 | -414.4746 | -348.9886 | 3935.5054 | 194.9998 | 2038.8698 | 613.2568 | 2391.2183 | -894.6224 | 296.5361 | 209.9989 | -607.3126 | 10.3803 | -1632.0979 | -4729.79 | -238.7846 | -45.4092 | 3755.3538 | -2173.1218 | -1163.8049 | -457.4363 | -129.7354 | 73.6742 | 1274.522 | 4445.5044 | 666.7462 | 709.4454 | 6.2363 | 2497.6458 | 5011.2495 | -725.9107 | -2.2262 | 317.5033 | -1540.2385 | -400.4897 | 4611.4214 | 1393.1643 | 4554.9932 | -259.4055 | -1290.9869 | 2467.7134 | -571.0261 | 418.3065 | -2015.6661 | -300.2073 | 1.0226 | 7298.6562 | 210.1043 | -303.2196
2030-05-16 | 21 | -44.2502 | 602.9022 | -61.5564 | -539.4285 | -1327.2853 | -278.5053 | 2794.7141 | 606.1614 | -196.3989 | -355.6885 | 3859.3547 | 195.0099 | 1185.9821 | 580.0598 | 2359.7002 | -1274.0914 | 76.6218 | 209.9989 | -698.4285 | 277.9269 | -1591.5024 | -4909.1104 | -168.6643 | -17.9789 | 4209.6855 | -2046.1713 | -1517.0936 | -437.5844 | -126.5553 | 131.3907 | 1456.7502 | 4856.6489 | 472.6157 | 924.4762 | 5.8069 | 1586.6812 | 5275.9565 | -761.3965 | -2.1752 | 288.6614 | -1820.4941 | -241.9517 | 4223.8735 | 1398.3627 | 4284.5659 | -255.6635 | -1302.1899 | 2231.8013 | -704.3765 | 773.9025 | -607.772 | -621.8263 | -162.0816 | 7620.9155 | 210.1043 | -187.3247
2030-05-16 | 22 | -58.3776 | 363.1996 | -65.5684 | -609.2371 | -1342.5111 | -74.2014 | 3387.9363 | 271.5901 | 371.0695 | -357.0211 | 3828.3186 | 195.0008 | 1753.0659 | 565.9153 | 2355.387 | -1648.459 | 78.0682 | 209.9989 | -711.6388 | 345.0154 | -1830.3992 | -5111.0776 | -158.8543 | -8.1602 | 4147.3643 | -2203.3547 | -1579.0468 | -397.9666 | -115.5155 | 143.6607 | 1798.064 | 6250.4165 | 570.7075 | 1317.0197 | 5.6644 | 1535.0419 | 6945.042 | -789.9888 | -73.145 | 0.9981 | -1935.975 | -164.0735 | 4335.7695 | 1431.7805 | 4500.6045 | -263.5138 | -1548.8544 | 2088.6699 | -747.5993 | 867.1235 | -339.754 | -270.1153 | -17.0948 | 8202.1807 | 0.10427 | -157.6319
2030-05-16 | 23 | -53.4419 | 59.74 | -60.8525 | -593.5505 | -1361.2081 | -95.6275 | 1482.429 | 0.99673 | 81.9664 | -322.8041 | 3839.5945 | 195.0008 | 1121.4061 | 528.6647 | 2315.9119 | -1610.9926 | 8.8049 | 209.9989 | -655.5228 | 503.2867 | -1629.2607 | -5376.7539 | -34.3455 | -7.2124 | 3736.8889 | -2094.7224 | -1773.8556 | -393.3155 | -89.3344 | 338.163 | 1483.1517 | 5567.8389 | 371.6745 | 1156.4888 | 4.2055 | 1308.3116 | 6339.3086 | -462.4532 | -1.9551 | 315.4763 | -2040.082 | 253.607 | 4534.6055 | 1453.6068 | 4689.5381 | -276.7402 | -795.3148 | 2479.1377 | -418.5588 | 1096.7419 | 514.8412 | -746.8104 | -450.8271 | 10722.2959 | 210.1043 | -218.9485
2030-05-16 | 24 | -57.9708 | -16.5723 | -54.541 | -617.9182 | -1473.7086 | -107.1987 | -37.1583 | 0.99884 | 439.993 | -145.6025 | 3840.95 | 107.5656 | 782.4003 | 506.7374 | 2306.395 | -1442.1251 | 90.938 | 209.9989 | -550.5545 | 387.1275 | -1290.874 | -5045.2798 | -17.5883 | -10.0677 | 2853.5598 | -2216.7988 | -1616.6143 | -412.8951 | -76.3129 | 414.9464 | 1671.8403 | 6040.5566 | 403.4848 | 1224.2156 | 4.7796 | 888.1051 | 7036.7026 | -160.3026 | 328.995 | 164.5335 | -2291.4297 | 157.0248 | 4589.7246 | 1555.453 | 4955.9155 | -3.9192 | -277.0154 | 2752.6577 | 440.2925 | 1244.4014 | 277.918 | -89.4145 | -650.8113 | 11780.0479 | 210.1043 | -344.6787
2030-05-17 | 1 | -58.826 | 169.9297 | -54.404 | -573.5634 | -1645.4244 | -278.5585 | -19.0422 | -134.9942 | 1200.7081 | -137.9483 | 3845.1057 | 129.7676 | 1769.1257 | 392.9492 | 2092.1548 | -1381.2706 | 282.8713 | 209.9989 | -583.2324 | 275.1004 | -1051.9161 | -3945.5315 | -46.6911 | -37.1678 | 3279.0037 | -2391.1121 | -1515.9877 | -437.1052 | -71.3716 | 353.2506 | 1844.4685 | 6193.4175 | 530.8221 | 1245.3129 | 5.45 | 1739.421 | 6564.8115 | -173.9442 | 0.99815 | 1.0002 | -1836.4541 | 61.4152 | 4114.2324 | 1591.4753 | 4279.1436 | -2.8726 | -277.093 | 2718.1616 | 1011.1257 | 1054.145 | 80.4398 | -50.7628 | 5.9052 | 10031.6084 | 210.1042 | -248.947
2030-05-17 | 2 | -50.8869 | 523.9453 | -49.7207 | -523.4068 | -1715.1958 | -413.6825 | 0.99429 | -2.0706 | 1796.8462 | -205.7839 | 3808.6455 | -48.3553 | 1919.6537 | 349.3941 | 1937.4962 | -1359.1763 | 266.8939 | 209.9989 | -573.7827 | 92.4797 | -1121.5851 | -3138.8203 | -131.441 | -50.4693 | 3272.2578 | -2296.7161 | -1183.6852 | -439.7366 | -84.2914 | 190.6826 | 1714.7042 | 5645.8545 | 572.6506 | 1124.9746 | 6.6515 | 1978.4639 | 5607.6094 | 1.0019 | 214.8872 | 1.0007 | -1409.6648 | -78.8006 | 3195.1777 | 1571.8806 | 3609.936 | -2.8963 | -379.9798 | 2931.1272 | 1556.337 | 703.8836 | -827.6926 | -49.4565 | 459.0932 | 6765.4185 | 210.1043 | -228.3124
2030-05-17 | 3 | -36.0952 | 777.299 | -42.7311 | -455.1033 | -1690.1521 | -537.3909 | -2.9526 | -19.6193 | 1966.7203 | -259.6422 | 3795.2043 | -153.5707 | 1937.8204 | 469.2268 | 2139.0796 | -1118.1508 | 226.0877 | 209.9989 | -549.8821 | 3.4904 | -1134.3525 | -3029.156 | -193.5978 | -51.5311 | 3093.687 | -2065.575 | -1021.5872 | -444.9025 | -95.6719 | 71.7328 | 1235.4088 | 4229.9409 | 431.8611 | 868.6551 | 7.3833 | 1817.891 | 4287.8535 | 0.99844 | 188.7119 | 449.1646 | -1282.9497 | -264.2108 | 3417.3721 | 1564.6077 | 3890.5198 | -39.9875 | -273.3357 | 2873.124 | 1771.0005 | 605.0491 | -1444.0835 | -49.1147 | 467.3017 | 5497.7261 | 210.1043 | -243.6131
2030-05-17 | 4 | -33.2181 | 917.0361 | -42.0665 | -424.9739 | -1612.5486 | -621.4575 | 0.99116 | -1.8174 | 1916.0533 | -254.4169 | 3825.4434 | -141.9865 | 1942.608 | 427.737 | 2159.6614 | -1170.799 | 260.0802 | 209.9989 | -514.8754 | -157.2832 | -1183.5613 | -3968.8394 | -265.1541 | -61.2861 | 2774.7048 | -2047.9091 | -861.5591 | -460.468 | -104.7614 | -13.6796 | 1669.6887 | 3729.7957 | 476.7867 | 794.5193 | 7.1451 | 2048.5339 | 3792.8696 | -62.0391 | 122.106 | 449.2143 | -1244.5291 | -506.5818 | 3405.9753 | 1604.512 | 3806.678 | -2.5109 | -276.5956 | 2864.2517 | 1882.7015 | 541.7503 | -1358.3119 | -49.5375 | 757.0808 | 5584.4375 | 210.1042 | -219.267
2030-05-17 | 5 | -28.4979 | 473.8385 | -40.5669 | -394.5694 | -1689.1053 | -420.2387 | 0.98979 | -328.519 | 2160.4771 | -136.5172 | 3859.2078 | 87.3768 | 1898.0211 | 414.0743 | 2062.2515 | -1128.64 | 177.9547 | 209.9989 | -477.7156 | 96.9931 | -1350.5958 | -5359.1606 | -170.1927 | -64.021 | 2655.3179 | -1696.501 | -1584.1108 | -367.6042 | -86.1414 | 61.9792 | 1084.887 | 3140.7593 | -80.0677 | 805.9826 | 4.8109 | 1779.4624 | 3231.385 | -2.8547 | 342.8332 | 1.0003 | -1604.5283 | -260.782 | 3068.4121 | 1601.8765 | 3721.9648 | -3.1803 | -279.2174 | 2871.6689 | 1769.9432 | 806.5087 | -521.7283 | -50.4354 | 365.1658 | 5621.4946 | 210.1043 | -236.6969
2030-05-17 | 6 | -27.198 | 576.497 | -42.0222 | -412.1207 | -1541.1335 | -446.1715 | 0.99136 | -1.7222 | 1708.8198 | -113.9387 | 3870.4954 | 155.1788 | 1922.235 | 378.093 | 2140.781 | -439.6959 | 462.8003 | 209.9989 | -408.6149 | -59.1685 | -1360.0603 | -5897.7036 | -192.1811 | -75.8524 | 2078.2271 | -1639.7651 | -1389.5143 | -371.8122 | -99.067 | 119.4436 | 1087.6658 | 2939.7161 | -29.2358 | 682.0919 | 4.732 | 1905.9457 | 3275.1814 | -3.1176 | 156.5376 | 0.99887 | -1924.174 | -364.8782 | 3950.6279 | 1649.6322 | 4315.2104 | -3.572 | -279.0355 | 2817.375 | 1362.7164 | 843.7024 | -519.6255 | -51.0856 | -2.212 | 4969.5742 | 210.1042 | -324.3143
2030-05-17 | 7 | -15.0688 | 633.4164 | -40.7609 | -360.9121 | -1138.5967 | -512.0131 | 1.0359 | 496.4941 | 753.0941 | -161.7276 | 3861.248 | 126.0693 | 2015.2181 | 366.7534 | 2209.8083 | 258.8002 | 546.0568 | 209.9989 | -401.9698 | -111.7453 | -1416.2354 | -5856.3379 | -162.4078 | -85.2281 | 2257.6758 | -1331.9197 | -1635.2203 | -365.8016 | -117.1244 | 246.9412 | 562.3469 | 1808.2844 | -365.2409 | 455.5739 | 3.0444 | 2257.4656 | 1958.6572 | -64.8858 | 186.6003 | 253.1042 | -1749.3052 | -160.7631 | 4707.1572 | 1570.1191 | 4911.1567 | -3.7641 | -276.6648 | 2732.6326 | 475.4185 | 634.5997 | 0.98812 | -480.3186 | 347.8887 | 3618.6399 | 210.1043 | -248.7675
2030-05-17 | 8 | -12.0965 | 1087.5343 | -40.9096 | -352.9575 | -1286.7437 | -620.4629 | 1241.8413 | 924.6548 | 409.2704 | -359.9809 | 3889.8008 | 195.0009 | 1726.3077 | 410.0264 | 2251.8701 | -70.3421 | 626.5108 | 209.9989 | -584.9 | -103.8126 | -1452.8497 | -5342.562 | -237.3985 | -78.8023 | 3602.6392 | -1372.6906 | -1359.4419 | -412.4855 | -145.5059 | 146.6614 | 669.5994 | 1628.5913 | -109.5536 | 370.3055 | 3.9858 | 2740.009 | 1587.7201 | -573.1415 | -25.9862 | 0.99873 | -1495.1538 | -318.2976 | 4555.8599 | 1437.0186 | 4660.0171 | -276.1383 | -1269.713 | 2228.262 | 17.4126 | 394.8401 | -378.3977 | -817.6005 | 479.9102 | 2208.2871 | 0.10427 | -153.3064
2030-05-17 | 9 | -9.197 | 1111.181 | -38.9594 | -357.9904 | -1556.7949 | -663.0592 | 1054.7212 | 795.3801 | 776.2492 | -354.5741 | 3885.5713 | 194.9991 | 1995.9265 | 363.671 | 2192.825 | -115.8474 | 628.8569 | 209.9989 | -652.5865 | 32.1733 | -1448.3792 | -5274.1753 | -223.436 | -72.3062 | 3948.7449 | -1318.8295 | -1276.7639 | -438.8531 | -142.3543 | 108.9794 | 761.1118 | 1887.5846 | -74.702 | 296.2835 | 3.7205 | 2547.7109 | 1812.828 | -700.5682 | -1.7746 | 1.0011 | -1424.1355 | -303.7178 | 4512.3232 | 1438.4005 | 4686.9521 | -263.6293 | -1474.6831 | 1866.8689 | 156.4353 | 562.182 | -762.9549 | -798.5316 | 1.0063 | 2728.3098 | 0.10427 | -184.6176
2030-05-17 | 10 | -18.5684 | 873.0827 | -42.1468 | -397.7555 | -1766.8859 | -519.8975 | 937.1757 | 708.2715 | 288.7061 | -354.5391 | 3931.0864 | 195.0007 | 1897.3994 | 309.7638 | 2140.6658 | -81.7444 | 702.5217 | 209.9989 | -649.6086 | 57.6619 | -1448.4897 | -4870.7939 | -178.4638 | -75.7496 | 3979.6392 | -1470.7552 | -1068.4338 | -426.901 | -131.1544 | 168.8129 | 819.43 | 2628.1797 | 19.7002 | 471.8103 | 3.8308 | 2569.7698 | 2877.5093 | -681.677 | 118.7635 | 449.739 | -1433.0476 | -203.1541 | 4515.4385 | 1453.0121 | 4733.7524 | -260.1638 | -1415.8719 | 1754.6348 | 63.7007 | 635.9936 | -330.845 | -614.5186 | 1.0061 | 3780.0945 | 0.10427 | -163.3117
2030-05-17 | 11 | -24.4421 | 540.7401 | -43.5368 | -419.1622 | -1409.7961 | -326.812 | 603.22 | 476.1101 | -2.8454 | -354.4346 | 3933.6108 | 194.9986 | 1359.3864 | 305.957 | 2137.7319 | -1089.3657 | 297.5491 | 209.9989 | -541.0034 | 143.5136 | -1463.1898 | -4611.2822 | -152.0425 | -85.7244 | 3404.0454 | -1525.4575 | -1392.4031 | -372.4212 | -116.3997 | 212.8501 | 882.5899 | 2648.9004 | -97.6753 | 713.6555 | 2.3256 | 2300.7842 | 3456.2725 | -718.7376 | 56.5943 | 449.5109 | -1469.2274 | -135.1868 | 4499.9429 | 1410.8539 | 4618.4126 | -258.6114 | -1399.6752 | 1693.3923 | -114.0591 | 563.3003 | -785.6567 | -378.2206 | 82.1483 | 3945.7024 | 0.10427 | -172.2001
2030-05-17 | 12 | -39.0965 | 543.465 | -52.8694 | -543.2038 | -806.3726 | -385.054 | 427.5028 | 1139.2805 | -654.3407 | -364.7356 | 3915.3364 | 130.9283 | 1462.0387 | 293.7679 | 2132.6199 | -952.0128 | 301.8466 | 209.9989 | -473.8902 | 105.5066 | -1442.9999 | -4687.7212 | -114.2669 | -83.9682 | 2931.821 | -1986.5016 | -1082.9713 | -459.1604 | -113.8388 | 327.539 | 1425.6936 | 3659.7446 | 314.466 | 854.1449 | 1.9858 | 2283.3979 | 5467.4814 | -730.6844 | -2.3588 | 449.4772 | -1253.2529 | 2.424 | 4297.4351 | 1365.8008 | 4344.4531 | -257.0419 | -1164.4313 | 1796.2163 | -274.5031 | 586.8111 | -454.6684 | -485.2687 | 91.149 | 5779.2349 | 0.10427 | -154.4906
2030-05-17 | 13 | -42.7117 | 729.0762 | -59.6387 | -627.9246 | -1354.8859 | -402.2997 | 1743.2181 | 284.3831 | -215.1572 | -345.4662 | 3895.7856 | 194.9996 | 1527.8363 | 345.3906 | 2158.0193 | -759.6891 | 114.3034 | 209.9989 | -568.0681 | 501.0519 | -1688.7627 | -4848.5703 | -89.4188 | -37.465 | 3380.8933 | -1988.8696 | -1677.9984 | -478.9916 | -111.4089 | 170.9771 | 1391.9669 | 3825.0928 | 92.5882 | 836.4838 | 2.2241 | 1613.5217 | 6265.5874 | -798.2311 | -2.216 | 294.1859 | -1300.4763 | 105.7732 | 4197.3008 | 1343.4708 | 4252.1938 | -258.5468 | -1188.5475 | 1754.1379 | -128.9708 | 751.8047 | -507.901 | -70.3694 | -252.5199 | 5409.5859 | 0.10427 | -204.8486
2030-05-17 | 14 | -61.4268 | 937.0606 | -80.8189 | -713.5113 | -947.2656 | -262.258 | 3420.1768 | 550.6215 | -923.1018 | -344.4476 | 3889.9434 | 195.0006 | 1460.0813 | 394.9722 | 2180.0842 | -1041.876 | 116.9755 | 209.9989 | -612.8425 | 488.3729 | -1929.1906 | -4872.6235 | -177.6876 | -38.5713 | 3477.3818 | -2522.7139 | -1660.8315 | -451.2356 | -127.1795 | -24.3681 | 1564.5874 | 5036.4814 | 351.8629 | 1154.2559 | 4.2542 | 1793.4792 | 8203.415 | -627.6346 | 0.99825 | 87.4323 | -1293.0758 | -130.7304 | 4811.5254 | 1378.309 | 4710.3545 | -257.8114 | -1602.4589 | 1779.14 | -234.1809 | 815.8361 | -1209.324 | -13.1058 | -1064.509 | 4354.5425 | 210.1043 | -360.5616
2030-05-17 | 15 | -59.0033 | 1104.5023 | -85.2667 | -723.5281 | -586.5189 | -414.9497 | 4582.8442 | 513.8124 | -983.274 | -344.6236 | 3841.0505 | 194.9995 | 771.2128 | 513.9116 | 2306.8372 | -310.8422 | 241.7763 | 209.9989 | -694.4148 | 519.3127 | -1799.7573 | -4885.604 | -212.772 | -27.8388 | 3955.4465 | -2642.3108 | -1732.0581 | -489.402 | -130.0406 | -164.0583 | 1810.7324 | 4720.8867 | 457.9451 | 947.8428 | 4.1961 | 1847.0026 | 7699.8003 | -275.6907 | 0.99911 | 22.6064 | -900.67 | -298.1388 | 5098.9351 | 1414.5956 | 5016.0908 | -259.1113 | -1095.6772 | 2381.6882 | 237.2922 | 793.9929 | -1065.0647 | 514.1885 | -866.4069 | 5452.2676 | 210.1043 | -365.8236
2030-05-17 | 16 | -67.3416 | 924.8071 | -88.962 | -711.1005 | -741.927 | -276.5488 | 4629.6665 | 77.5154 | -953.2468 | -352.3255 | 3827.0068 | 195.001 | 776.767 | 536.0319 | 2328.8259 | -190.5633 | 252.0269 | 209.9989 | -780.2861 | 390.8002 | -1892.238 | -5016.54 | -264.8206 | -12.6574 | 4249.2129 | -2620.8218 | -1789.9104 | -436.6744 | -123.0347 | -219.9677 | 1735.4531 | 4953.6235 | 335.3275 | 953.4847 | 3.202 | 1366.4363 | 6968.9814 | -252.4972 | 1.0002 | 158.1018 | -834.1954 | -461.0647 | 5080.6914 | 1401.2335 | 5047.8867 | -261.9589 | -961.6191 | 2614.5698 | 417.5669 | 512.0551 | -1257.0399 | -50.9086 | -674.269 | 4692.71 | 210.1043 | -310.0665
2030-05-17 | 17 | -76.9083 | 362.7494 | -92.5961 | -695.5652 | -788.7761 | -12.3543 | 4854.1782 | 0.98302 | -1231.2002 | -339.9876 | 3855.5652 | 195.0004 | 807.174 | 471.7228 | 2269.0193 | -1585.2203 | 204.6 | 209.9989 | -799.6805 | 446.6975 | -1945.5145 | -5221.1963 | -192.043 | -15.3418 | 4249.541 | -2573.0288 | -1883.4255 | -327.819 | -101.4638 | -97.3569 | 1970.1132 | 6166.626 | 284.888 | 1232.337 | 4.4518 | 934.8703 | 7321.1602 | -237.3995 | 0.99938 | 234.9258 | -1035.3184 | -273.4189 | 5151.5981 | 1425.2156 | 5046.6499 | -156.7273 | -1011.9643 | 2714.9902 | 327.4121 | 787.8093 | -135.2927 | -486.2483 | -1006.5367 | 6298.3843 | 210.1043 | -269.0831
2030-05-17 | 18 | -74.574 | 434.2015 | -93.8917 | -668.4382 | -657.6977 | -154.3668 | 3631.6333 | 746.2315 | -1265.8878 | -143.479 | 3852.6917 | 158.6578 | 1004.3571 | 345.1532 | 2195.6545 | -1554.8457 | 209.1673 | 209.9989 | -721.4529 | 312.3526 | -1812.7076 | -5300.5659 | -120.746 | -51.8828 | 4174.6421 | -2643.4438 | -1426.8915 | -384.6034 | -107.4833 | 42.0863 | 2187.5061 | 5576.5879 | 485.2628 | 1052.688 | 4.4054 | 751.2938 | 6826.4067 | -297.9987 | -2.2679 | 443.5788 | -1070.9789 | -55.0592 | 5288.355 | 1453.286 | 5046.5864 | -3.1867 | -1099.4286 | 2637.8604 | -9.4508 | 763.0944 | 414.5696 | 1.0024 | -356.7236 | 5742.8545 | 210.1043 | -183.7139
2030-05-17 | 19 | -79.4417 | 259.2441 | -95.6906 | -661.5657 | -815.413 | -20.9435 | 3998.353 | 268.9193 | -912.8185 | -127.2033 | 3872.2012 | 171.7245 | 2068.0452 | 313.812 | 2163.3743 | -1360.0298 | 243.5502 | 209.9989 | -724.7711 | 430.689 | -1959.2374 | -5308.5156 | -150.133 | 35.8143 | 4182.1836 | -2605.0898 | -1407.7012 | -354.7387 | -105.4218 | -2.8119 | 2387.4756 | 5871.9604 | 355.5656 | 1165.1575 | 3.1934 | -548.157 | 7484.3423 | -476.4282 | 1 | 185.6082 | -1239.0476 | 0.99423 | 4550.0107 | 1401.8374 | 4589.8247 | -275.783 | -1630.3918 | 2375.4626 | -729.0302 | 824.1406 | -161.3204 | -473.019 | -450.0097 | 6428.3057 | 0.10427 | -206.559
2030-05-17 | 20 | -76.9121 | -19.1464 | -85.0002 | -698.6934 | -741.9464 | 153.2457 | 3532.9883 | 402.5737 | -1167.9216 | -126.5476 | 3868.1023 | 166.3112 | 2108.4663 | 301.8788 | 2151.5574 | -1805.6414 | 215.7397 | 209.9989 | -669.7095 | 473.9026 | -1789.504 | -5513.0352 | -64.3268 | 34.8456 | 4059.4163 | -2393.978 | -1787.4058 | -314.8169 | -93.8992 | 174.1256 | 2144.0154 | 6220.4277 | 87.7724 | 1296.9254 | 1.4877 | -498.7607 | 8411.249 | -775.0004 | 1.0016 | 449.342 | -1494.7327 | 328.154 | 4458.8472 | 1385.7388 | 4523.3965 | -278.0952 | -1444.9977 | 2265.3862 | -637.9226 | 570.4108 | -164.5094 | -936.5823 | -2.6685 | 5760.8486 | 0.10427 | -103.7964
2030-05-17 | 21 | -95.2829 | -341.1432 | -91.0106 | -706.5275 | -882.7689 | 144.0946 | 1627.2023 | 388.9693 | -665.5949 | -121.7041 | 3846.7629 | 121.5556 | 1591.8135 | 92.6452 | 2054.2532 | -1760.4412 | 262.9843 | 209.9989 | -564.6354 | 308.9268 | -1533.8623 | -4939.665 | 14.9734 | 13.0552 | 3507.9211 | -2787.8496 | -1675.6644 | -309.691 | -76.6017 | 444.0404 | 2366.7563 | 7499.5156 | 163.0889 | 1603.3394 | 0.49572 | -248.8212 | 9651.5254 | -770.3414 | 0.99996 | 449.3319 | -1594.6984 | 499.0451 | 4504.2563 | 1368.8904 | 4506.416 | -272.5193 | -1457.254 | 1923.197 | -1490.9083 | 560.7995 | 1.0383 | -1573.2758 | -2.5339 | 7333.6377 | 0.10427 | -74.4253
2030-05-17 | 22 | -99.7216 | -322.5198 | -92.9369 | -719.3724 | -1118.9431 | -34.9656 | 686.5721 | 643.0225 | -187.6197 | -223.65 | 3839.4106 | 194.9971 | 1578.0946 | 178.0702 | 1848.1924 | -1580.5624 | 231.3608 | 209.9989 | -549.6303 | 252.3231 | -1386.4457 | -4379.0029 | 66.1953 | -11.8121 | 3540.5815 | -3024.7908 | -1150.3599 | -362.1756 | -69.089 | 603.8412 | 2499.8921 | 7308.8154 | 293.8081 | 1635.1837 | 0.37755 | -42.4664 | 10126.8447 | -782.5147 | 22.1522 | 449.3457 | -1405.7866 | 659.3224 | 4499.7334 | 1374.8901 | 4538.4717 | -270.2018 | -1260.0677 | 2255.6213 | -1237.4043 | 550.7407 | 270.2553 | -1648.4076 | -192.6559 | 8118.7627 | 0.10427 | -66.1136
2030-05-17 | 23 | -97.5274 | -364.5004 | -85.3898 | -716.6735 | -1143.6937 | -35.8886 | 0.98886 | 831.5659 | -2.8945 | -196.0401 | 3814.2495 | 146.4933 | 1327.7977 | 103.3357 | 1809.1981 | -1774.1381 | 182.0109 | 209.9989 | -420.9227 | 260.8347 | -838.5062 | -2584.6777 | 96.8688 | -31.3122 | 2716.6028 | -2998.9062 | -948.1849 | -370.7195 | -64.1875 | 736.4621 | 2326.1162 | 7423.3223 | 334.5201 | 1651.2528 | 0.47402 | 1.0063 | 10243.3936 | -586.7038 | 260.3403 | 449.0954 | -1792.4783 | 671.7895 | 4607.8584 | 1376.2399 | 4978.5952 | -278.5912 | -607.8204 | 2433.3479 | -747.1457 | 565.7939 | 620.0212 | -1777.6527 | -115.0334 | 8494.9971 | 210.1043 | -96.108
2030-05-17 | 24 | -93.2577 | -291.1884 | -71.3076 | -735.4688 | -1214.7078 | -109.2769 | -937.2928 | 888.5421 | 1.0057 | -103.7399 | 3823.4185 | 49.7023 | 1340.7135 | 0.99918 | 1616.5103 | -1957.2577 | 161.5424 | 209.9989 | -395.2086 | 196.5253 | -290.3557 | -868.7652 | 171.0334 | -50.5731 | 2875.1321 | -2528.9131 | -609.3306 | -386.713 | -55.4954 | 930.6874 | 1840.8967 | 7603.3442 | 198.9577 | 1660.7128 | 0.58305 | 226.3336 | 10007.7705 | -584.1511 | 276.0974 | 449.0316 | -2172.5222 | 812.2082 | 4110.4287 | 1363.3577 | 4627.0674 | -290.8277 | -603.7529 | 2043.5109 | -544.877 | 690.0377 | 720.8206 | -2464.5273 | -138.3474 | 9217.4209 | 210.1043 | -76.4981
2030-05-18 | 1 | -91.8968 | -587.4227 | -63.5604 | -730.9457 | -1258.7928 | -58.0226 | -3201.593 | 993.0512 | 230.9397 | -86.6504 | 3760.0466 | 31.1797 | 1591.08 | -50.6847 | 1304.1116 | -2069.7439 | 245.4207 | 209.9989 | -252.2319 | 213.4723 | -6.2021 | -2.126 | 286.5663 | -66.387 | 2095.5002 | -2203.9111 | -733.4133 | -344.6993 | -31.3582 | 1154.3043 | 1463.2488 | 7933.8213 | -127.5409 | 1743.9563 | 0.467 | 199.0229 | 9660.0811 | -167.7702 | 1.0018 | 449.3967 | -2244.6523 | 1077.425 | 3613.1704 | 1310.7595 | 3978.4807 | -251.6319 | -272.682 | 1175.8237 | -851.9706 | 692.7025 | 426.8202 | -2639.9478 | 1.0097 | 9519.251 | 210.1042 | -48.916
2030-05-18 | 2 | -84.2061 | -369.4406 | -58.8312 | -708.4763 | -1040.7378 | -251.759 | -4513.1289 | 1744.2659 | 1176.3383 | -79.1158 | 3615.8328 | 23.1824 | 1073.7687 | -165.3583 | 1088.4396 | -1894.3623 | 354.2721 | 209.9989 | -276.8292 | 326.1088 | 0.43738 | 67.0162 | 325.7513 | -68.6319 | 2301.7866 | -2075.0999 | -769.345 | -399.1023 | -34.6759 | 1153.2413 | 1215.0304 | 7823.6323 | -55.3107 | 1594.6376 | 1.7034 | 379.9841 | 8595.3047 | -300.6725 | 14.996 | 449.3786 | -2286.4128 | 1168.6979 | 3322.365 | 1368.0037 | 3607.1301 | -46.3104 | -272.9826 | 1283.5309 | -728.033 | 791.7943 | 632.2599 | -3310.1716 | -11.0274 | 9373.4131 | 210.1043 | -54.7502
2030-05-18 | 3 | -69.0468 | -193.3469 | -52.4308 | -637.1045 | -1192.8044 | -401.1698 | -5435.3511 | 1432.9222 | 1644.4708 | -120.2126 | 2752.7683 | -86.2094 | 2008.745 | -238.0359 | 956.6651 | -1590.0956 | 311.1303 | 209.9989 | -158.0837 | 203.4894 | 30.8861 | 40.6537 | 246.5025 | -81.9666 | 1395.8469 | -1967.639 | -241.3636 | -409.3603 | -38.2566 | 1012.3339 | 1111.4183 | 6513.1558 | -45.9698 | 1295.9436 | 3.3896 | 416.3159 | 6486.106 | -135.6825 | 399.5369 | 0.99738 | -2203.3225 | 884.6498 | 3191.7876 | 1037.7332 | 3811.4946 | -2.5194 | -273.0396 | 815.6843 | -1406.4482 | 757.4935 | -27.4912 | -3020.2212 | -2.1774 | 9216.0381 | 210.1043 | -28.5418
2030-05-18 | 4 | -54.4995 | -175.8473 | -48.0299 | -613.9424 | -1384.0225 | -584.9217 | -5109.7188 | 786.9712 | 1967.0717 | -164.2286 | 3706.3782 | -162.7117 | 1938.1771 | -163.7829 | 1184.8329 | -1049.1063 | 259.8027 | 209.9989 | -36.8252 | 275.7104 | -168.3018 | 99.6766 | 181.3019 | -37.9738 | 874.2611 | -1862.3309 | 9.4204 | -466.7523 | -38.6582 | 799.6878 | 1364.6992 | 5171.4136 | 11.4616 | 967.3266 | 4.6586 | 16.4103 | 5128.689 | -89.2343 | 343.6937 | 0.99996 | -2197.99 | 650.0539 | 3080.1763 | 1102.5574 | 3664.3831 | -2.4735 | -273.0634 | 1632.7997 | -142.6346 | 917.5477 | 122.0148 | -2477.1033 | -1.3661 | 10342.0176 | 210.1043 | -66.358
2030-05-18 | 5 | -47.3966 | 63.7701 | -45.6875 | -449.9926 | -1127.014 | -805.6733 | -6378.5713 | 1208.9657 | 1822.2949 | -162.6424 | 3769.6389 | -146.8009 | 1937.3665 | -99.4851 | 1292.6385 | -666.2558 | 195.7269 | 209.9989 | 30.3659 | 261.1479 | -254.1858 | 78.3285 | 160.146 | -28.0994 | 614.2396 | -1703.7511 | 25.2959 | -490.5274 | -50.9309 | 782.4243 | 1398.1024 | 3145.5994 | -87.595 | 760.407 | 4.5095 | -216.0227 | 3102.8477 | -162.5116 | 262.0794 | 0.99844 | -2243.7507 | 580.588 | 3088.7383 | 1202.5809 | 3618.8318 | -2.4153 | -276.9887 | 1379.1149 | -319.8172 | 992.642 | 420.2836 | -2463.375 | 1.019 | 9915.4629 | 210.1042 | -106.5699
2030-05-18 | 6 | -41.2638 | 575.0446 | -48.3894 | -592.797 | -844.9166 | -1027.0442 | -7193.3315 | 1837.9136 | 1821.1278 | -183.7671 | 3712.1746 | -181.2951 | 1939.491 | -69.3985 | 1357.0586 | -760.6046 | 199.8997 | 209.9989 | -83.9796 | 26.0604 | -280.2999 | -99.1152 | 77.2047 | -25.3127 | 902.6559 | -1893.5966 | 253.2588 | -603.9045 | -74.564 | 731.0552 | 1739.3684 | 3573.0483 | 304.5582 | 659.6763 | 5.4895 | 31.7983 | 3036.2988 | -154.6354 | 252.4665 | 1.0001 | -2199.1284 | 357.1025 | 3053.2878 | 1125.594 | 3581.4675 | -2.4095 | -276.7985 | 1102.7582 | -885.0053 | 816.9542 | 23.6557 | -3017.7969 | 372.3438 | 9621.1729 | 210.1043 | -57.0576
2030-05-18 | 7 | -31.6151 | 246.934 | -49.4496 | -489.601 | -757.9332 | -816.5139 | -7290.9111 | 2012.369 | 1813.2456 | -164.145 | 3781.5288 | -145.4662 | 1881.0919 | -93.6925 | 1269.7761 | -679.0527 | 41.355 | 209.9989 | -257.7009 | 41.7267 | -573.6478 | -1706.405 | 79.3743 | -17.8591 | 1658.2327 | -1838.6807 | -138.8683 | -542.2834 | -78.8634 | 729.2308 | 1414.9875 | 2249.3591 | 262.8322 | 524.0461 | 5.0501 | 57.7311 | 2203.2246 | -420.5106 | 450.6346 | 1.0001 | -2290.2078 | 351.3482 | 3129.2485 | 1197.573 | 3812.7883 | 0.994 | -277.9476 | 2517.3669 | 755.8558 | 1010.9969 | 570.5017 | -3154.4783 | 25.5621 | 9905.3711 | 210.1042 | -80.3195
2030-05-18 | 8 | -14.4362 | 809.3692 | -49.5687 | -481.1154 | -586.9199 | -1233.9874 | -8115.3979 | 2254.3298 | 1250.5492 | -149.4034 | 3777.5764 | -120.559 | 1914.6764 | -107.8196 | 1224.5558 | -557.3323 | -204.7929 | 209.9989 | -322.1265 | -46.2347 | -827.0599 | -3092.8806 | -31.5977 | -22.7201 | 1897.21 | -1824.3289 | -711.73 | -660.1413 | -100.2026 | 588.4492 | 1354.6874 | 423.9263 | 273.6273 | 5.3472 | 4.0223 | 4.7253 | -88.0309 | -1.8675 | 500.7194 | 1.001 | -2218.9539 | 127.4937 | 3337.8572 | 1076.8077 | 3952.0999 | 0.99002 | -273.7908 | 1681.3239 | -294.2232 | 785.7898 | 708.408 | -2533.9375 | 451.3253 | 9090.7598 | 210.1042 | -33.0217
2030-05-18 | 9 | -15.5048 | 749.3301 | -53.4568 | -514.6663 | -628.3712 | -1185.2424 | -7751.2036 | 1887.8213 | 1.0026 | -142.5386 | 3835.6313 | -28.8416 | 2060.4446 | 6.9954 | 1458.5139 | -607.5933 | -163.5859 | 209.9989 | -597.3614 | 230.2004 | -1091.7933 | -4094.3865 | 23.385 | -27.4251 | 3638.2874 | -1880.7772 | -1396.8627 | -655.3126 | -95.3106 | 566.9637 | 1219.929 | 589.0019 | 181.5847 | 84.4606 | 4.7807 | 317.7838 | 448.0483 | -423.5735 | 1.0005 | 166.5689 | -2360.5776 | 325.5403 | 4463.6582 | 1476.1938 | 4433.1001 | -3.3463 | -275.2866 | 2026.4985 | 407.4726 | 1230.5948 | 1541.8555 | -2319.8496 | -307.1013 | 8924.6943 | 0.10427 | -79.5895
2030-05-18 | 10 | -29.1984 | 478.1558 | -60.4091 | -554.733 | -1128.9482 | -949.3913 | -6586.7476 | 739.2165 | -28.2035 | -125.9732 | 3874.6938 | 36.6867 | 2127.075 | 124.4191 | 1608.9489 | -515.2265 | 14.3891 | 209.9989 | -658.8444 | 331.8847 | -1318.9143 | -4440.2725 | 21.0344 | -26.3086 | 3978.6296 | -2064.1245 | -1585.9327 | -608.2554 | -87.4566 | 471.8818 | 1127.9705 | 2345.7612 | 209.1163 | 433.4007 | 5.7096 | 595.1331 | 2041.4163 | -770.0422 | 1.0004 | 225.0203 | -2166.3235 | 290.1552 | 4469.6611 | 1422.4801 | 4652.4609 | -286.9496 | -272.6144 | 1550.538 | -70.8704 | 1239.833 | 552.3493 | -1247.8921 | -877.8126 | 9297.8916 | 0.10427 | -243.4152
2030-05-18 | 11 | -27.2524 | -99.3536 | -58.1841 | -503.5388 | -1388.2766 | -586.016 | -6482.9541 | 356.1971 | -3.0505 | -120.7204 | 3879.4836 | 47.1129 | 2106.9895 | 134.0079 | 1600.7737 | -354.5093 | -23.2934 | 209.9989 | -671.8359 | 502.6822 | -1295.2378 | -4529.6182 | 90.7405 | -17.0559 | 4196.5229 | -1714.1737 | -1874.7874 | -494.474 | -71.1389 | 576.8568 | 825.0123 | 2421.4819 | -129.2018 | 516.0873 | 4.4762 | 263.5821 | 1934.8785 | -702.706 | 0.99877 | 411.0391 | -2184.8403 | 465.1773 | 4662.6147 | 1401.9973 | 4773.6416 | -283.2246 | -272.6877 | 905.9885 | -781.8929 | 1260.6548 | 900.7686 | -1387.6733 | -824.6683 | 8274.6807 | 0.10427 | -157.4056
2030-05-18 | 12 | -28.1071 | -478.1355 | -60.0837 | -491.8741 | -1770.7456 | -514.0292 | -6693.0566 | 420.1494 | -438.9471 | -184.9502 | 3857.8364 | -35.81 | 1437.3112 | 195.19 | 1719.4569 | -202.4811 | 0.99967 | 209.9989 | -710.6223 | 404.343 | -1330.6415 | -4126.2935 | 156.2084 | -14.6937 | 4459.1753 | -1736.9277 | -1268.1503 | -492.8865 | -59.3987 | 740.3826 | 1139.4987 | 2751.3074 | 240.4583 | 444.2804 | 5.2997 | 457.2539 | 2636.3828 | -701.2026 | 0.99967 | 449.3931 | -1833.1854 | 658.9439 | 4379.5454 | 1335.7382 | 4454.4937 | -281.8541 | -601.3765 | 1381.6442 | -334.4008 | 1293.4871 | 1206.5133 | -1491.4758 | -1281.2229 | 9445.7627 | 0.10427 | -122.3743
2030-05-18 | 13 | -38.2757 | 294.1317 | -66.0554 | -521.1541 | -1652.9531 | -663.5294 | -3931.9961 | 972.6439 | -910.1426 | -232.7232 | 3739.1936 | -105.4333 | 1460.9966 | 200.3341 | 1751.434 | -369.1781 | 195.178 | 209.9989 | -719.6782 | 274.9732 | -1504.5273 | -2639.2893 | 69.2992 | -51.7093 | 4552.5298 | -2134.2791 | -1027.1735 | -526.6777 | -91.0846 | 592.3922 | 1477.3341 | 3896.5063 | 561.8718 | 723.0067 | 7.5132 | 1543.1847 | 4077.4883 | -619.656 | -0.48856 | 451.2787 | -1027.5992 | 574.6916 | 4029.0508 | 1247.3577 | 4131.9697 | -283.5042 | -814.6926 | 1805.2305 | -44.8883 | 1055.8462 | 1077.5442 | -1866.9766 | -929.1475 | 8657.4004 | 210.1043 | -57.8304
2030-05-18 | 14 | -39.0542 | 896.7944 | -72.8811 | -525.6591 | -977.8455 | -842.7132 | 0.99469 | 1853.5734 | -1015.5585 | -240.4051 | 2665.5103 | -141.1464 | 1559.4956 | 184.7222 | 1675.6238 | -5.4104 | 227.5002 | 209.9989 | -719.7399 | 137.6612 | -1488.9586 | -2869.4053 | -23.9938 | -80.6513 | 4557.6685 | -2297.7732 | -1299.2458 | -547.7891 | -117.3052 | 438.1044 | 1081.1243 | 3392.041 | 347.4409 | 726.4657 | 6.7225 | 2177.9543 | 3930.3196 | -784.7789 | -2.1341 | 0.99879 | -763.59 | 382.063 | 3797.7935 | 1181.9506 | 3928.7244 | -283.675 | -1343.8301 | 1988.3256 | 270.3155 | 552.3684 | 1.0098 | -1557.5349 | -145.9965 | 4816.3359 | 210.1042 | -39.8405
2030-05-18 | 15 | -47.319 | 537.6022 | -78.5543 | -523.1474 | -649.9283 | -583.2944 | 2861.4495 | 1113.356 | -2255.0417 | -226.7504 | 3863.1777 | -94.7522 | 1540.5095 | 304.2137 | 1897.3357 | -89.9571 | 254.8916 | 209.9989 | -724.7464 | 259.2388 | -1663.269 | -3388.4966 | -37.8755 | -105.8525 | 4543.8193 | -2199.1208 | -1612.4994 | -467.6488 | -102.8008 | 301.3759 | 689.1273 | 4367.9922 | -72.6171 | 982.3549 | 4.9712 | 2640.2612 | 5355.7295 | -741.195 | -2.1837 | 1.0017 | -893.9249 | 308.6578 | 4359.2715 | 1196.5848 | 4504.5229 | -283.8637 | -1464.5261 | 1820.2516 | 292.0624 | 619.5138 | -620.0535 | -1034.1475 | -273.7462 | 4400.1323 | 210.1043 | -208.2533
2030-05-18 | 16 | -46.1048 | 0.9729 | -76.2091 | -463.6887 | -638.7972 | -220.3381 | 3449.4819 | 1145.0897 | -2051.0056 | -178.7794 | 3256.7324 | 23.7418 | 540.7917 | 332.5838 | 1901.9015 | -215.0875 | 241.8216 | 209.9989 | -844.1328 | 432.5205 | -1657.9426 | -2595.2517 | 29.0446 | -85.7628 | 4683.1025 | -1774.1954 | -2094.8545 | -302.7199 | -82.459 | 376.5138 | 151.2111 | 4403.8379 | -579.1913 | 1068.0551 | 4.9623 | 2481.7703 | 5000.1123 | -368.9111 | 0.99902 | 139.9783 | -1088.4498 | 479.1905 | 5024.9395 | 1334.8783 | 4964.2026 | -87.5015 | -377.1577 | 2270.7473 | 1055.9647 | 868.0643 | 420.1361 | -1032.3093 | -682.8622 | 3283.179 | 210.1043 | -240.7329
2030-05-18 | 17 | -46.184 | -11.3211 | -78.5628 | -460.5985 | -745.8616 | -320.5432 | 3062.3503 | 1124.8247 | -1728.5114 | -145.6538 | 3296.4487 | 89.6001 | 465.8953 | 331.1933 | 1868.3727 | -426.6328 | 196.6564 | 209.9989 | -842.6931 | 334.3114 | -1714.803 | -2177.5657 | 31.8206 | -91.8216 | 4682.2246 | -1817.5867 | -1851.7201 | -337.705 | -80.3415 | 406.321 | 166.0486 | 4960.6309 | -558.9332 | 1040.8346 | 4.7416 | 2505.2207 | 5225.8467 | -276.6747 | -12.6848 | 390.5672 | -1100.8042 | 514.1809 | 5192.9194 | 1416.0093 | 5001.6943 | 0.99259 | -277.3575 | 2650.1194 | 1166.0267 | 859.8337 | 473.714 | -853.4121 | -372.1221 | 4037.7891 | 210.1043 | -241.345
2030-05-18 | 18 | -42.0455 | -42.5372 | -76.3415 | -430.0394 | -980.003 | -346.8786 | 3241.844 | 856.5406 | -1466.6152 | -129.0127 | 3599.3123 | 132.4118 | 700.2198 | 337.4211 | 1886.4719 | -514.2202 | 186.2614 | 209.9989 | -845.1349 | 276.3089 | -1761.5573 | -2949.2251 | 26.4493 | -89.3546 | 4681.7285 | -1714.9949 | -1460.2323 | -356.1599 | -76.9042 | 384.3814 | 89.0242 | 4527.0049 | -649.5662 | 925.4114 | 4.6706 | 2392.1331 | 4824.2676 | -288.4488 | -11.4036 | 370.5648 | -1122.3335 | 481.5437 | 5172.7148 | 1466.2598 | 5000.3691 | 1.0063 | -277.8098 | 2668.8892 | 1356.6217 | 934.4658 | -86.6193 | -373.781 | -750.187 | 4969.7139 | 210.1043 | -298.6418
2030-05-18 | 19 | -40.6016 | -257.6189 | -72.0385 | -397.0112 | -1111.7979 | -147.4428 | 3511.8169 | 600.7875 | -1693.7506 | -131.3169 | 4016.9497 | 147.3051 | 1753.6514 | 356.1269 | 1933.7552 | -1006.2958 | 184.0941 | 209.9989 | -689.3298 | 442.6264 | -1597.6418 | -1813.8278 | 75.9246 | -89.7203 | 4531.6665 | -1483.9648 | -1408.8011 | -277.7625 | -70.2028 | 384.3366 | 15.7352 | 3998.9104 | -854.5316 | 958.6021 | 5.0793 | 1931.8744 | 4148.2485 | -859.3925 | -2.4312 | -3.1347 | -1143.827 | 668.3339 | 4764.2056 | 1434.64 | 4925.605 | -288.9696 | -525.7114 | 2240.8049 | 1007.2488 | 726.0734 | -670.1672 | -351.2144 | -697.7507 | 4008.98 | 0.10427 | -270.2952
2030-05-18 | 20 | -48.5219 | -736.6167 | -69.8843 | -389.0553 | -1249.3092 | 279.2174 | 4607.4097 | 0.98706 | -1651.3434 | -99.6251 | 3792.4331 | 195.0021 | 2026.2399 | 344.3228 | 1922.9821 | -819.6196 | 316.4861 | 209.9989 | -647.6266 | 585.7601 | -1673.5894 | -1933.4065 | 103.0142 | -71.5131 | 4434.271 | -1256.5897 | -1474.7123 | -129.2142 | -55.5858 | 362.1244 | 164.5547 | 4937.6929 | -1121.6228 | 1326.0455 | 5.1265 | 798.5928 | 5356.75 | -671.3408 | -2.5615 | -2.9971 | -1318.0369 | 723.71 | 4714.9448 | 1545.2372 | 4638.8311 | -2.718 | -813.9706 | 1988.4941 | 371.4173 | 924.1436 | -262.2579 | -765.1688 | -228.2269 | 4592.5439 | 0.10427 | -179.0471
2030-05-18 | 21 | -35.1977 | 0.99028 | -67.0385 | -403.323 | -1600.035 | -174.1016 | 3211.376 | 591.1208 | -441.8065 | -94.755 | 3563.9351 | 173.8667 | 2038.6206 | 304.1912 | 1843.9935 | 140.2171 | 276.1672 | 209.9989 | -658.9102 | 270.1598 | -1758.1665 | -3273.7261 | -17.7363 | -84.2085 | 4434.6299 | -1490.8762 | -1143.4299 | -302.2344 | -87.775 | 274.5542 | 775.9499 | 4011.2576 | -579.5302 | 993.5468 | 4.4947 | 816.5538 | 4626.5952 | -917.4708 | 1.002 | 94.2678 | -1089.7549 | 421.1063 | 4546.626 | 1531.2452 | 4722.8218 | -279.9415 | -748.8602 | 2212.7959 | 350.8991 | 647.6827 | -240.1078 | -1053.1965 | -196.2249 | 4683.5225 | 0.10427 | -70.8175
2030-05-18 | 22 | -30.8629 | 28.429 | -62.9276 | -386.1676 | -1544.8806 | -153.5201 | 3541.3794 | 340.2505 | -242.0599 | -95.3707 | 3625.5674 | 195.001 | 2031.8469 | 195.5833 | 1711.8202 | 476.1752 | 298.5199 | 209.9989 | -667.6414 | 417.6151 | -1726.1309 | -1663.3853 | -14.8034 | -60.4912 | 4476.6538 | -1348.1506 | -1181.7839 | -281.9026 | -87.5125 | 236.6226 | 837.7378 | 3418.3516 | -583.1235 | 961.1249 | 4.2023 | 103.1194 | 4397.0215 | -896.5211 | 0.99838 | 180.7444 | -942.0294 | 444.002 | 4543.5884 | 1585.0015 | 4732.6704 | -279.2888 | -1083.0602 | 2359.3066 | 241.8219 | 677.5258 | -96.9781 | -732.3924 | -186.3526 | 4473.8726 | 210.1042 | -76.1108
2030-05-18 | 23 | -32.9318 | -11.2865 | -58.3762 | -404.6554 | -1201.0359 | -121.797 | 3077.1179 | 382.4173 | -192.1407 | -213.5452 | 3282.4324 | -12.0115 | 1961.5276 | 201.5981 | 1911.9102 | 487.2172 | 389.307 | 209.9989 | -690.5552 | 403.9969 | -1401.9226 | -303.735 | 47.9051 | -46.7866 | 4535.9424 | -1295.1995 | -516.2693 | -266.5797 | -80.4505 | 370.1688 | 1038.3668 | 3523.9309 | -564.3314 | 957.0029 | 5.7283 | 102.8322 | 5053.5249 | -275.913 | 122.8886 | 116.8909 | -993.3121 | 710.5673 | 4940.6689 | 1651.7681 | 5008.4985 | -2.9621 | -277.1204 | 2345.676 | 408.0266 | 735.1652 | 178.7142 | -961.5098 | -529.9692 | 4043.5676 | 210.1043 | -141.2533
2030-05-18 | 24 | -30.7394 | 30.4171 | -53.143 | -396.1891 | -1263.2267 | -237.4638 | 2113.5549 | 452.4797 | 104.9472 | -210.0059 | 3658.1028 | -65.7157 | 2056.6548 | 79.6315 | 1862.863 | 515.4888 | 433.7056 | 209.9989 | -715.7348 | 256.5236 | -1197.5676 | -1836.9982 | 76.4368 | -30.9134 | 4549.0742 | -1303.447 | -152.9761 | -292.3679 | -71.45 | 477.5542 | 1366.7728 | 2592.4238 | -417.7897 | 933.9554 | 6.4024 | 1.0027 | 4989.4097 | -897.7096 | 0.99775 | 0.99829 | -1226.6401 | 753.1794 | 3979.8247 | 1523.0471 | 4311.0605 | -295.8917 | -805.9736 | 2380.293 | 852.4695 | 898.0891 | 343.7721 | -997.4467 | -416.2236 | 4637.02 | 210.1043 | -207.1662
2030-05-19 | 1 | -29.2906 | 124.891 | -51.682 | -384.5929 | -1712.5941 | -413.3821 | 1025.9114 | 0.99045 | 1.0096 | -165.8481 | 3747.468 | 0.99979 | 1985.3978 | -18.1315 | 1733.095 | 477.6328 | 393.1102 | 209.9989 | -717.6801 | 203.2051 | -1144.3313 | -2956.6729 | 60.8284 | -31.7103 | 4540.0542 | -1360.363 | -664.4178 | -318.9699 | -67.8951 | 446.8933 | 1232.6271 | 2562.4663 | -544.3132 | 898.7108 | 4.4499 | 123.9765 | 4148.3359 | -2.393 | 266.6772 | 0.99997 | -1562.4486 | 600.7708 | 4342.8696 | 1606.0099 | 4720.8726 | -2.9959 | -277.4838 | 2543.7056 | 1234.6572 | 1068.9061 | -381.4029 | -534.4145 | -995.2618 | 7131.4067 | 210.1043 | -339.7917
2030-05-19 | 2 | -42.2547 | 25.8915 | -56.326 | -460.9713 | -2045.2894 | -467.2516 | -1850.9822 | -2.1916 | 688.1705 | -149.5662 | 3760.531 | -16.4181 | 1953.8678 | -113.9905 | 1497.7585 | -57.1342 | 452.4922 | 209.9989 | -705.4753 | 249.5688 | -861.4382 | -3280.9353 | 82.7399 | 9.4606 | 4524.6777 | -1746.9626 | -1216.6588 | -343.2692 | -54.7244 | 529.2498 | 1863.9725 | 2972.6848 | -266.3491 | 1049.3895 | 5.17 | 81.3995 | 4748.9565 | -176.1697 | 445.5915 | 0.99874 | -1888.7655 | 493.2557 | 3772.635 | 1573.8398 | 4452.8672 | -3.7936 | -278.821 | 2802.2207 | 1536.2936 | 1217.0724 | 445.0249 | -591.6297 | -382.8549 | 11790.6143 | 210.1043 | -160.4185
2030-05-19 | 3 | -46.1334 | 68.8072 | -58.3989 | -532.3912 | -1896.2008 | -846.343 | -3983.0972 | 0.99403 | 1287.6151 | -177.9017 | 3888.4895 | -166.5012 | 1932.5319 | -153.4972 | 1265.2131 | -748.4078 | 254.9682 | 209.9989 | -504.7097 | 72.4281 | -882.1537 | -3787.3201 | 47.8373 | -5.94 | 3390.3096 | -2216.5107 | -701.1956 | -543.3867 | -54.4642 | 545.334 | 2049.0073 | 3181.0315 | 519.1848 | 807.0374 | 7.1279 | 461.4259 | 5610.0737 | 1.0012 | 520.2607 | 0.99962 | -1768.9249 | 397.0708 | 2743.2524 | 1445.3766 | 3554.2476 | -3.2018 | -278.819 | 2697.4446 | 1121.5836 | 1067.167 | 1.0055 | -833.2874 | 206.0919 | 14701.5781 | 210.1043 | -106.5163
2030-05-19 | 4 | -35.9775 | 130.7597 | -49.1441 | -514.7299 | -1359.3984 | -824.6118 | -5791.9883 | 733.0692 | 1632.7281 | -161.7185 | 3680.2583 | -157.2311 | 1951.7782 | -246.7189 | 1304.137 | -794.6433 | -29.3395 | 209.9989 | -365.5794 | 218.8913 | -727.6326 | -4719.7603 | 52.6228 | 0.1635 | 2579.2451 | -1824.5837 | -1418.2534 | -552.4013 | -65.1448 | 552.0421 | 1824.2148 | 1936.4132 | 270.021 | 734.1042 | 4.9586 | 291.709 | 5136.3398 | 0.99971 | 459.2093 | 1.0027 | -2256.8501 | 292.2571 | 2793.8777 | 1076.0459 | 3569.092 | -2.4041 | -273.132 | 2012.8401 | 130.2026 | 1144.1923 | -95.1422 | -1437.0269 | 185.6915 | 12765.2441 | 210.1042 | -96.8805
2030-05-19 | 5 | -22.514 | 442.7489 | -41.3222 | -505.5836 | -1023.2902 | -961.1461 | -6637.084 | 1537.1475 | 1671.0352 | -144.9258 | 3693.3628 | -163.5365 | 1967.1116 | -173.2473 | 1132.9995 | -627.6294 | -171.029 | 209.9989 | -194.1346 | 176.9171 | -667.6274 | -4605.3901 | 27.1921 | -17.2758 | 1577.3463 | -1675.2771 | -1526.4957 | -595.1919 | -80.3129 | 571.3793 | 1566.7015 | 1367.7122 | 190.6914 | 429.0253 | 3.6428 | 141.4759 | 2872.8269 | -15.1763 | 441.8568 | 1.0001 | -2220.7319 | 259.6761 | 2849.5686 | 958.1984 | 3594.5925 | -2.3836 | -272.923 | 1051.1234 | -1004.2338 | 949.1022 | -193.4781 | -1939.5675 | 672.4717 | 10709.1846 | 210.1043 | -57.6471
2030-05-19 | 6 | -26.0711 | 513.5038 | -41.9706 | -489.0513 | -801.4706 | -1078.2454 | -7138.8281 | 2105.0906 | 1685.1294 | -151.8834 | 3475.968 | -173.1342 | 1947.0303 | -213.9774 | 1137.693 | -548.3623 | -94.9461 | 209.9989 | -179.2616 | 195.1831 | -533.9792 | -3267.0559 | 73.2068 | -22.2593 | 1686.1301 | -1863.2573 | -1426.3617 | -622.8382 | -80.9469 | 697.3868 | 1621.2095 | 1546.9359 | 235.2422 | 461.1776 | 4.0281 | 188.7474 | 2661.1067 | -66.4982 | 397.9297 | 1.0009 | -2246.0552 | 410.9621 | 2810.9832 | 893.1008 | 3509.4983 | -2.3536 | -274.5415 | 794.8911 | -1407.8383 | 1046.8864 | -104.7647 | -1550.113 | 500.9043 | 10544.1064 | 210.1043 | -67.7643
2030-05-19 | 7 | -19.7575 | 433.611 | -39.0449 | -363.4343 | -714.3722 | -1077.3213 | -7290.1797 | 2284.5603 | 1775.402 | -157.4761 | 3398.5015 | -164.8228 | 2025.9706 | -242.6931 | 1187.1761 | -351.1461 | -79.451 | 209.9989 | -430.3841 | 176.9467 | -504.4844 | -2424.2141 | 81.9403 | 6.7741 | 3083.6768 | -1679.1276 | -1250.9459 | -594.1257 | -82.6469 | 722.7961 | 1615.0629 | 657.3975 | 217.7145 | 400.5732 | 4.5865 | 5.6372 | 1661.6292 | -39.0554 | 410.412 | 1.0003 | -2288.2087 | 408.2204 | 2847.9724 | 945.8885 | 3491.7615 | -2.3701 | -272.9859 | 698.7634 | -1289.3668 | 1089.3916 | 245.73 | -1782.8269 | 503.98 | 9840.8125 | 210.1043 | -58.394
2030-05-19 | 8 | -6.8631 | 415.068 | -36.9012 | -371.1439 | -213.6023 | -1180.4047 | -8859.7178 | 3271.0415 | 1400.1248 | -172.8729 | 3289.926 | -158.4494 | 1953.5902 | -225.692 | 1367.2106 | -108.0046 | -218.7811 | 209.9989 | -393.4925 | 85.5854 | -483.3887 | -2205.647 | 118.5595 | 7.0768 | 2755.8281 | -1392.1488 | -1033.8314 | -633.8795 | -84.6708 | 913.3481 | 1545.2281 | 6.0944 | 246.7971 | 47.3322 | 5.0577 | -58.8536 | 942.476 | -98.1545 | 528.6727 | 1.0037 | -2393.0032 | 501.8947 | 3129.8867 | 858.3987 | 3795.167 | 1.0003 | -274.5358 | 1289.7251 | -915.2654 | 1187.6697 | 833.751 | -2908.4744 | 129.3707 | 8736.8447 | 210.1042 | -66.0103
2030-05-19 | 9 | -0.47735 | 1469.3541 | -45.9627 | -528.3544 | 405.2896 | -1981.6633 | -10946.3516 | 4315.8931 | -171.4258 | -154.6947 | 3673.4426 | -106.2119 | 2065.2327 | -194.0026 | 1480.516 | 99.1004 | -551.7426 | 209.9989 | -447.0434 | 36.2213 | -467.5159 | -2600.8267 | 90.0674 | 0.51203 | 3280.4021 | -1974.3438 | -1476.8729 | -904.603 | -110.3499 | 921.6828 | 1516.9989 | -1251.6157 | 146.6684 | -389.0782 | 3.1593 | -268.7111 | -911.2651 | 100.5328 | 513.0624 | 1.0003 | -2352.1475 | 422.0117 | 3520.0869 | 1131.4329 | 4045.812 | 1.0102 | -278.4543 | 290.2067 | -1730.4348 | 963.3871 | 1073.1036 | -3928.1553 | -91.1899 | 9433.373 | 0.10427 | -93.5757
2030-05-19 | 10 | -0.55324 | 1105.9708 | -48.004 | -556.0086 | 364.0895 | -1825.593 | -11062.3438 | 4011.5283 | -236.1365 | -143.981 | 3784.9272 | -38.5792 | 1854.7672 | 56.7891 | 1559.485 | 491.5394 | -547.3071 | 209.9989 | -516.7955 | 348.3977 | -776.2501 | -3239.864 | 209.9283 | 13.4448 | 3546.28 | -1839.2272 | -2113.1953 | -846.0887 | -92.6488 | 1022.3626 | 1336.0597 | -998.9712 | -202.1373 | -331.713 | 2.5331 | -697.6003 | -746.277 | -401.1226 | 0.9989 | 449.4695 | -2401.2473 | 852.7966 | 4369.6294 | 1252.4086 | 4283.3472 | -3.3732 | -272.5111 | 1797.9761 | -366.3272 | 1480.6277 | 2795.4995 | -4068.7913 | -802.7369 | 10192.9277 | 0.10427 | -118.4441
2030-05-19 | 11 | -1.7825 | 903.5997 | -48.9163 | -579.866 | 1.0023 | -1694.019 | -10803.2979 | 3276.2837 | -1067.2748 | -153.0809 | 3744.5369 | -41.7632 | 1820.1786 | 115.2697 | 1631.0861 | 786.7893 | -561.6669 | 209.9989 | -559.6005 | 436.7402 | -782.6385 | -2930.3127 | 214.6104 | 24.9219 | 3825.5156 | -1729.7639 | -1811.5693 | -808.243 | -81.5488 | 958.4766 | 1364.7917 | -1254.5974 | -206.888 | -317.0997 | 3.1336 | -791.6204 | 251.2767 | -415.4367 | 3.1883 | 449.3933 | -2337.4355 | 840.2093 | 4442.1548 | 1209.9843 | 4613.8296 | -292.8728 | -272.6609 | 916.1002 | -1310.1853 | 1397.7523 | 2568.489 | -3430.0942 | -727.1273 | 11147.0312 | 210.1043 | -81.3476
2030-05-19 | 12 | -10.6398 | 482.3021 | -55.675 | -587.6212 | -550.364 | -1413.733 | -10048.0879 | 2361.1863 | -459.7916 | -154.0791 | 3798.6692 | -35.0702 | 1911.6616 | 116.361 | 1607.2838 | 621.9631 | -428.9086 | 209.9989 | -543.5717 | 444.4977 | -929.8917 | -3103.0615 | 198.0985 | 19.5328 | 3527.6672 | -1661.9326 | -1078.1094 | -725.9627 | -68.6796 | 881.0805 | 1617.7799 | -535.2955 | 113.5534 | -141.6489 | 5.28 | -517.7106 | 1914.7019 | -565.1402 | 118.7278 | 449.3022 | -2371.7107 | 790.5355 | 4265.7246 | 1186.6628 | 4529.8032 | -290.7547 | -549.2092 | 785.5889 | -1394.3143 | 1459.2933 | 2221.5659 | -2809.791 | -388.3615 | 11612.916 | 210.1043 | -86.3653
2030-05-19 | 13 | -34.4337 | 295.8153 | -69.8705 | -609.174 | -1768.6128 | -1021.1431 | -6298.3672 | 118.2549 | -1064.4037 | -188.5001 | 3856.7361 | -49.7067 | 1781.7554 | 243.9362 | 1678.5715 | 105.2992 | -116.0533 | 209.9989 | -609.9064 | 582.3808 | -1473.6719 | -3654.1606 | 149.4768 | -40.4758 | 3560.9092 | -1983.3972 | -1295.8518 | -602.517 | -70.7 | 597.9969 | 1245.3761 | 2176.8787 | 247.6153 | 459.1755 | 6.6651 | 780.9278 | 3618.804 | -657.0461 | 0.949 | 449.4751 | -1727.9498 | 804.5556 | 3935.7776 | 1168.4867 | 4104.1753 | -322.0717 | -698.8041 | 2075.3896 | -487.9085 | 1449.9447 | 1652.5906 | -1902.481 | -897.9546 | 12312.2734 | 210.1043 | -121.1577
2030-05-19 | 14 | -43.6286 | 864.4438 | -75.1436 | -598.8525 | -1782.6437 | -983.1036 | -3647.1138 | 683.8925 | -1526.6951 | -218.394 | 3872.4475 | -92.488 | 1606.369 | 360.2378 | 1784.8447 | -353.5699 | 133.9789 | 209.9989 | -666.3237 | 483.275 | -1561.5051 | -3317.5476 | 92.7165 | -63.9874 | 3978.1272 | -2338.2207 | -1446.4105 | -571.1882 | -98.0481 | 502.4778 | 1327.4908 | 3425.6257 | 287.2883 | 690.791 | 7.3188 | 1656.1453 | 4229.6113 | -506.0084 | 0.99901 | 449.4935 | -1153.5579 | 705.2247 | 3941.7065 | 1182.0111 | 4070.3362 | -289.6476 | -770.2643 | 2563.9705 | -45.9216 | 1290.396 | 916.9199 | -1872.1833 | -276.0253 | 11024.3838 | 210.1043 | -140.7622
2030-05-19 | 15 | -42.9663 | 959.3281 | -74.6174 | -565.2566 | -792.2369 | -888.829 | 0.99126 | 1688.5916 | -1977.231 | -261.4338 | 3865.6953 | -94.6637 | 1626.4652 | 544.3187 | 2343.5068 | 461.3662 | 516.2261 | 209.9989 | -674.9354 | 431.3121 | -1510.1823 | -3580.9546 | 57.3113 | -77.505 | 4061.1055 | -2185.2742 | -2095.2993 | -560.049 | -113.1826 | 472.4265 | 1123.6895 | 3064.5593 | 30.5199 | 754.7985 | 6.7895 | 2627.1511 | 4103.4541 | -619.8489 | 1.0005 | 74.246 | -1133.3088 | 669.5229 | 3915.5034 | 1162.8081 | 4029.7769 | -289.6344 | -1282.7281 | 2618.2456 | 48.6283 | 987.8598 | 154.1482 | -2414.6726 | -128.8503 | 6906.3511 | 210.1043 | -77.8112
2030-05-19 | 16 | -35.1824 | 829.7916 | -70.1134 | -487.8971 | -355.6374 | -605.1824 | 1423.7683 | 1964.3899 | -2188.2935 | -230.4933 | 3899.8357 | -54.5134 | 1361.2355 | 574.9423 | 2355.9639 | 38.1457 | 460.5043 | 209.9989 | -742.3635 | 438.3751 | -1682.9324 | -3133.0193 | -36.4422 | -65.7644 | 4187.1528 | -1820.259 | -2402.2322 | -444.4584 | -121.7574 | 271.5276 | 905.7614 | 2688.8027 | -312.9551 | 687.0002 | 5.5456 | 2585.9373 | 3593.2556 | -358.3836 | -2.5565 | -2.8439 | -1054.4203 | 417.5108 | 4626.8496 | 1228.8331 | 4727.7432 | -289.6188 | -675.2842 | 2302.7812 | 194.8838 | 781.2511 | 1.0076 | -1974.8654 | -416.1454 | 4572.4604 | 210.1043 | -173.6293
2030-05-19 | 17 | -39.7036 | 576.1917 | -72.4913 | -450.0462 | -419.586 | -443.4984 | 2520.4944 | 1330.6281 | -2173.2747 | -227.6505 | 3836.9924 | -23.2492 | 1203.8795 | 618.2838 | 2393.2249 | 97.6413 | 521.1671 | 209.9989 | -826.5629 | 497.2896 | -1503.6595 | -2651.9385 | -64.4071 | -54.0859 | 4569.2896 | -1716.583 | -2763.1675 | -359.3594 | -110.2471 | 179.8915 | 635.6102 | 2854.0295 | -565.1177 | 876.9739 | 5.1337 | 2639.6682 | 3584.6257 | -276.3839 | -113.7575 | -3.3193 | -1331.3756 | 207.3677 | 4744.7544 | 1267.2042 | 4500.6826 | -2.7573 | -918.8455 | 2912.502 | 1112.7037 | 694.4651 | -459.2725 | -2392.3018 | -741.7769 | 3523.1255 | 210.1043 | -167.599
2030-05-19 | 18 | -38.1349 | 510.2365 | -73.449 | -431.1719 | -615.8801 | -466.0615 | 2759.3442 | 944.1489 | -2244.7163 | -224.2148 | 3815.8291 | -16.7376 | 1193.2439 | 627.6594 | 2402.4958 | 100.7825 | 499.6158 | 209.9989 | -820.6827 | 556.5736 | -1572.0178 | -2994.6516 | -66.8484 | -58.6441 | 4557.4536 | -1632.1571 | -3232.095 | -343.2119 | -103.8633 | 148.4348 | 512.2738 | 2799.0449 | -812.8723 | 891.3128 | 4.313 | 2507.7637 | 3435.2327 | -245.4651 | -118.7655 | -3.3542 | -1441.7706 | 166.92 | 4798.3105 | 1297.91 | 4584.8696 | -2.9119 | -806.3944 | 3004.2324 | 983.4374 | 787.9317 | -884.0318 | -1885.8202 | -816.7589 | 3696.314 | 210.1043 | -206.9293
2030-05-19 | 19 | -36.2616 | 183.3692 | -70.2422 | -385.8669 | -945.1412 | -235.8885 | 3481.9668 | 430.9917 | -1409.1505 | -151.8674 | 3815.0703 | 144.2897 | 1075.949 | 659.0674 | 2429.2478 | -48.1171 | 507.8951 | 209.9989 | -808.6811 | 774.8678 | -1726.6866 | -3434.2651 | -21.5979 | -52.2309 | 4521.1069 | -1361.4625 | -3725.0005 | -236.5085 | -89.4837 | 133.8047 | 400.4869 | 1929.8883 | -1127.058 | 999.1422 | 3.9375 | 2272.321 | 2848.2693 | -142.1266 | -2.0101 | -3.6286 | -1089.5266 | 317.0656 | 4924.9536 | 1325.4943 | 4823.6943 | -40.9473 | -523.462 | 3128.8806 | 1040.4116 | 868.6489 | -1016.4992 | -891.6096 | -870.5109 | 3321.3621 | 0.10427 | -253.0645
2030-05-19 | 20 | -40.5288 | 235.4476 | -72.5449 | -410.6909 | -1121.8975 | -213.7742 | 3674.1868 | 335.2741 | -1108.9691 | -154.8255 | 3827.2393 | 138.0769 | 1075.9111 | 688.3435 | 2476.0654 | 375.2618 | 504.4555 | 209.9989 | -802.2547 | 756.5668 | -1856.1967 | -3450.6121 | -43.8332 | -50.8473 | 4455.4048 | -1447.4716 | -3813.0427 | -252.2026 | -94.714 | 75.2806 | 396.158 | 2674.3232 | -1213.2258 | 1066.9858 | 2.6434 | 2155.4373 | 3525.3604 | -393.0633 | -152.3394 | -3.3338 | -1206.9974 | 310.8063 | 4596.0479 | 1314.2091 | 4599.5938 | -284.2296 | -816.2291 | 2802.657 | 655.6752 | 884.114 | -555.5367 | -200.7518 | -283.4301 | 3889.2588 | 0.10427 | -249.643
2030-05-19 | 21 | -33.2149 | 422.7155 | -69.3433 | -402.2443 | -1216.0275 | -265.4771 | 4025.0291 | 268.2218 | -1275.4053 | -135.6981 | 3824.1519 | 154.5816 | 1052.9817 | 621.0706 | 2398.5342 | 544.6843 | 500.736 | 209.9989 | -773.1215 | 839.7849 | -1941.9589 | -3866.1108 | -83.2733 | -44.4365 | 4325.7466 | -1317.2218 | -3756.6526 | -260.6019 | -103.925 | -23.0899 | 419.6472 | 2005.387 | -1154.1716 | 851.5272 | 3.4296 | 2133.355 | 3166.8655 | -493.6436 | -262.8178 | -3.4367 | -1421.7792 | 149.276 | 4842.8667 | 1405.2516 | 4670.2695 | -277.9588 | -953.4667 | 2438.3179 | -58.6206 | 868.257 | -383.7478 | -137.8367 | -473.7934 | 3444.6667 | 0.10427 | -235.6449
2030-05-19 | 22 | -25.3515 | 834.8711 | -67.3599 | -425.4983 | -1253.7061 | -666.6451 | 2800.6465 | 859.6966 | -112.8262 | -293.0833 | 3827.5354 | 194.9992 | 1831.6077 | 553.8878 | 2324.5874 | 1108.9733 | 460.4014 | 209.9989 | -767.6731 | 742.7735 | -1826.2566 | -3786.397 | -60.0069 | -45.3353 | 4423.918 | -1450.0486 | -3307.8772 | -398.3026 | -115.5379 | 133.8892 | 717.7437 | 1396.9839 | -850.047 | 522.1797 | 3.2588 | 2178.8735 | 2769.5535 | -667.5176 | -142.2518 | 0.99866 | -1245.2545 | 334.6082 | 4419.334 | 1417.9869 | 4436.3491 | -278.6655 | -896.4783 | 2207.5149 | -324.9235 | 712.9415 | 40.2037 | -689.1028 | -75.2335 | 3810.7229 | 0.10427 | -51.2996
2030-05-19 | 23 | -27.6788 | 598.0844 | -58.1669 | -416.0377 | -1490.4093 | -465.2836 | 2444.9573 | 1.0048 | -2.8669 | -301.8292 | 3814.469 | 160.98 | 1181.8131 | 559.7542 | 2346.5791 | 1039.6167 | 486.1796 | 209.9989 | -767.4713 | 836.3813 | -1906.45 | -3952.9443 | -11.9834 | -31.0639 | 4332.4663 | -1413.7799 | -3244.8547 | -342.2603 | -95.1506 | 122.5933 | 781.9605 | 1670.0789 | -879.0076 | 722.8464 | 3.1639 | 1885.7155 | 2973.0168 | -489.2701 | 1.7292 | 0.99929 | -1138.6935 | 523.1491 | 4548.7822 | 1530.9708 | 4766.7778 | -287.8709 | -422.1054 | 2702.948 | 573.5416 | 977.3726 | -180.53 | 0.99967 | -211.7833 | 4357.2134 | 210.1043 | -198.8634
2030-05-19 | 24 | -21.8616 | 525.89 | -47.9623 | -398.9785 | -1629.1285 | -435.6946 | 946.5751 | -2.3959 | 194.1755 | -206.6098 | 3846.1907 | 43.7351 | 1281.9613 | 595.0436 | 2415.9001 | 1534.8088 | 436.9814 | 209.9989 | -790.2472 | 634.2819 | -1402.6722 | -3517.4414 | -17.2629 | -33.2832 | 4409.8906 | -1335.5743 | -2831.1951 | -325.2606 | -88.0871 | 214.5007 | 760.5336 | 1545.5961 | -743.7841 | 611.2549 | 4.0153 | 1940.0316 | 3018.554 | -640.8213 | -2.9567 | -2.2585 | -1639.3898 | 424.4355 | 3970.7214 | 1526.5975 | 4369.4067 | -299.7376 | -385.7708 | 2530.241 | 1079.8048 | 1045.7147 | -819.1965 | 1.0037 | -676.2703 | 4892.3125 | 210.1043 | -328.3971
2030-05-20 | 1 | -33.0987 | 225.3243 | -48.5058 | -400.4769 | -1898.1178 | -353.9806 | -1063.5664 | -307.4544 | 934.7984 | -211.9296 | 3915.2649 | -42.667 | 1459.8228 | 437.7999 | 2196.3276 | 940.2188 | 377.4689 | 209.9989 | -622.9812 | 688.1851 | -1005.5757 | -4299.7534 | 85.2885 | -41.1996 | 3503.5935 | -1494.981 | -3074.9741 | -351.1825 | -63.4926 | 391.6729 | 667.804 | 1685.3151 | -1347.9266 | 928.3154 | 4.9975 | 1428.3695 | 3972.5754 | -5.5468 | 832.7202 | 0.99887 | -2092.2751 | 520.0087 | 3371.0513 | 1643.4584 | 4790.229 | 139.9761 | -278.8744 | 3105.1077 | 2087.5408 | 1327.415 | -72.5976 | 0.99165 | -818.4297 | 7982.6851 | 210.1042 | -354.7751
2030-05-20 | 2 | -21.967 | 241.9999 | -46.49 | -418.506 | -1523.7783 | -595.2448 | -2055.8945 | 0.99596 | 1597.8087 | -155.5173 | 3849.1411 | -21.0923 | 1944.9956 | 317.2357 | 1829.1594 | 877.693 | -14.2312 | 209.9989 | -561.7444 | 874.5898 | -971.22 | -4906.6392 | 103.9275 | -25.4147 | 3259.9509 | -1286.7728 | -3354.9912 | -407.8911 | -60.5685 | 342.3322 | 244.6085 | 5.2522 | -1711.5221 | 648.7151 | 3.6553 | 872.1569 | 2740.0684 | -590.5226 | 568.9118 | 1.0006 | -2337.7231 | 516.6364 | 2960.1711 | 1661.1331 | 4418.4834 | 1.0037 | -278.5524 | 2597.926 | 1422.5669 | 1326.4242 | -68.2063 | -511.4862 | -84.7996 | 7697.438 | 210.1043 | -251.16
2030-05-20 | 3 | -17.6705 | 1089.1885 | -44.9503 | -428.4672 | -1102.8638 | -1196.8107 | -4280.2886 | 1266.0199 | 1955.4836 | -201.7014 | 2637.6226 | -169.944 | 119.3735 | 298.8218 | 1750.0665 | 939.8083 | 24.1395 | 209.9989 | -475.7432 | 463.2218 | -731.8464 | -4191.6987 | 0.99969 | -28.0516 | 2779.3901 | -1660.9066 | -2398.687 | -609.4469 | -91.9428 | 334.6757 | 547.4391 | 0.99921 | -1116.017 | 283.2075 | 5.1786 | 995.5333 | 797.6482 | 1.0013 | 535.7034 | 401.8498 | -2220.3718 | 167.5397 | 2501.2803 | 1175.8759 | 3866.208 | -2.8892 | -276.686 | 2827.2957 | 946.1315 | 1037.1068 | -1179.5839 | -1028.89 | -61.4887 | 6683.1504 | 210.1043 | -235.3434
2030-05-20 | 4 | -14.6715 | 1245.8068 | -41.1926 | -352.6526 | -982.9958 | -1136.6434 | -4634.7393 | 1458.5475 | 1653.902 | -193.1439 | 1.0035 | -163.3735 | 0.99471 | 304.7056 | 1707.5496 | 843.9967 | 34.206 | 209.9989 | -191.9826 | 363.4219 | -845.8142 | -4345.5957 | -81.2851 | -54.8424 | 672.6668 | -1548.2632 | -2209.8281 | -574.3657 | -91.6776 | 191.8474 | 461.2588 | 4.209 | -1131.6727 | 336.1133 | 5.5373 | 948.8361 | -64.0325 | 1.0009 | 545.7368 | 449.1966 | -2154.281 | -58.0991 | 2386.7996 | 1035.8516 | 3755.4609 | -2.6383 | -276.7337 | 2760.5029 | 380.631 | 923.1258 | -1710.6605 | -1047.8081 | 44.8502 | 3017.562 | 210.1043 | -222.3592
2030-05-20 | 5 | -11.9421 | 1793.0554 | -42.3725 | -416.5372 | -577.5242 | -1487.5245 | -5961.4058 | 2444.3125 | 1794.3964 | -209.9902 | 2249.3396 | -183.2218 | 0.99414 | 337.2438 | 1811.5076 | 1129.5873 | 55.5976 | 209.9989 | -308.3104 | 67.3917 | -770.1081 | -4361.6343 | -137.701 | -46.2766 | 1742.6859 | -1780.8368 | -1479.9755 | -708.3348 | -115.8473 | 230.6014 | 768.9995 | 0.99712 | -759.64 | 161.3031 | 5.8933 | 1125.8669 | -369.9593 | 1.0015 | 527.871 | 435.85 | -2182.395 | -227.0464 | 2450.5198 | 1137.1409 | 3792.2461 | -2.7679 | -276.6679 | 2825.5842 | 239.1005 | 762.4327 | -1465.2437 | -1622.5482 | 448.7505 | 2495.3296 | 210.1043 | -162.7821
2030-05-20 | 6 | -7.6601 | 1837.1719 | -47.0528 | -467.4343 | -54.1494 | -1691.1135 | -7231.5063 | 3514.3357 | 1792.3136 | -197.2147 | 3915.3447 | -119.2639 | 1964.6821 | 413.3881 | 1989.3774 | 2348.0095 | 104.3984 | 209.9989 | -346.4903 | 19.5059 | -765.3348 | -4711.3105 | -51.0042 | -48.8135 | 2325.4443 | -1860.0918 | -1743.9742 | -800.5217 | -138.4543 | 493.201 | 852.6429 | -1890.8887 | -745.5643 | -48.5032 | 4.5423 | 1166.38 | 511.1217 | -487.5183 | 392.3034 | 1.0034 | -2349.6389 | -12.3715 | 3242.562 | 1676.0804 | 4420.4434 | -3.5845 | -278.08 | 2481.7117 | 363.0348 | 914.666 | 1.0045 | -2903.562 | 464.7265 | 5838.1777 | 210.1043 | -94.7188
2030-05-20 | 7 | -13.7426 | 1457.1683 | -53.098 | -509.8047 | -710.7312 | -1501.4565 | -7573.1362 | 1815.9077 | 787.6652 | -250.6142 | 3957.3442 | -122.3425 | 1947.0885 | 471.6718 | 2207.4077 | 2259.1584 | 294.957 | 209.9989 | -367.5767 | 70.8022 | -1243.989 | -4533.3462 | -46.0036 | -53.5664 | 2244.7856 | -1858.0801 | -1632.808 | -756.1807 | -116.463 | 438.6023 | 1077.7894 | -1179.3242 | -635.2603 | 107.0884 | 6.0134 | 1367.5593 | 1739.0996 | -614.4326 | 539.329 | 0.99875 | -2083.1799 | 119.9995 | 3714.7922 | 1623.5756 | 4924.7876 | -3.747 | -276.6542 | 2868.8823 | 128.4877 | 1018.0903 | 0.97858 | -1475.5791 | 350.5464 | 5770.876 | 210.1043 | -129.2705
2030-05-20 | 8 | -12.6662 | 1303.4341 | -54.0196 | -474.203 | -1139.4924 | -1280.9932 | -6359.8989 | 620.8652 | 199.2191 | -393.4063 | 4073.4351 | -8.7101 | 1993.9659 | 590.3925 | 2343.8357 | 1352.5159 | 237.3696 | 209.9989 | -430.4841 | 332.717 | -1427.2567 | -4406.5688 | -104.1893 | -29.1096 | 2540.5786 | -1745.9191 | -2259.4988 | -669.7883 | -112.2075 | 191.5987 | 1074.0452 | -977.4214 | -955.3729 | 222.7247 | 5.3414 | 752.7386 | 1037.8811 | -459.1766 | -59.7322 | 449.8415 | -2066.6479 | -92.6712 | 4793.1348 | 1711.7114 | 5019.0439 | 223.0493 | -277.9314 | 2660.1104 | 13.7374 | 1023.5731 | 0.98834 | -385.9046 | -117.727 | 4248.939 | 0.10427 | -218.1768
2030-05-20 | 9 | -19.7621 | 1115.2357 | -55.185 | -490.6765 | -1646.6356 | -1100.4762 | -5485.4712 | 13.7888 | 1.0064 | -390.4548 | 4044.7249 | 4.3335 | 2043.9445 | 627.1021 | 2379.2454 | 1216.7206 | 267.4648 | 209.9989 | -537.7548 | 492.3915 | -1634.493 | -4249.5928 | -78.0648 | -26.9974 | 3361.8938 | -1800.356 | -2456.1218 | -609.858 | -102.9418 | 160.4902 | 1132.2286 | 0.52469 | -888.9827 | 412.2458 | 5.862 | 1355.1528 | 1773.6521 | -710.8991 | -193.6892 | 449.7183 | -1855.281 | 1.2802 | 4928.9468 | 1611.5894 | 5040.1094 | 123.9549 | -897.8424 | 2574.9717 | -96.875 | 1063.6653 | -81.1013 | -53.1303 | -340.9012 | 4619.7979 | 0.10427 | -187.2311
2030-05-20 | 10 | -16.7901 | 1257.3357 | -57.2659 | -507.7971 | -1802.1716 | -1336.2953 | -5974.7983 | 214.5089 | 46.0487 | -401.4267 | 4075.8745 | -28.2825 | 1646.0947 | 593.3249 | 2362.0889 | 1037.4119 | 294.7821 | 209.9989 | -586.9905 | 307.1236 | -1766.9586 | -3805.6101 | -58.553 | -57.0098 | 3802.7908 | -2096.7773 | -2075.4705 | -707.0877 | -107.5342 | 270.8807 | 1186.7588 | 0.99858 | -524.6296 | 131.1941 | 6.2655 | 2138.7737 | 1240.2999 | -743.6477 | -252.1647 | 449.7229 | -1063.3125 | 178.5159 | 4894.9565 | 1561.847 | 5053.1118 | 1.0066 | -1156.246 | 2507.219 | -3.6036 | 882.708 | 220.8855 | -317.6284 | -647.6742 | 6871.8657 | 0.10427 | -162.987
2030-05-20 | 11 | -16.7114 | 1312.3837 | -61.9083 | -510.1497 | -1882.8485 | -1433.5458 | -6141.4082 | 719.15 | 271.8014 | -404.0169 | 4048.7175 | -45.088 | 1701.2629 | 560.6277 | 2335.7715 | 908.1821 | 297.1089 | 209.9989 | -687.8386 | 223.1501 | -1695.2642 | -3785.0405 | -56.4032 | -68.7324 | 4481.6489 | -2140.0464 | -2031.7072 | -729.2178 | -115.5455 | 330.6781 | 1003.5269 | 138.1938 | -531.2082 | 57.922 | 4.8801 | 2533.3616 | 1161.0933 | -668.5023 | -198.977 | 450.4956 | -1055.2271 | 233.0247 | 4909.0928 | 1543.2081 | 5058.98 | 1.0055 | -694.0621 | 2179.8508 | -131.6495 | 653.9905 | 387.4185 | -654.3756 | -352.603 | 7026.5518 | 0.10427 | -89.0223
2030-05-20 | 12 | -20.5801 | 1771.0751 | -64.2214 | -534.2349 | -1829.8605 | -1473.5376 | -5487.0874 | 1271.1689 | -218.4304 | -406.099 | 4039.3838 | -65.9675 | 1301.6447 | 482.8132 | 2285.2651 | 687.0809 | 408.679 | 209.9989 | -698.5089 | 119.271 | -1695.2252 | -3995.1074 | -109.0075 | -81.9816 | 4482.1729 | -2296.6418 | -1681.7986 | -749.9358 | -136.2314 | 283.3917 | 1174.5438 | 954.1747 | -332.1161 | 84.4339 | 4.4938 | 2803.8865 | 1843.4749 | -646.6632 | -217.6358 | 450.4185 | -937.4869 | 51.6267 | 4768.5464 | 1507.6522 | 5054.0889 | -187.1099 | -1061.0924 | 2068.0398 | -161.0484 | 584.8645 | -333.818 | -895.9734 | -379.2131 | 6574.4092 | 210.1043 | -61.4425
2030-05-20 | 13 | -19.243 | 1274.5862 | -61.69 | -447.7657 | -1699.9196 | -946.3129 | -1841.3177 | 615.7154 | -82.0826 | -387.4158 | 4000.9343 | 5.2084 | 1220.46 | 428.7408 | 2229.3589 | 501.7557 | 488.736 | 209.9989 | -722.2318 | 510.2709 | -1749.2336 | -4965.8599 | -60.8712 | -47.6129 | 4415.3755 | -1703.6874 | -2440.978 | -501.9084 | -119.5514 | 169.8289 | 641.8998 | 433.3414 | -1131.1307 | 264.1804 | 3.9102 | 2123.7959 | 1381.3113 | -574.1741 | -137.6069 | 450.3804 | -1072.0509 | 95.4059 | 4762.0532 | 1524.5765 | 5055.0854 | -100.6165 | -1125.5127 | 2086.3247 | -252.2385 | 901.9163 | -337.22 | -598.1805 | -745.3822 | 4124.3193 | 210.1043 | -163.5666
2030-05-20 | 14 | -19.4548 | 1643.272 | -64.6613 | -477.4419 | -1135.1313 | -1114.645 | -10.127 | 1357.3293 | -511.1443 | -376.6292 | 4032.2368 | -11.293 | 1009.8827 | 310.7614 | 2154.3713 | 792.5922 | 508.4852 | 209.9989 | -726.1956 | 57.4174 | -1916.3093 | -4865.3071 | -139.3578 | -55.2802 | 4256.438 | -1920.1752 | -1836.3862 | -587.2482 | -138.6707 | 126.3896 | 1220.6981 | 1137.8456 | -701.7288 | 120.8216 | 4.3184 | 2482.8989 | 2500.0723 | -423.3724 | 1.004 | 7.6342 | -992.8751 | -190.3191 | 4653.7363 | 1489.5498 | 5036.687 | -60.3292 | -1564.8667 | 3312.3762 | 500.1609 | 661.355 | -1339.1992 | -50.5889 | -545.8195 | 1601.4497 | 210.1043 | -239.8042
2030-05-20 | 15 | -22.2596 | 1228.9232 | -65.1079 | -456.4255 | -496.8544 | -666.7861 | 3595.8789 | 332.9811 | -1911.65 | -375.3427 | 4036.5996 | 10.0006 | 664.529 | 340.9072 | 2175.6021 | 552.4764 | 504.1614 | 209.9989 | -721.0699 | 195.5603 | -2087.1628 | -4778.7666 | -225.7587 | -41.5831 | 4193.3257 | -1633.1316 | -2327.3125 | -428.4846 | -124.9959 | -177.4732 | 897.1804 | 1294.8055 | -1145.6295 | 374.2289 | 4.0036 | 2146.4622 | 3111.8467 | 490.8429 | 681.1068 | 449.7978 | -837.46 | -445.8843 | 5119.5659 | 1992.2156 | 5053.2812 | 1010.8294 | -1111.2177 | 2733.5195 | 803.5003 | 636.0222 | -1528.7753 | 371.8811 | -480.6151 | 1318.4672 | 210.1043 | -290.473
2030-05-20 | 16 | -29.2095 | 737.5444 | -65.7455 | -409.59 | -623.0419 | -338.388 | 3724.5466 | 0.99312 | -1741.6281 | -373.9548 | 4017.5027 | 11.0277 | 925.585 | 405.8429 | 2224.687 | 944.2379 | 515.6597 | 209.9989 | -742.9039 | 382.2661 | -1990.3845 | -4911.6299 | -139.7257 | -38.8137 | 4266.6953 | -1336.1185 | -2731.355 | -313.5064 | -102.7987 | -55.4735 | 539.0202 | 1239.3079 | -1510.9775 | 474.5734 | 2.6452 | 2006.2957 | 2825.9868 | 562.7534 | 797.147 | 449.7324 | -1059.2285 | -241.989 | 5142.1772 | 2095.4556 | 5050.2256 | 1201.3956 | -1204.0793 | 2754.3262 | 951.3958 | 720.0909 | -1039.3086 | 118.7529 | -478.0302 | 1182.5276 | 210.1043 | -295.851
2030-05-20 | 17 | -36.0877 | 339.1186 | -68.7406 | -411.3077 | -650.3969 | -265.2644 | 3410.6616 | 172.6554 | -1702.3945 | -367.3716 | 4023.6711 | 38.477 | 1368.1021 | 446.2771 | 2253.3845 | 560.0548 | 514.6824 | 209.9989 | -839.2831 | 342.0723 | -1786.2932 | -4769.1362 | -58.922 | -43.2006 | 4555.7593 | -1319.9589 | -2860.3555 | -239.2738 | -85.6377 | 158.1013 | 551.5264 | 1846.3865 | -1563.8989 | 719.7823 | 1.8402 | 2203.8867 | 3394.2065 | -71.6234 | -11.4151 | 450.2647 | -1138.0752 | -30.6422 | 5006.6108 | 1767.9807 | 5052.5361 | 290.2133 | -1220.826 | 2663.6919 | 599.0529 | 755.1389 | -530.5074 | 141.0585 | -400.8497 | 2145.4771 | 210.1043 | -290.5278
2030-05-20 | 18 | -41.3415 | 353.6444 | -73.4329 | -432.572 | -873.8088 | -334.9932 | 3328.6455 | -2.1086 | -1462.145 | -356.4485 | 3993.3347 | 96.8586 | 1185.5601 | 436.1422 | 2239.9329 | 174.284 | 557.4792 | 209.9989 | -771.5653 | 395.5798 | -1873.0283 | -4956.2437 | -49.4748 | -56.072 | 4431.75 | -1443.2379 | -2896.2715 | -250.6131 | -82.609 | 150.8733 | 535.6191 | 2228.855 | -1506.1239 | 795.4092 | 2.3348 | 2318.1216 | 3742.4004 | 494.972 | 777.199 | 449.7173 | -1215.1677 | -3.2199 | 5270.063 | 2147.1948 | 5047.5083 | 1233.8134 | -1161.7079 | 2766.7771 | 1056.2965 | 843.1443 | -870.6284 | 596.046 | -551.1739 | 2741.8391 | 210.1043 | -321.6671
2030-05-20 | 19 | -42.5975 | 569.8241 | -75.374 | -445.1765 | -1065.9382 | -402.741 | 3272.9512 | -107.319 | -1532.1882 | -328.3763 | 4028.908 | 184.8972 | 1097.4644 | 401.4848 | 2198.46 | -134.0891 | 547.1595 | 209.9989 | -752.8613 | 415.844 | -2039.775 | -5116.1113 | -92.6203 | -65.5966 | 4391.5576 | -1609.4473 | -3059.2522 | -306.0401 | -92.9752 | 19.9502 | 373.5647 | 2468.6602 | -1514.2656 | 742.0513 | 2.7574 | 2386.8125 | 3224.1184 | 435.9295 | 714.2618 | 449.742 | -1229.5903 | -83.943 | 5233.4102 | 2128.9292 | 5032.7139 | 1158.7719 | -901.8763 | 2908.5017 | 1318.3678 | 864.0109 | -1202.6144 | 997.0422 | -616.2247 | 2085.8301 | 210.1043 | -348.2155
2030-05-20 | 20 | -34.8103 | 663.8718 | -73.1674 | -428.7827 | -988.9742 | -367.9206 | 3123.1541 | -2.1053 | -1736.1284 | -328.4745 | 4018.9084 | 194.9984 | 814.6112 | 355.1025 | 2158.4614 | -759.7262 | 583.5514 | 209.9989 | -716.3008 | 496.9253 | -2074.1194 | -5291.1504 | -93.6059 | -72.501 | 4328.7412 | -1552.4491 | -3308.3826 | -317.7634 | -101.5494 | -28.9313 | 29.3 | 2303.884 | -1678.7131 | 728.9958 | 2.5756 | 2330.0474 | 2451.9028 | -154.8219 | 210.1648 | 450.1145 | -1361.2513 | 0.99317 | 4985.9414 | 1865.4125 | 5040.6484 | 439.2711 | -717.2291 | 2846.6379 | 701.5924 | 711.0312 | -1389.3363 | 421.0633 | -705.7759 | 814.4244 | 210.1043 | -313.28
2030-05-20 | 21 | -35.3043 | 919.0359 | -71.5579 | -424.9209 | -1032.9037 | -735.3611 | 1131.0413 | 877.9224 | -1075.578 | -344.7283 | 4132.6455 | 195.0006 | 2072.9204 | 299.8988 | 2123.3203 | -248.6284 | 555.4146 | 209.9989 | -708.8833 | 382.8897 | -1892.8773 | -5637.3501 | -22.0174 | -78.0935 | 4452.3604 | -1629.0251 | -3240.1594 | -418.737 | -109.0483 | 266.0587 | -99.2129 | 1498.8257 | -1524.1753 | 477.098 | 2.7457 | 2428.7627 | 1618.1915 | -700.4351 | -345.6648 | 450.5364 | -1462.0557 | 165.1305 | 5068.0625 | 1609.1786 | 5046.8149 | 1.0032 | -663.3498 | 2176.4136 | -403.1534 | 860.9972 | -82.2409 | -952.6943 | -715.0665 | 2158.8511 | 210.1043 | -234.8231
2030-05-20 | 22 | -30.4678 | 1240.8038 | -73.5188 | -469.7772 | -1372.1489 | -992.4681 | 0.99968 | 1301.9274 | -2.9419 | -352.6686 | 3979.1885 | 134.8722 | 1049.9933 | 295.6013 | 2144.3352 | -544.4833 | 556.9086 | 209.9989 | -718.5276 | 306.5327 | -1811.4796 | -4994.4395 | -25.2651 | -93.3229 | 4485.7217 | -1879.4414 | -2911.0898 | -532.8536 | -118.3624 | 313.7959 | 66.2751 | 1751.1523 | -1267.2104 | 477.3382 | 2.4273 | 2662.929 | 1810.0946 | -636.618 | -260.478 | 450.4183 | -1174.1133 | 248.3306 | 5049.0679 | 1644.347 | 5032.7466 | 156.786 | -664.3757 | 2346.668 | -396.2252 | 715.9438 | 180.9476 | -939.2048 | -210.7938 | 2814.2024 | 210.1043 | -121.903
2030-05-20 | 23 | -39.7806 | 778.0678 | -71.0529 | -461.9435 | -1523.5928 | -652.431 | 505.4041 | 70.2332 | 127.0425 | -370.7563 | 3769.2458 | 162.0938 | 433.621 | 336.8635 | 2181.2151 | -1160.0731 | 481.4279 | 209.9989 | -745.8302 | 763.0981 | -1835.3621 | -4561.0566 | -8.0479 | -94.8554 | 4527.0605 | -1880.4281 | -3537.3257 | -432.3461 | -93.2778 | 182.5142 | 118.5271 | 2766.731 | -1426.9459 | 894.2559 | 3.6249 | 2554.0864 | 2291.2505 | -198.2672 | 251.902 | 450.1547 | -1071.3145 | 425.1092 | 4623.2246 | 1733.2859 | 5020.9727 | 368.7337 | -278.3092 | 2751.2905 | 792.0938 | 825.7475 | 529.8766 | -710.865 | -512.5086 | 3698.2961 | 210.1042 | -105.4153
2030-05-20 | 24 | -37.4148 | 370.2839 | -60.8567 | -433.9807 | -1715.6991 | -380.5324 | -72.7008 | -295.7616 | 1.006 | -178.578 | 3304.6338 | 86.9877 | 128.033 | 314.6742 | 2181.3318 | -544.0063 | 356.7843 | 209.9989 | -760.8896 | 802.8662 | -1565.9028 | -4738.8618 | 43.65 | -68.1211 | 4546.2764 | -1633.4724 | -3652.1897 | -305.252 | -69.0926 | 261.1584 | 87.2246 | 2556.5425 | -1668.2749 | 938.1461 | 3.8409 | 1833.2163 | 2582.1812 | -617.7383 | -59.7404 | 348.9287 | -1603.324 | 464.1614 | 4386.7783 | 1639.3859 | 4985.7397 | 1.0331 | -276.9294 | 2845.2322 | 1457.6775 | 1208.9236 | -39.6991 | -339.1732 | -1367.7294 | 4324.708 | 210.1043 | -319.7007
2030-05-21 | 1 | -28.7369 | 568.3287 | -55.7824 | -455.4005 | -1880.8695 | -714.5262 | -4087.6882 | -2.112 | 592.1736 | -159.9847 | 3468.9321 | 134.239 | 0.99575 | 16.0347 | 2101.5903 | 46.1183 | 263.9102 | 209.9989 | -740.4073 | 747.4755 | -1049.6057 | -4824.0405 | 87.6087 | -30.6225 | 4514.979 | -1646.7256 | -3359.9934 | -431.0922 | -65.1138 | 432.0947 | 557.4048 | 1403.6537 | -1427.1079 | 592.2836 | 3.2202 | 703.8954 | 2242.2217 | -239.6426 | 490.9524 | 0.99961 | -2371.4783 | 496.6687 | 3872.1826 | 1815.9838 | 4897.9175 | 164.5922 | -279.0664 | 3176.0168 | 1933.299 | 1464.3678 | -80.9906 | -726.7191 | -1663.5437 | 5826.8965 | 210.1042 | -371.6106
2030-05-21 | 2 | -45.1424 | 279.3915 | -63.5242 | -567.2311 | -1731.9652 | -767.8093 | -5193.4873 | -2.6282 | 1455.6858 | -216.1939 | 3280.3162 | -83.2695 | 1942.6973 | -237.7063 | 1814.1381 | 206.6169 | 362.4197 | 209.9989 | -721.6249 | 674.588 | -1036.614 | -5001.9067 | 101.1223 | -29.398 | 4403.6514 | -2107.5496 | -3020.54 | -516.7186 | -51.7257 | 464.0254 | 876.8786 | 2574.5229 | -1083.3092 | 800.5464 | 3.5426 | 1.0025 | 3970.594 | -522.8874 | 291.856 | 0.99945 | -2291.7292 | 486.0524 | 3306.4192 | 1702.5483 | 4456.9575 | -3.0601 | -276.6032 | 2696.8015 | 1094.8497 | 1354.7279 | -226.1027 | -850.1204 | -430.2443 | 7821.334 | 210.1043 | -262.3826
2030-05-21 | 3 | -39.2073 | 719.2474 | -57.5489 | -582.0314 | -1219.405 | -1194.9629 | -6974.3066 | 1026.0931 | 1745.98 | -208.1637 | 2628.9465 | -151.7432 | 1501.7013 | -369.845 | 1483.0302 | 486.7922 | 305.1369 | 209.9989 | -680.4815 | 644.1286 | -813.3674 | -5039.9434 | 126.8305 | -29.0637 | 4445.9243 | -2016.668 | -3077.9302 | -661.9242 | -65.1817 | 552.8701 | 965.6007 | 1909.9745 | -977.235 | 525.3214 | 2.3029 | -13.3644 | 3188.3293 | -385.674 | 402.7026 | 0.99832 | -2343.3379 | 520.8241 | 3120.321 | 1558.9528 | 4357.5029 | -3.0075 | -276.847 | 2698.9221 | 1031.8145 | 1276.625 | -230.908 | -2129.8022 | -761.9268 | 9049.8047 | 210.1043 | -237.8228
2030-05-21 | 4 | -28.9746 | 1130.7167 | -54.2536 | -465.4664 | -1111.1306 | -1488.7944 | -7099.0898 | 1350.6331 | 1926.2634 | -200.692 | 2878.6223 | -134.2171 | 783.908 | -286.7368 | 1566.3776 | 802.2745 | 245.1108 | 209.9989 | -500.6255 | 400.5364 | -626.0177 | -4379.6196 | 20.7978 | -31.5845 | 3417.2571 | -2020.6383 | -2664.8477 | -733.9879 | -87.0919 | 455.4583 | 1142.6785 | 306.8818 | -832.9337 | 222.3729 | 2.3975 | -87.1842 | 1413.9933 | -50.6145 | 483.0093 | 1.0015 | -2241.6765 | 198.672 | 2866.7971 | 1283.7811 | 4337.7822 | 0.99303 | -272.5964 | 2634.2048 | 187.0868 | 933.5553 | -936.0551 | -2023.8799 | -218.5881 | 8849.9189 | 210.1042 | -208.7121
2030-05-21 | 5 | -25.8529 | 1144.9808 | -54.2902 | -460.0317 | -943.274 | -1520.7047 | -7000.54 | 1586.0684 | 1908.3011 | -130.2906 | 3471.4202 | 1.0001 | 1280.8333 | -113.316 | 1574.3842 | 846.5637 | 234.0108 | 209.9989 | -360.9681 | 385.1654 | -607.7639 | -3621.4785 | 22.8673 | -45.3608 | 2585.4639 | -1964.559 | -2772.1182 | -737.4577 | -90.1597 | 492.0196 | 1215.7393 | 3.9871 | -959.3094 | 189.4824 | 2.2416 | -268.6054 | 1182.3037 | -260.1528 | 341.9955 | 0.99849 | -2301.2725 | 185.3393 | 3065.8354 | 1409.1339 | 4369.0713 | 1.0041 | -272.6076 | 2674.6306 | 180.5998 | 930.04 | -781.1094 | -2449.9958 | -211.108 | 9773.0947 | 210.1043 | -178.9564
2030-05-21 | 6 | -32.9614 | 857.1917 | -58.1106 | -549.6937 | -751.6899 | -1297.3807 | -6867.0322 | 1634.8395 | 1450.1517 | -149.0424 | 3828.4705 | 52.9256 | 1947.6069 | -142.8481 | 2156.5364 | 1376.8447 | 257.0492 | 209.9989 | -343.2399 | 512.117 | -754.525 | -2738.4634 | 117.7057 | -32.2251 | 2660.7383 | -1911.0349 | -2972.4417 | -677.9963 | -80.0578 | 649.8712 | 1435.0643 | 777.3985 | -1182.66 | 517.7432 | 2.1055 | -410.9226 | 3140.5605 | -526.1068 | 287.3015 | 1.0006 | -2488.3616 | 434.532 | 3194.9021 | 1677.314 | 4479.4116 | 1.0133 | -278.7298 | 2757.9482 | 108.6097 | 1132.4397 | 283.4787 | -2922.2021 | -168.1746 | 10771.1885 | 210.1042 | -119.5714
2030-05-21 | 7 | -40.093 | 480.1727 | -67.628 | -566.1562 | -1235.0035 | -983.4721 | -4989.8242 | 628.9764 | 678.3171 | -313.5041 | 3906.5273 | 138.5739 | 1948.5996 | -77.7695 | 2222.1423 | 1232.3971 | 294.9878 | 209.9989 | -307.723 | 477.3438 | -901.8325 | -2140.936 | 90.5263 | -17.6164 | 2377.5957 | -2158.9482 | -2723.9163 | -583.96 | -73.3796 | 610.8639 | 1866.6198 | 1340.2004 | -1118.6498 | 633.4606 | 2.1359 | -693.1681 | 3952.3098 | 88.1388 | 383.011 | 75.0238 | -2398.5452 | 387.4386 | 3597.8401 | 1622.2246 | 4964.2129 | -3.3455 | -278.1557 | 2554.1504 | -379.4231 | 1179.0779 | 1001.5864 | -2013.6213 | -0.38613 | 11272.8135 | 210.1043 | -110.8019
2030-05-21 | 8 | -34.2866 | 759.2467 | -69.0752 | -581.9395 | -1484.1873 | -1075.6926 | -5064.502 | 336.1292 | 80.7832 | -354.4519 | 4015.0161 | 194.9992 | 2115.2258 | 255.2589 | 2160.6016 | 1177.3781 | 231.3883 | 209.9989 | -371.2218 | 427.143 | -883.0435 | -2002.053 | 6.4713 | 7.6861 | 2753.5659 | -2125.1729 | -2308.4624 | -622.3212 | -86.5457 | 461.8812 | 2237.3914 | 1233.813 | -985.2646 | 415.0048 | 2.3013 | -1082.4626 | 3135.3232 | -967.5027 | -156.1582 | 8.9522 | -2256.2214 | 182.6582 | 4308.5269 | 1579.0289 | 5016.6899 | -3.2467 | -1045.95 | 2491.0649 | -767.3773 | 781.3439 | 1.0162 | -1556.2357 | -394.05 | 8985.291 | 210.1043 | -159.3659
2030-05-21 | 9 | -28.7588 | 839.6539 | -66.1311 | -597.073 | -1545.6262 | -1125.1033 | -5820.9927 | 458.2017 | 1.002 | -350.0898 | 3939.5652 | 195.0011 | 1624.4879 | 309.6276 | 2165.2004 | 1162.5873 | 138.7822 | 209.9989 | -448.4423 | 463.515 | -925.1837 | -1644.344 | 17.775 | 52.7743 | 3358.4512 | -2034.3872 | -1974.1543 | -646.9169 | -87.0258 | 468.7899 | 2188.5144 | 1079.7437 | -1007.2589 | 253.4402 | 2.317 | -1779.1637 | 2667.3379 | -869.0216 | -121.979 | 449.4234 | -2180.4116 | 199.9095 | 4346.355 | 1545.1729 | 5019.5425 | -3.2962 | -962.821 | 2190.8865 | -690.2112 | 757.6035 | 147.9379 | -1262.3013 | -335.0006 | 7849.4326 | 210.1043 | -123.1825
2030-05-21 | 10 | -36.4701 | 429.9141 | -68.6841 | -591.5337 | -1840.1976 | -800.4019 | -4804.1587 | 0.99798 | 131.8643 | -345.5117 | 3950.6699 | 195.002 | 1176.8358 | 383.1593 | 2189.7151 | 1243.8494 | 169.3265 | 209.9989 | -524.2359 | 818.926 | -1323.5518 | -1794.0874 | 110.2128 | 37.0063 | 3663.7439 | -1877.0522 | -2289.5378 | -526.2299 | -70.0605 | 480.3584 | 1837.4263 | 1801.8469 | -1266.392 | 578.7922 | 3.5508 | -1843.7889 | 3914.5801 | -639.5441 | 5.7658 | 449.6039 | -2073.9907 | 509.315 | 4650.6963 | 1677.5389 | 5052.8374 | 331.8029 | -1354.6586 | 2239.0593 | -82.4042 | 1226.3552 | 920.5238 | -1563.562 | -1319.3707 | 7881.5454 | 210.1043 | -149.5602
2030-05-21 | 11 | -37.7526 | 559.4852 | -68.8458 | -599.2002 | -1775.5052 | -788.7868 | -4296.2944 | 360.8739 | -3.0108 | -387.0065 | 3985.1711 | 43.6221 | 1411.6964 | 405.1489 | 2239.2268 | 965.3027 | 192.4372 | 209.9989 | -568.2014 | 634.7604 | -1299.557 | -2771.7136 | 76.3769 | -5.5767 | 4040.9822 | -2021.066 | -2287.134 | -525.3922 | -77.3584 | 473.678 | 1254.394 | 2123.6179 | -1100.0726 | 624.1576 | 4.0938 | -154.2474 | 4446.6333 | -741.9783 | -93.3427 | 449.641 | -1939.4122 | 384.2356 | 4729.5205 | 1677.5126 | 5058.7227 | 286.8409 | -1333.0118 | 2209.9375 | -127.1277 | 1105.3428 | 899.3696 | -1545.502 | -1090.4432 | 8124.0781 | 210.1043 | -71.8825
2030-05-21 | 12 | -46.935 | 595.5591 | -72.7723 | -644.1716 | -1725.99 | -533.6833 | -1595.1968 | 256.4776 | -92.4588 | -383.2982 | 3990.9299 | 25.3123 | 1344.9008 | 422.7942 | 2254.21 | 751.9218 | 284.5784 | 209.9989 | -655.9928 | 723.5251 | -1707.5809 | -3892.2412 | 51.8486 | 4.1373 | 4336.2104 | -2082.8992 | -2587.8708 | -431.2749 | -85.4685 | 364.7555 | 1256.7 | 3270.543 | -1126.2983 | 895.1202 | 4.0598 | 1.0014 | 5725.042 | -884.061 | -180.8197 | 449.6566 | -1647.1829 | 435.0765 | 4731.6421 | 1550.8531 | 5062.0459 | 141.1998 | -1334.4766 | 2141.6877 | -11.3752 | 1161.554 | 932.392 | -1761.194 | -1058.3087 | 7250.9438 | 210.1043 | -86.3814
2030-05-21 | 13 | -43.9357 | 1342.495 | -74.9834 | -640.1895 | -1375.9279 | -848.1721 | 81.2148 | 1166.1086 | -786.548 | -394.2339 | 4087.0718 | -11.8113 | 1017.4583 | 483.0342 | 2312.5793 | 218.3379 | 227.5371 | 209.9989 | -683.9684 | 365.5623 | -1833.5723 | -4689.3633 | -112.5593 | -37.3039 | 4419.2134 | -2420.8694 | -2210.2593 | -572.7645 | -126.9476 | 170.5717 | 1118.5685 | 3404.7083 | -667.0259 | 732.541 | 5.5783 | 1911.9275 | 4857.252 | -671.097 | 0.9979 | 449.7347 | -1280.4547 | 16.4614 | 4629.8242 | 1447.6415 | 5063.7334 | -0.42887 | -919.3422 | 2143.7034 | 39.0495 | 731.2961 | -209.1206 | -1048.6901 | -1051.5229 | 4381.6733 | 210.1043 | -145.0685
2030-05-21 | 14 | -38.9668 | 1375.9382 | -73.0889 | -590.389 | -1173.1481 | -770.8498 | 1549.5037 | 1106.9143 | -750.9237 | -385.5174 | 4059.3616 | 2.5085 | 1364.9432 | 515.7629 | 2326.2351 | 880.4435 | 541.3049 | 209.9989 | -684.8589 | 554.5545 | -1854.6632 | -4930.9004 | -140.7435 | -26.7262 | 4416.8345 | -2138.9866 | -2736.3071 | -519.7314 | -130.0766 | 1.515 | 867.4163 | 2938.0554 | -930.1031 | 667.1848 | 4.6891 | 1808.6116 | 4208.0088 | -1236.1422 | -113.054 | 0.99804 | -1289.2905 | -68.6533 | 3960.4939 | 1368.4617 | 4619.2808 | -256.0632 | -1833.7955 | 1811.1569 | -327.2924 | 720.7642 | -440.4447 | -897.3508 | -768.3515 | 1893.2428 | 210.1043 | -218.0594
2030-05-21 | 15 | -50.5528 | 975.904 | -79.2905 | -610.4275 | -654.5482 | -445.0881 | 2757.4009 | 928.7615 | -816.6924 | -385.7749 | 3887.0242 | -4.345 | 1049.7988 | 471.3171 | 2289.3052 | 292.1643 | 662.8948 | 209.9989 | -705.1558 | 486.7836 | -1936.671 | -4740.0166 | -153.2597 | -29.5774 | 4405.3003 | -2148.2422 | -2325.989 | -442.6504 | -118.262 | -49.4863 | 982.907 | 4805.375 | -908.6758 | 957.3279 | 4.1185 | 1880.1235 | 6099.7524 | -1082.7517 | -327.5311 | 277.7459 | -1367.7582 | -125.332 | 4683.6143 | 1487.0225 | 5059.6382 | -256.0319 | -1266.8937 | 1993.9189 | 313.99 | 857.9739 | -185.3199 | -369.6846 | -672.861 | 2396.1995 | 210.1043 | -253.6734
2030-05-21 | 16 | -47.0677 | 582.3329 | -77.5354 | -520.8987 | -886.1083 | -237.3649 | 4169.3813 | 0.99612 | -1136.7181 | -344.0003 | 3519.968 | 194.5301 | 1078.1388 | 541.1136 | 2302.1892 | 414.1083 | 582.3702 | 209.9989 | -713.8381 | 484.0131 | -1953.9004 | -4675.9204 | -203.4241 | -33.124 | 4426.5273 | -1814.6262 | -2517.4346 | -306.3941 | -100.6075 | -195.8768 | 817.1801 | 4050.6758 | -1289.1478 | 996.1707 | 3.4205 | 1748.2195 | 5568.9297 | -980.7608 | -680.4905 | 201.1205 | -1244.8531 | -345.006 | 5089.1089 | 1587.4138 | 5043.8374 | -2.76 | -1640.5331 | 2597.4297 | 500.5138 | 650.1249 | -1330.9893 | 128.8569 | -561.8889 | 1748.2136 | 210.1043 | -267.0598
2030-05-21 | 17 | -57.6568 | 265.8477 | -83.7549 | -564.3422 | -998.4206 | -153.3718 | 3908.0549 | 0.98457 | -1111.3499 | -350.4672 | 3468.6458 | 179.6071 | 1161.4403 | 573.8773 | 2345.7678 | -118.3287 | 630.4424 | 209.9989 | -704.8459 | 596.5327 | -1805.6052 | -3345.0029 | -113.0572 | -40.8888 | 4441.0254 | -1910.5544 | -2489.1052 | -288.2142 | -84.353 | -51.459 | 851.1781 | 4962.9116 | -1221.8406 | 1219.9441 | 5.0131 | 1858.5583 | 6798.416 | -732.8489 | -771.8312 | 450.7574 | -1381.5399 | -115.3197 | 5143.4434 | 1703.5327 | 5056.9331 | 0.99668 | -1433.5052 | 2662.9546 | 696.7858 | 839.6764 | -948.1921 | 37.8542 | -810.5735 | 3167.7559 | 210.1043 | -288.8191
2030-05-21 | 18 | -53.6124 | 17.1844 | -82.736 | -538.5417 | -1108.1426 | -86.9721 | 3871.9021 | -7.3385 | -1274.0817 | -344.447 | 3665.939 | 195.0007 | 1105.5568 | 614.6502 | 2374.7947 | -170.8243 | 563.2197 | 209.9989 | -698.7263 | 761.6592 | -1783.5688 | -2654.9136 | -44.2185 | -32.1649 | 4454.6885 | -1687.1183 | -2975.8914 | -247.2085 | -72.816 | 44.9184 | 600.3033 | 4498.835 | -1523.8766 | 1224.1553 | 5.1001 | 1650.8529 | 6604.4663 | -483.9907 | -496.9038 | 450.5833 | -1572.4709 | 90.4409 | 5091.167 | 1791.0897 | 5058.0479 | 239.347 | -1358.6055 | 2697.3335 | 808.1338 | 1043.266 | -199.3711 | 0.99299 | -592.0636 | 3917.1985 | 210.1043 | -229.3202
2030-05-21 | 19 | -42.8676 | 1.0129 | -77.3957 | -455.7741 | -1512.3945 | -30.5923 | 4318.7241 | -527.915 | -1407.515 | -332.302 | 3995.3433 | 195.0011 | 631.388 | 648.7604 | 2391.2056 | -143.6127 | 428.0286 | 209.9989 | -702.4438 | 912.6652 | -1919.2067 | -2879.4844 | -76.885 | -23.1125 | 4442.2134 | -1335.005 | -3482.9004 | -222.045 | -77.8506 | -132.2894 | 248.7162 | 3480.5093 | -1880.3781 | 1051.4142 | 5.0555 | 1415.2418 | 5070.4023 | 252.723 | 430.1391 | 449.9212 | -1580.8773 | 9.7978 | 5239.5684 | 2136.675 | 5040.48 | 1164.2142 | -1086.6487 | 3017.1963 | 1287.3026 | 1048.2904 | -727.9701 | 720.2694 | -732.7369 | 3019.7583 | 210.1043 | -283.0781
2030-05-21 | 20 | -40.6599 | 116.4152 | -71.6727 | -442.8846 | -1416.7885 | -14.0298 | 4195.0034 | -373.1256 | -1534.032 | -333.9157 | 4144.4336 | 195.0022 | 945.3776 | 672.4453 | 2414.4292 | -300.212 | 364.7682 | 209.9989 | -686.0892 | 834.2856 | -1932.7543 | -3086.8337 | -105.0968 | -27.7204 | 4441.9644 | -1317.9081 | -3500.1421 | -226.3136 | -84.3521 | -152.9853 | 177.4464 | 3273.1946 | -1852.9247 | 1033.3827 | 5.1238 | 1479.2837 | 4463.4951 | -354.1903 | -171.1977 | 450.344 | -1491.9788 | 20.7521 | 5233.3384 | 1964.7202 | 5033.4575 | 632.5335 | -912.6981 | 3149.2827 | 1050.3346 | 887.8609 | -1099.9868 | 0.98997 | -825.4774 | 2620.1904 | 210.1043 | -230.6844
2030-05-21 | 21 | -45.7775 | 162.6272 | -76.5659 | -482.7576 | -1387.4009 | 1.0034 | 4535.2354 | -319.9764 | -868.0922 | -341.3653 | 4108.4258 | 194.9981 | 2014.1968 | 662.8117 | 2409.0417 | -355.2821 | 410.8507 | 209.9989 | -675.9493 | 807.8072 | -1872.1937 | -2923.1409 | -106.632 | -27.723 | 4448.374 | -1418.2101 | -3611.2996 | -218.9626 | -89.5952 | -147.6498 | 126.6628 | 3778.4695 | -1822.5649 | 1102.9266 | 5.4793 | 1473.09 | 4622.3633 | -920.6478 | -542.8546 | 450.6151 | -1493.66 | 0.99836 | 4966.9722 | 1657.3502 | 5046.9966 | 73.8463 | -936.7458 | 2811.064 | 162.493 | 718.1415 | -1197.1757 | -281.9117 | -440.9759 | 2474.9666 | 210.1043 | -188.4255
2030-05-21 | 22 | -45.9939 | 720.0197 | -77.9653 | -497.9119 | -1076.8606 | -422.7508 | 2734.7402 | 821.8853 | -463.5079 | -339.6185 | 4091.5588 | 194.9999 | 1957.1023 | 660.9694 | 2405.7014 | -309.0896 | 320.1305 | 209.9989 | -697.2751 | 942.8582 | -1899.2462 | -2284.5974 | -60.9592 | -20.8211 | 4503.7944 | -1625.5748 | -3700.0281 | -379.3496 | -108.51 | -12.3634 | 270.0783 | 3510.7175 | -1606.5844 | 818.632 | 5.6045 | 1474.8447 | 4057.728 | -746.848 | -299.4956 | 450.4479 | -1281.5493 | 282.9472 | 5139.7568 | 1736.1307 | 5041.6943 | 340.9573 | -793.9653 | 2597.3604 | -257.8426 | 907.3743 | 148.9659 | -802.1765 | -528.821 | 2057.6833 | 210.1043 | -165.1908
2030-05-21 | 23 | -33.6656 | 476.1683 | -67.2761 | -422.8541 | -1574.4703 | -246.6902 | 2545.5642 | 525.0327 | 477.2297 | -349.3503 | 4038.2742 | 195.0045 | 1870.4385 | 669.3129 | 2430.0815 | -319.167 | 344.4699 | 209.9989 | -667.4712 | 1177.8522 | -1702.4326 | -2303.5435 | 37.3262 | -13.5761 | 4333.7241 | -1347.5441 | -4162.5508 | -309.546 | -93.3989 | 109.425 | 89.0496 | 2334.1445 | -1922.9404 | 871.0869 | 5.5471 | 1095.3589 | 2893.4529 | -912.3217 | -249.7798 | 91.2942 | -1305.9807 | 592.5981 | 4574.8462 | 1661.0536 | 5013.2695 | -3.3187 | -683.2156 | 2713.8694 | 615.3966 | 928.3677 | 390.3963 | -676.3323 | -336.6632 | -102.7695 | 210.1043 | -100.9187
2030-05-21 | 24 | -30.0876 | 503.3318 | -58.9749 | -407.9432 | -1792.4427 | -462.4398 | -379.8505 | -2.1413 | -49.3195 | -310.7595 | 3987.561 | 195.0006 | 1242.1943 | 577.9229 | 2339.2229 | 445.5213 | 460.2068 | 209.9989 | -580.1786 | 986.2939 | -1460.051 | -3023.9353 | 77.0318 | -23.5589 | 3574.2725 | -1435.3447 | -3785.3794 | -379.2573 | -76.9519 | 247.6899 | 268.7748 | 2028.418 | -1704.533 | 821.0003 | 5.5992 | 962.6442 | 2855.3467 | -657.9454 | -139.728 | 450.2834 | -1543.1967 | 578.0721 | 4247.4497 | 1746.9087 | 5004.1099 | 0.99446 | -277.7431 | 3264.436 | 1948.0978 | 1284.4326 | 185.0373 | -603.7829 | -1329.5009 | 1159.7544 | 210.1043 | -289.2779
2030-05-22 | 1 | -19.783 | 353.8438 | -48.6448 | -377.1326 | -1915.2618 | -520.065 | -5454.9229 | -2.069 | 1139.7877 | -134.9498 | 3944.6309 | 195.0013 | 633.2499 | 474.8655 | 2241.8423 | 1551.9729 | 370.1477 | 209.9989 | -532.8484 | 901.4548 | -991.8719 | -3745.793 | 130.4068 | -22.0121 | 2998.2961 | -1217.176 | -3477.6787 | -375.9672 | -59.9888 | 423.8235 | 267.5323 | 154.6913 | -1688.2607 | 471.1915 | 4.3738 | 403.0706 | 1758.6566 | -257.2253 | 410.7855 | 23.0645 | -2370.8765 | 557.5948 | 3613.9656 | 1735.9619 | 4950.7202 | 1.0301 | -278.1958 | 3307.4038 | 2375.2478 | 1555.4333 | 226.5737 | -466.1699 | -986.2131 | 1465.2681 | 210.1042 | -283.87
2030-05-22 | 2 | -20.7395 | -22.4322 | -47.1199 | -417.1389 | -1518.1144 | -625.2153 | -6271.8511 | 0.99134 | 1571.657 | -141.4153 | 3926.8606 | 135.4839 | 1926.6548 | 414.4709 | 2228.6643 | 1933.4745 | 169.1825 | 209.9989 | -486.7278 | 586.1219 | -775.6777 | -3746.2983 | 96.1864 | -36.6279 | 2823.9321 | -1352.3809 | -2427.2302 | -455.3624 | -49.1611 | 495.6489 | 942.1669 | 1.0044 | -1232.2308 | 474.8278 | 4.7301 | 751.4402 | 3002.2061 | -646.7393 | 281.3237 | 1.0006 | -2340.8958 | 412.8898 | 3238.439 | 1699.6768 | 4593.5547 | -3.0853 | -276.5939 | 2874.2715 | 1691.3674 | 1363.3688 | -581.7567 | -995.3019 | -402.5841 | 5818.98 | 210.1043 | -266.0238
2030-05-22 | 3 | -20.9418 | 959.9875 | -46.9338 | -516.0541 | -951.8193 | -1350.4883 | -8656.9121 | 1550.1626 | 1879.3845 | -155.0518 | 3236.8032 | -14.9065 | 123.2581 | 1.0004 | 2203.8169 | 1806.2711 | 190.0367 | 209.9989 | -376.2958 | 404.8846 | -678.236 | -4350.3594 | 73.7707 | -41.0994 | 2161.9421 | -1931.9362 | -1853.2828 | -697.3061 | -76.7603 | 527.3234 | 1332.467 | 0.95686 | -824.4525 | 301.5028 | 4.0893 | 908.4452 | 1209.8903 | -1.6833 | 581.8205 | 0.99923 | -2304.1357 | 366.4496 | 2903.4268 | 1499.4442 | 4505.2461 | -2.7073 | -276.641 | 2803.3345 | 1398.4296 | 1211.9963 | -453.6417 | -2301.4248 | -500.3103 | 7807.314 | 210.1043 | -154.7276
2030-05-22 | 4 | -17.3228 | 1303.7426 | -41.8381 | -383.1779 | -862.9037 | -1472.73 | -8635.5488 | 1668.1459 | 2050.2856 | -139.3562 | 1199.0302 | -13.2478 | 1.0024 | 0.99895 | 2178.7634 | 1743.8417 | 241.7887 | 209.9989 | -173.1 | 284.8078 | -773.5981 | -4988.1802 | -31.5243 | -62.9678 | 532.7871 | -1780.6974 | -1658.8678 | -701.5184 | -98.6455 | 356.9181 | 1254.7006 | 0.99847 | -933.1626 | 197.0101 | 3.5806 | 942.3773 | -549.9604 | -1.814 | 684.9329 | 1.0007 | -2221.7961 | 77.7546 | 2705.9011 | 1362.5714 | 4396.9194 | -2.66 | -276.5528 | 2806.3025 | 925.0758 | 993.5766 | -975.2669 | -2192.8948 | 1.0224 | 5986.0728 | 210.1042 | -138.7933
2030-05-22 | 5 | -16.3261 | 1486.1373 | -41.7047 | -374.8594 | -642.369 | -1600.3611 | -9060.4414 | 2114.9622 | 2016.917 | -168.3092 | 2449.2087 | -54.5788 | 1.0304 | 0.99936 | 2158.2134 | 1638.0583 | 282.1372 | 209.9989 | -199.9029 | 177.0516 | -826.447 | -5714.7998 | -57.3426 | -65.9983 | 844.3823 | -1845.3981 | -1974.5664 | -747.5292 | -110.3804 | 366.8756 | 1244.2876 | 1.0047 | -942.7987 | 155.3032 | 2.8521 | 984.2811 | -413.3474 | 0.99948 | 449.3 | 321.1089 | -2244.2224 | 0.99773 | 2645.0413 | 1245.4659 | 4094.2737 | -2.7896 | -276.6297 | 2775.9485 | 491.3112 | 957.5799 | -969.3801 | -2569.5337 | 8.1121 | 5821.5542 | 210.1043 | -145.6858
2030-05-22 | 6 | -26.8933 | 1346.0823 | -60.7094 | -356.9688 | -227.2885 | -1760.4993 | -9953.584 | 2848.991 | 1606.9991 | -346.3162 | 3908.5767 | 189.9287 | 1942.8608 | 1.0004 | 2113.6599 | 1983.9277 | 125.8659 | 209.9989 | -287.8268 | 178.065 | -994.2129 | -6737.8833 | 26.1532 | -64.1974 | 1610.8759 | -1924.9534 | -2510.1851 | -771.3347 | -109.3199 | 567.7271 | 1201.8132 | -530.106 | -1134.8521 | 212.2111 | 0.50347 | 922.1767 | -950.4814 | -400.9398 | 321.5952 | 1.0018 | -2380.4771 | 300.0208 | 3244.3962 | 1698.8286 | 4582.8076 | -3.3259 | -277.7914 | 2646.1489 | 619.7789 | 1112.4088 | 371.6222 | -3531.5842 | 1.0055 | 7523.3511 | 210.1043 | -83.9055
2030-05-22 | 7 | -27.5407 | 1426.5575 | -66.2239 | -521.8781 | -189.353 | -1817.8231 | -10065.5664 | 3075.0986 | 429.2235 | -348.7673 | 3849.8916 | 154.2159 | 1951.7365 | 0.99865 | 2009.15 | 2158.8582 | -6.3192 | 209.9989 | -237.2561 | -26.4451 | -1096.2609 | -6506.3955 | 0.99822 | -61.9116 | 1237.7192 | -2155.4243 | -2082.1519 | -836.587 | -113.0676 | 683.5021 | 1583.3228 | -1015.6613 | -736.6958 | 89.1516 | 0.52964 | 846.8258 | 1792.4281 | -178.3121 | 492.4452 | 1.0021 | -2131.8386 | 294.0455 | 3613.8384 | 1556.527 | 4941.2856 | -2.9538 | -273.1943 | 2491.7871 | -277.5508 | 988.0201 | 618.1821 | -2964.5481 | 42.2011 | 8024.9785 | 210.1043 | -64.7175
2030-05-22 | 8 | -18.7251 | 805.8349 | -54.8544 | -560.5798 | -897.5613 | -1145.408 | -7841.1504 | 1472.7999 | 1.0044 | -331.9445 | 3955.6589 | 195.0025 | 1484.6877 | 252.6925 | 2130.7673 | 2291.9338 | 1.6266 | 209.9989 | -320.6724 | 237.7377 | -1359.0571 | -6558.6753 | -53.0262 | -30.3599 | 1526.7997 | -1766.4927 | -2146.2642 | -664.0937 | -100.2724 | 427.9767 | 1946.3101 | -977.2744 | -727.3229 | 235.3683 | 1.2884 | 394.6446 | 3447.1858 | -633.4991 | 100.5354 | 47.4465 | -2209.3713 | 28.6138 | 4229.0015 | 1593.9124 | 5015.6899 | -3.3736 | -483.57 | 2580.9041 | 89.1829 | 1095.79 | 514.4292 | -1449.4541 | -504.9456 | 8394.7744 | 210.1043 | -189.0113
2030-05-22 | 9 | -23.7738 | 853.9658 | -60.334 | -598.9756 | -1945.2548 | -1068.3661 | -5567.8403 | 56.3052 | 120.0138 | -344.8384 | 3979.7668 | 194.9999 | 1118.7004 | 225.3737 | 2126.6719 | 2189.1479 | 330.513 | 209.9989 | -482.4001 | 384.2433 | -1696.6885 | -6074.2041 | -80.4992 | -40.551 | 2624.9314 | -1971.4122 | -1978.6576 | -649.1298 | -95.5011 | 198.6639 | 1862.8092 | 0.99384 | -480.4467 | 273.5952 | 3.5488 | 1374.7263 | 4120.9214 | -672.2243 | -2.3312 | 449.5858 | -1603.9043 | 51.9307 | 4331.2178 | 1512.3706 | 5032.8433 | -95.8602 | -1203.3932 | 2464.7524 | 37.0199 | 961.6131 | 29.2347 | -510.8224 | -627.4354 | 9178.8418 | 210.1043 | -191.3815
2030-05-22 | 10 | -34.4035 | 464.7161 | -76.12 | -561.4275 | -1893.3682 | -775.1631 | -5118.2109 | 307.8509 | 360.2623 | -329.1141 | 3955.0015 | 194.9994 | 1027.0104 | 226.2898 | 2119.2151 | 2164.3091 | 610.9189 | 209.9989 | -595.7194 | 388.0605 | -1780.1145 | -6186.4648 | 5.1358 | -54.2239 | 3510.4622 | -2123.3159 | -1878.5265 | -534.0066 | -89.3729 | 332.9752 | 1426.9277 | 818.5152 | -621.729 | 537.1085 | 3.1857 | 1896.619 | 4407.4775 | -83.0833 | 540.916 | 449.9336 | -1495.631 | 371.3547 | 4675.8164 | 1750.2682 | 5059.0122 | 684.2269 | -926.1627 | 2444.3611 | 602.9161 | 1016.3359 | 190.5405 | -1149.3448 | -965.0383 | 7450.9795 | 210.1043 | -183.4167
2030-05-22 | 11 | -34.4386 | 1307.8232 | -77.1153 | -589.4613 | -1854.1743 | -1040.7671 | -4765.8789 | 1436.3954 | 87.9793 | -363.4771 | 3939.6377 | 88.2333 | 1041.1375 | 168.3331 | 2122.1885 | 1894.8181 | 673.4924 | 209.9989 | -604.0058 | 118.3811 | -1658.915 | -5756.5278 | -106.3028 | -67.3986 | 3614.3489 | -2479.7744 | -1371.4956 | -625.906 | -127.6754 | 263.4474 | 1898.8463 | 1223.9856 | -169.6916 | 415.0649 | 3.5265 | 2236.4727 | 4637.563 | -224.7297 | 366.8276 | 450.1129 | -1055.6469 | 70.2127 | 4726.6846 | 1715.556 | 5065.6035 | 530.5323 | -924.0828 | 2271.1609 | 389.6088 | 631.2803 | 152.6415 | -1249.8823 | -450.96 | 5360.1392 | 210.1043 | -52.4055
2030-05-22 | 12 | -37.8592 | 1041.2654 | -79.653 | -577.5766 | -1450.9316 | -754.9359 | -3375.7969 | 1191.552 | -355.3115 | -378.511 | 3920.1487 | 91.0975 | 1138.3149 | 125.855 | 2084.8298 | 1641.611 | 711.8807 | 209.9989 | -575.3926 | 364.7005 | -1764.7019 | -6129.1665 | -98.675 | -47.074 | 3343.5063 | -2282.2192 | -2027.1508 | -539.5873 | -122.5244 | 173.2731 | 1642.0289 | 1611.4175 | -465.4164 | 534.6347 | 2.8646 | 1888.9257 | 4919.1719 | -644.9312 | 61.9458 | 449.45 | -1194.1686 | -5.549 | 4266.5215 | 1486.2496 | 5059.6416 | -194.3729 | -1490.1338 | 2077.2131 | 49.0231 | 728.7349 | 199.0654 | -975.2241 | -379.5437 | 3850.7083 | 210.1043 | -105.131
2030-05-22 | 13 | -26.516 | 1139.8793 | -77.5282 | -525.1769 | -691.2805 | -796.802 | -0.15547 | 1727.8898 | -2.9379 | -355.4475 | 3891.8364 | 194.9998 | 1180.2615 | 140.1306 | 2065.6331 | 1499.3195 | 584.8056 | 209.9989 | -632.8013 | 520.6622 | -1714.7944 | -6292.5576 | -105.6814 | -33.8906 | 3637.5903 | -1989.478 | -2488.5088 | -540.9114 | -129.201 | 99.2929 | 1335.1991 | 1072.1931 | -820.3158 | 330.0398 | 1.54 | 1520.6002 | 3690.1404 | -635.3877 | 63.566 | 450.2845 | -1271.8226 | 16.5613 | 4281.4551 | 1534.5339 | 5062.2041 | -199.8961 | -964.1362 | 2234.0669 | -31.903 | 696.4362 | 312.1017 | -817.3472 | -144.8739 | 3076.3013 | 210.1043 | -199.4813
2030-05-22 | 14 | -42.3662 | 925.387 | -86.5129 | -569.6904 | -5.6049 | -518.0119 | 2745.2605 | 1492.3528 | -1374.0833 | -353.9172 | 3910.7 | 133.2866 | 477.4957 | 233.2925 | 2132.8115 | 1448.8927 | 629.4683 | 209.9989 | -627.2879 | 443.9768 | -1986.9817 | -6530.5322 | -176.8516 | -37.191 | 3296.7493 | -2145.0471 | -2733.2117 | -457.6179 | -124.4585 | -62.5688 | 1471.9846 | 2658.3679 | -725.3909 | 620.6688 | 2.5405 | 1686.8923 | 5180.8608 | -48.1587 | 38.5695 | 450.269 | -1288.6729 | -318.4489 | 5056.4727 | 1649.0344 | 5073.9868 | 383.9968 | -1371.4928 | 2568.8167 | 1082.1855 | 739.2407 | -84.71 | 0.9924 | -9.4385 | 4179.2637 | 210.1043 | -248.8566
2030-05-22 | 15 | -48.0807 | 652.0428 | -91.7244 | -586.4449 | -182.1682 | -431.2809 | 2853.3411 | 1113.6897 | -1018.519 | -346.2762 | 3905.5762 | 138.0233 | 681.5953 | 320.5372 | 2164.6348 | 1892.5419 | 707.8459 | 209.9989 | -820.4667 | 830.5075 | -1713.7683 | -5042.4033 | -138.5804 | -25.4677 | 4310.6543 | -2210.4033 | -2618.6946 | -388.3674 | -105.7779 | 0.99912 | 1707.3628 | 3409.9253 | -657.5288 | 802.3901 | 2.4847 | 1822.8622 | 6246.0659 | 22.874 | 85.9474 | 450.2042 | -1155.5105 | -362.8401 | 4841.2007 | 1666.7854 | 5070.6802 | 246.741 | -1409.8344 | 2702.908 | 1198.8014 | 320.6514 | -954.1799 | -217.0352 | -118.6801 | 3814.7583 | 210.1043 | -245.9792
2030-05-22 | 16 | -49.7468 | 142.0534 | -88.2543 | -531.2448 | -234.5169 | -239.4529 | 2614.4033 | 1001.4355 | -1365.3905 | -326.9782 | 3897.156 | 195.0014 | 706.2004 | 390.8764 | 2184.1133 | 2049.7083 | 623.8406 | 209.9989 | -820.8085 | 566.2053 | -1595.4055 | -5119.02 | -101.8114 | -21.7349 | 4314.3833 | -1809.4952 | -2410.7966 | -243.2181 | -82.8478 | 155.7904 | 1437.834 | 2694.8472 | -880.5596 | 758.4056 | 2.4825 | 1610.0698 | 5648.6104 | 18.7408 | 59.9547 | 450.2152 | -1393.0938 | -373.1085 | 4814.7158 | 1595.2782 | 5073.9004 | 194.997 | -1447.6448 | 2804.9255 | 1077.058 | 461.2089 | -1177.8256 | -1319.4659 | -474.9313 | 3603.428 | 210.1043 | -238.0114
2030-05-22 | 17 | -54.669 | 80.1214 | -92.5087 | -540.6661 | -231.445 | -343.4425 | 1765.6267 | 1463.8204 | -1428.4698 | -344.3358 | 3870.7649 | 132.052 | 1024.0988 | 456.1805 | 2231.5635 | 1588.3468 | 586.6469 | 209.9989 | -814.212 | 400.8495 | -1442.683 | -5147.9829 | -51.9246 | -36.4617 | 4371.1465 | -1992.113 | -2194.9426 | -295.5562 | -77.4868 | 400.3767 | 1654.681 | 2760.3103 | -694.7563 | 812.2192 | 2.531 | 1868.6238 | 5798.7339 | -12.2903 | 69.0056 | 450.1791 | -1457.2749 | -247.0262 | 4995.5337 | 1625.0168 | 5072.5688 | 384.012 | -1531.5334 | 2983.6599 | 777.9419 | 501.116 | -877.2269 | -1595.0894 | -523.7822 | 4563.3633 | 210.1043 | -227.8819
2030-05-22 | 18 | -46.649 | 41.5534 | -90.9951 | -519.5851 | -36.5281 | -340.0839 | 683.6074 | 1934.1603 | -1380.1627 | -344.4873 | 3869.2266 | 149.7356 | 991.4399 | 443.3184 | 2208.9028 | 2094.0479 | 585.502 | 209.9989 | -815.2778 | 477.5128 | -1539.0074 | -5217.6729 | -19.0172 | -32.9095 | 4353.769 | -1827.6411 | -2334.2581 | -289.8688 | -78.1946 | 417.5739 | 1539.7356 | 2231.2307 | -789.7349 | 665.7392 | 2.5703 | 1788.3789 | 4805.7915 | -52.5175 | -50.9451 | 450.2678 | -1513.9895 | -163.0898 | 5104.6636 | 1680.1981 | 5072.3936 | 390.4886 | -1448.7323 | 3096.4624 | 617.7423 | 725.5651 | -188.4201 | -1509.1002 | -274.115 | 4321.8867 | 210.1043 | -180.2593
2030-05-22 | 19 | -34.8675 | 487.9368 | -92.5931 | -523.8035 | 13.5946 | -526.4439 | -100.2961 | 1975.6595 | -1339.8525 | -325.5051 | 3842.605 | 195.0004 | 810.5742 | 450.6571 | 2202.2876 | 2078.1646 | 508.5001 | 209.9989 | -818.0776 | 856.9293 | -1790.1364 | -5667.0142 | -85.9249 | -21.7256 | 4277.2603 | -1922.517 | -2994.385 | -398.1674 | -101.6228 | 184.2363 | 1409.2916 | 587.9007 | -909.3451 | 520.28 | 3.4154 | 1732.167 | 3090.3809 | 436.9485 | 427.9788 | 449.9579 | -1538.5118 | -232.0568 | 5267.2969 | 2049.1409 | 5050.8428 | 953.9915 | -1147.6833 | 3338.5413 | 405.6901 | 930.4051 | -353.8792 | -307.473 | -400.2672 | 3227.3582 | 210.1043 | -253.6194
2030-05-22 | 20 | -33.7007 | 660.7946 | -93.3633 | -598.1203 | -1466.2401 | -893.0806 | -7181.0171 | 1404.9524 | -19.6168 | -345.2411 | 3854.406 | 195.0022 | 1685.0677 | 400.3844 | 2174.6057 | 2330.8845 | 448.0872 | 209.9989 | -682.49 | 921.5882 | -1746.8094 | -5809.0161 | 0.36762 | -47.0051 | 3893.314 | -2175.7056 | -2605.6628 | -526.076 | -92.6583 | 365.643 | 1563.3807 | 4.0211 | -679.8947 | 373.6295 | 3.9065 | 2011.1747 | 2943.9373 | -462.9614 | -159.2915 | 450.4445 | -1743.1293 | 86.4912 | 5016.6211 | 1719.2183 | 5054.7466 | 230.2028 | -590.53 | 2764.4534 | -281.6292 | 1045.6851 | 252.7401 | -919.8387 | -503.0037 | 5390.8242 | 0.10427 | -145.1942
2030-05-22 | 21 | -41.2213 | 366.4692 | -98.1797 | -678.1865 | -1370.3967 | -990.2198 | -8787.7646 | 968.885 | -422.0502 | -345.6711 | 3867.3677 | 182.2939 | 2049.4897 | 297.0588 | 2148.0242 | 2882.1362 | 459.3682 | 209.9989 | -706.7479 | 438.0924 | -1899.0311 | -6993.8628 | -28.711 | -52.6206 | 3980.021 | -2455.2278 | -2661.0735 | -618.3933 | -82.6849 | 376.4999 | 1699.035 | 1.0046 | -503.5868 | 423.5791 | 3.6192 | 2139.2124 | 3943.5344 | -586.9944 | -270.8814 | 450.4611 | -2015.3439 | 127.3494 | 5084.293 | 1682.8474 | 5054.1118 | 132.9849 | -628.2009 | 2628.0378 | -755.2231 | 1355.5389 | 243.9452 | -1142.6926 | -624.3086 | 7171.6426 | 0.10427 | -150.1179
2030-05-22 | 22 | -43.6243 | 232.3834 | -98.8165 | -713.9029 | -1547.9143 | -1037.7004 | -9525.124 | 477.1473 | -132.0623 | -345.7871 | 3808.1094 | 194.9999 | 914.5138 | 279.4366 | 2148.582 | 3127.978 | 449.9431 | 209.9989 | -702.6305 | 636.0475 | -1939.1168 | -6731.8096 | 55.5934 | -25.6708 | 3894.5239 | -2432.1316 | -2781.561 | -638.5405 | -65.4242 | 475.3672 | 1514.1606 | 1.0001 | -528.4727 | 475.1093 | 3.645 | 1783.3673 | 4763.9692 | -470.9323 | -156.306 | 450.4007 | -1976.1669 | 385.7646 | 4987.7656 | 1686.951 | 5048.3647 | 186.0648 | -602.4792 | 2765.7139 | -686.6136 | 1451.172 | 554.4456 | -1067.5876 | -1039.7472 | 8559.6152 | 210.1043 | -173.0048
2030-05-22 | 23 | -31.9583 | 627.7285 | -85.0414 | -694.1711 | -1495.9628 | -1214.816 | -9672.4209 | 530.4013 | 1.0032 | -314.5371 | 3821.6851 | 195.0012 | 588.4173 | 242.3867 | 2131.4915 | 3153.7825 | 358.9895 | 209.9989 | -580.671 | 891.0257 | -1940.8201 | -6137.9121 | 68.002 | -12.866 | 2728.199 | -2224.395 | -2858.1213 | -704.5541 | -73.1599 | 375.423 | 1517.6417 | -1081.1904 | -754.8782 | 245.1603 | 3.2324 | 955.2476 | 3896.5327 | 13.0038 | 474.676 | 449.9622 | -1850.4728 | 520.429 | 4705.2134 | 1893.226 | 5029.7637 | 746.2148 | -280.0005 | 2902.9543 | 222.0508 | 1570.6603 | 1315.0518 | -1166.623 | -1341.7616 | 7841.0239 | 210.1043 | -168.496
2030-05-22 | 24 | -17.7405 | 1024.278 | -66.2755 | -651.2119 | -1453.6199 | -1497.7728 | -10860.9033 | 733.312 | -3.0733 | -311.2098 | 3801.9521 | 194.9985 | 165.791 | 164.6127 | 2100.7285 | 2806.6157 | 15.5092 | 209.9989 | -504.0235 | 880.7922 | -1700.4586 | -5738.9102 | 34.0103 | -14.7911 | 2257.5117 | -2024.7661 | -2942.6943 | -789.5563 | -79.4819 | 342.4655 | 1729.8376 | -2129.6831 | -741.8889 | -27.98 | 2.984 | 854.173 | 2582.3599 | -279.0579 | 107.9588 | 450.1145 | -1761.7007 | 328.5088 | 4146.373 | 1635.3484 | 5002.9395 | 1.0116 | -276.5869 | 3142.2532 | 795.4456 | 1374.028 | 1200.5234 | -890.8431 | -1033.8783 | 7958.3018 | 210.1043 | -147.6167
2030-05-23 | 1 | -11.2477 | 805.989 | -55.6132 | -593.723 | -751.2734 | -1595.1812 | -12980.9561 | 2502.2529 | 1.0055 | -305.0805 | 3775.0422 | 195.0006 | 1197.2896 | 185.8574 | 2098.6555 | 2756.3159 | -54.0998 | 209.9989 | -411.8231 | 396.5577 | -1061.4043 | -5799.4136 | 91.9791 | -12.3466 | 1820.8346 | -1994.4821 | -2373.4285 | -807.0297 | -81.2821 | 780.0284 | 1966.1326 | -2279.8936 | -491.2291 | -178.105 | 1.5595 | 249.8813 | 758.5048 | 157.4257 | 664.4454 | 212.615 | -2274.2656 | 405.4872 | 3566.7151 | 1688.6263 | 4781.7905 | 297.8236 | -279.6956 | 2821.6929 | 2088.2178 | 1339.6196 | 1128.1592 | -1751.5017 | -377.2894 | 9032.4092 | 210.1043 | -99.6656
2030-05-23 | 2 | -18.3421 | 1390.3344 | -50.2721 | -588.8377 | -253.7152 | -1847.6359 | -13114.1582 | 3540.2886 | 1198.6964 | -149.8233 | 3550.0618 | 53.9985 | 1552.53 | 1.0009 | 2068.5737 | 1778.2094 | 236.3041 | 209.9989 | -375.4039 | 471.6444 | -907.4984 | -5590.5039 | 100.8251 | -2.8875 | 1703.1797 | -2211.1104 | -2556.3811 | -864.5583 | -105.7552 | 745.1636 | 2136.1062 | 1.0067 | -601.3092 | 0.99975 | 1.1572 | -413.8854 | 43.7159 | -132.2019 | 655.6844 | 1.0026 | -2423.7034 | 480.6783 | 2823.0752 | 1158.7556 | 4565.5063 | -2.6755 | -272.6152 | 2507.1548 | 990.0052 | 1432 | 547.9872 | -2769.3364 | -467.2726 | 5398.2495 | 210.1042 | -149.8895
2030-05-23 | 3 | -24.9884 | 1506.1436 | -48.7475 | -399.1524 | -438.1111 | -1909.6306 | -12892.9648 | 3450.2913 | 1724.619 | -122.1707 | 3745.4302 | 22.3548 | 929.6326 | 1.002 | 2091.8267 | 160.3607 | 329.3574 | 209.9989 | -104.0815 | 315.228 | -869.7808 | -5258.731 | 48.4627 | -64.3709 | 602.5433 | -2369.9434 | -1938.2706 | -850.5928 | -98.0639 | 648.4305 | 2218.7454 | 1.0055 | -377.9661 | 89.1664 | 1.8804 | 5.1321 | -487.2154 | -2.7454 | 751.6788 | 1.0033 | -2342.3586 | 327.6017 | 2461.9268 | 1336.6373 | 4351.7612 | -3.5716 | -278.0089 | 2791.231 | 1497.662 | 1355.5114 | 0.99289 | -1844.3982 | -44.2331 | 4179.4966 | 210.1043 | -222.7258
2030-05-23 | 4 | -18.3737 | 1293.5404 | -42.6292 | -297.7862 | -432.5325 | -1679.7806 | -12271.3457 | 3433.9155 | 1959.5439 | -122.1869 | 3762.6621 | 8.7192 | 978.8217 | 0.99717 | 2045.8591 | -13.9383 | 359.6384 | 209.9989 | -85.3877 | 212.3124 | -914.4576 | -5179.522 | 17.8831 | -78.9723 | 432.0004 | -2001.8287 | -1444.9753 | -768.3275 | -102.1791 | 608.6106 | 2085.1177 | 1.0085 | -348.3779 | 96.3625 | 2.6013 | 169.9127 | -848.1581 | 1.0026 | 607.1418 | 0.99867 | -2315.1641 | 240.624 | 2521.5305 | 1187.3027 | 4268.981 | -2.8205 | -276.6798 | 2879.2573 | 1406.0511 | 1334.6927 | -18.4265 | -1312.6139 | -0.40182 | 2362.1863 | 210.1043 | -229.6531
2030-05-23 | 5 | -24.5248 | 1729.6499 | -47.9802 | -361.3049 | -227.8448 | -1983.902 | -12588.2549 | 3819.4753 | 1789.7771 | -350.8115 | 3826.2253 | 128.8737 | 1608.049 | 0.999 | 2006.9135 | 67.7462 | 292.3192 | 209.9989 | -72.3813 | 66.78 | -920.2739 | -5644.2949 | -11.6396 | -93.2469 | 429.3268 | -2380.2966 | -1288.4882 | -868.3984 | -113.0031 | 608.6263 | 2128.5308 | 1.0295 | -280.9716 | 85.3658 | 1.7695 | 344.426 | -509.5776 | -1.2436 | 340.4047 | 0.99896 | -2342.1934 | 173.3484 | 2821.4392 | 1300.3134 | 4296.4629 | -2.5795 | -276.6973 | 2759.6992 | 1271.3901 | 1284.7363 | -83.077 | -1714.2645 | -0.1917 | 1583.11 | 210.1043 | -211.7558
2030-05-23 | 6 | -23.8951 | 1709.2057 | -60.0169 | -321.3974 | 302.1486 | -2157.4065 | -13965.4834 | 4887.0376 | 1539.8527 | -352.5811 | 3830.7317 | 151.3471 | 1653.9031 | 1.0038 | 1987.9635 | 563.3607 | 526.9386 | 209.9989 | -199.7716 | 0.055784 | -974.6295 | -6717.3442 | 49.1097 | -85.4196 | 1212.6041 | -2217.4185 | -1671.3234 | -875.5071 | -138.7892 | 808.2309 | 2008.1743 | 0.99752 | -532.8781 | -6.7987 | 0.42657 | 465.5741 | -2526.3777 | -298.534 | 841.8405 | 0.99957 | -2503.1755 | 334.5688 | 2922.7261 | 1648.4783 | 4571.7227 | 269.7081 | -279.4651 | 2925.137 | 1453.782 | 1407.5846 | 759.2892 | -2780.2053 | -107.3214 | 2338.1494 | 210.1043 | -148.6768
2030-05-23 | 7 | -24.323 | 1945.0853 | -64.4729 | -377.7284 | 529.4791 | -2381.7163 | -14278.5908 | 4799.708 | 284.9717 | -122.2848 | 3882.6636 | 22.5396 | 1879.4774 | 1.0013 | 2022.9364 | 931.162 | 485.2563 | 209.9989 | -201.8652 | -245.5641 | -1180.9019 | -6883.2568 | -42.0604 | -101.4063 | 726.9827 | -2445.5388 | -1136.1072 | -971.1626 | -149.7407 | 732.8331 | 2584.6577 | 1.005 | -148.4536 | -136.7887 | 0.50036 | 754.7214 | -2163.7622 | -23.928 | 402.7849 | 1.0003 | -2230.5039 | 139.8468 | 3470.0203 | 1481.8781 | 4844.8486 | -2.785 | -325.6716 | 5969.6372 | 2137.7749 | 1035.5775 | 968.188 | -3960.533 | 190.9712 | 3597.5251 | 0.10427 | 0.98796
2030-05-23 | 8 | -30.7925 | 1770.6195 | -64.1908 | -453.2267 | 176.4327 | -2283.4458 | -13958.8779 | 4590.1021 | -2.989 | -337.2218 | 3895.8252 | 190.832 | 2128.6567 | 104.8857 | 1987.0438 | 1637.2725 | 229.6434 | 209.9989 | -199.8551 | -135.3971 | -1663.7864 | -6735.4219 | -35.0365 | -70.5367 | 654.0035 | -2817.196 | -1014.3922 | -984.3868 | -142.2403 | 685.4988 | 2880.8298 | 1.0042 | 154.7031 | -126.1199 | 0.57303 | 198.3156 | -858.3842 | -776.5278 | 0.9963 | 334.6943 | -1435.8492 | 199.1123 | 3769.8425 | 1434.4232 | 4888.7383 | -278.9994 | -437.875 | 1488.6218 | -714.5902 | 861.3681 | 349.4685 | -2797.7708 | 479.8983 | 5606.834 | 210.1043 | 32.5181
2030-05-23 | 9 | -18.2004 | 1077.7864 | -58.1196 | -558.056 | -32.5124 | -1743.8536 | -13315.5781 | 3950.2634 | -3.0236 | -346.5278 | 3915.886 | 172.0443 | 1174.1842 | 48.1442 | 1973.5591 | 1472.1669 | 154.8299 | 209.9989 | -198.4666 | -159.1669 | -1728.8871 | -6934.7554 | -46.9526 | -57.7873 | 456.7695 | -2178.3296 | -886.3547 | -870.5324 | -123.3769 | 719.8265 | 2981.0742 | 1.0148 | 173.9319 | -164.7169 | 0.56855 | 3.3594 | -322.9741 | -752.9265 | -208.5177 | 449.8923 | -1535.0605 | 51.0259 | 4679.1851 | 1544.639 | 5054.2178 | 131.3585 | -977.8206 | 2348.9978 | 106.0466 | 1022.0081 | 1542.0835 | -2602.5603 | 0.29466 | 7003.9639 | 210.1043 | 56.6124
2030-05-23 | 10 | -24.4568 | 899.1127 | -65.3175 | -573.1185 | -516.4186 | -1679.1266 | -12925.1182 | 3222.7249 | -3.0026 | -340.3754 | 3939.6089 | 194.9975 | 879.6309 | 122.0023 | 1982.7428 | 1288.7805 | 111.1044 | 209.9989 | -195.7429 | -8.4678 | -1862.6892 | -7135.9839 | -39.176 | -55.2967 | 331.8292 | -2234.5195 | -1185.4723 | -850.7399 | -112.6524 | 640.1249 | 2956.1758 | 1.0091 | 135.0343 | -86.1985 | 0.54379 | -92.3085 | -379.7779 | -775.6207 | -214.4325 | 449.8544 | -1698.6458 | 15.0711 | 4786.4233 | 1571.6471 | 5069.9028 | 140.0548 | -1231.9128 | 2012.4906 | -56.7132 | 1191.6008 | 1051.6464 | -1917.8085 | -575.131 | 8856.8545 | 210.1043 | -90.6706
2030-05-23 | 11 | -28.7567 | 965.8079 | -74.2984 | -638.301 | -663.1193 | -1680.2666 | -12804.1211 | 2966.7961 | -262.0414 | -341.738 | 3945.3662 | 194.9982 | 684.4923 | 130.6842 | 1990.3593 | 1057.2264 | 50.0661 | 209.9989 | -202.7863 | 195.6689 | -2002.8428 | -7148.8008 | 3.9417 | -60.2635 | 239.6841 | -2496.5066 | -1606.2554 | -863.3953 | -113.6915 | 649.4259 | 2872.7678 | 1.0045 | 69.6229 | -34.4227 | 0.5273 | 79.925 | 643.369 | -843.8165 | -340.8845 | 449.8821 | -1734.7711 | 175.2189 | 4822.252 | 1566.4298 | 5074.772 | 1.0021 | -1470.7173 | 1983.8632 | 620.7086 | 1365.7927 | 1412.5337 | -1892.3627 | -445.1356 | 9216.1963 | 0.10427 | -119.0584
2030-05-23 | 12 | -42.8347 | 685.3663 | -84.3766 | -642.9743 | -592.9655 | -1494.558 | -11906.7324 | 2226.3713 | -898.9754 | -350.0017 | 3947.0237 | 170.8406 | 954.9514 | 116.185 | 1987.1573 | 864.9885 | 80.5521 | 209.9989 | -297.7596 | 326.8031 | -2210.7622 | -7129.1831 | 17.8932 | -53.5383 | 833.0059 | -2677.6963 | -2064.4609 | -812.9941 | -103.7909 | 613.402 | 2819.0276 | 63.6782 | 25.942 | 183.8602 | 0.54895 | 388.0401 | 2626.873 | -790.1156 | -270.731 | 449.908 | -1682.5934 | 343.1466 | 4805.0381 | 1494.4037 | 5090.6572 | 0.88266 | -1621.3933 | 1727.6295 | 246.7502 | 1383.1765 | 1517.0415 | -2490.3274 | 1.5479 | 10853.2891 | 0.10427 | -67.0128
2030-05-23 | 13 | -59.8324 | 226.6758 | -101.4954 | -805.276 | -915.5755 | -1147.0026 | -10946.1104 | 1570.6498 | -1587.7393 | -385.7138 | 3948.9709 | 3.3966 | 1145.2872 | 0.99916 | 2006.4938 | 567.3513 | 113.802 | 209.9989 | -333.5638 | 376.632 | -2207.1909 | -7671.3169 | 49.82 | -48.3885 | 1117.2982 | -3059.0425 | -2020.8635 | -732.2948 | -81.2184 | 643.374 | 2671.1238 | 2019.6827 | 0.19675 | 554.8232 | 0.57855 | 619.7485 | 5169.2734 | -691.1496 | -95.5747 | 449.7321 | -1911.4779 | 392.9525 | 4631.8794 | 1428.5229 | 5076.2427 | -2.7994 | -1681.8624 | 1805.1324 | 274.5492 | 1550.9424 | 1408.87 | -2579.6626 | -77.4318 | 12182.4951 | 0.10427 | -88.2832
2030-05-23 | 14 | -70.7702 | 234.5478 | -111.2627 | -789.0521 | -340.7081 | -887.2924 | -6898.4585 | 2518.2173 | -1717.2618 | -341.1409 | 3942.5659 | 195.0006 | 896.8271 | 66.7382 | 1997.9406 | 510.064 | 80.2208 | 209.9989 | -312.3921 | 351.1808 | -2285.2866 | -7866.7021 | -11.6724 | -38.7779 | 883.5228 | -3079.7898 | -2161.6831 | -657.1406 | -106.3426 | 546.4171 | 2735.0808 | 2434.0222 | 1.8 | 730.5765 | 0.45428 | 1002.7179 | 6251.478 | -688.6987 | -2.0959 | 325.61 | -1876.0377 | 143.356 | 4420.4902 | 1448.325 | 5073.3848 | -103.8231 | -1834.6552 | 1650.1993 | 447.5396 | 1134.4587 | 1547.8729 | -2983.0039 | 63.9166 | 11926.1064 | 210.1043 | -97.7688
2030-05-23 | 15 | -76.0462 | 428.0186 | -116.7809 | -795.0588 | -6.8171 | -864.5107 | -5538.5791 | 3143.0156 | -1621.3586 | -346.6402 | 3936.2275 | 195.0011 | 56.2671 | 132.1501 | 2025.4744 | 447.5788 | 47.9293 | 209.9989 | -307.5333 | 194.8339 | -2303.8306 | -8004.4941 | -64.2111 | -50.899 | 846.7097 | -3252.377 | -2227.2859 | -621.5497 | -115.6398 | 545.5004 | 2437.9221 | 2582.1562 | 20.7947 | 782.4975 | 0.4295 | 1497.0312 | 6558.7563 | -261.8723 | -228.4056 | 450.4831 | -1894.3688 | 41.0372 | 5058.4116 | 1584.7722 | 5074.1382 | 4.9616 | -1780.7256 | 1937.3282 | 1126.1476 | 1129.5968 | 2411.7122 | -3131.332 | 32.1993 | 11847.1543 | 210.1043 | -111.8293
2030-05-23 | 16 | -62.5806 | 725.54 | -114.8155 | -811.4122 | -132.5178 | -1006.5894 | -6567.6519 | 3300.7458 | -1423.152 | -321.9377 | 3871.1001 | 195.0026 | 1.0351 | 188.4762 | 2070.2258 | 915.9156 | -99.6692 | 209.9989 | -397.2845 | 140.7725 | -2167.4614 | -7802.9951 | -70.4697 | -68.2724 | 1502.7848 | -3083.6111 | -2266.7483 | -664.0814 | -120.0459 | 560.7845 | 2028.2567 | 1578.4675 | -67.421 | 506.7308 | 0.3244 | 1991.9264 | 5680.2485 | -43.9349 | 28.5605 | 450.3006 | -1812.4526 | -65.6148 | 5344.9189 | 1687.4489 | 5072.2998 | 559.2455 | -1768.3094 | 2297.5317 | 1417.6191 | 831.0189 | 1263.3969 | -2905.0942 | -83.0027 | 11381.2012 | 210.1043 | -86.8908
2030-05-23 | 17 | -63.509 | 501.1166 | -114.907 | -808.1191 | -525.0363 | -949.8052 | -6355.582 | 3098.3457 | -1296.9681 | -325.3109 | 3914.5928 | 195.0009 | 1.055 | 209.5354 | 2090.3113 | 1094.9292 | -97.3472 | 209.9989 | -430.7138 | 112.973 | -2127.4385 | -7819.1182 | -57.3064 | -66.5346 | 1691.7601 | -3091.7859 | -2274.4507 | -627.3064 | -111.5748 | 608.5108 | 2091.5322 | 1758.6714 | -10.609 | 505.514 | 0.28135 | 2063.8162 | 5937.0254 | -2.6582 | 121.778 | 450.1996 | -1875.101 | -79.3791 | 5412.9258 | 1780.64 | 5072.4443 | 728.774 | -1780.6287 | 2330.1028 | 1389.0503 | 855.1421 | 761.1506 | -2115.7422 | -94.6635 | 12681.7266 | 210.1043 | -154.4023
2030-05-23 | 18 | -76.9302 | 208.2372 | -116.1956 | -782.4229 | -550.041 | -755.6221 | -6208.9536 | 2745.1008 | -1595.6304 | -315.5259 | 3867.1101 | 195.0032 | 1.0074 | 164.6288 | 2063.4709 | 1052.6989 | 46.0294 | 209.9989 | -312.776 | 260.9816 | -2158.3601 | -7781.936 | -27.5894 | -46.3691 | 872.094 | -3165.2798 | -2318.1084 | -587.2825 | -102.457 | 623.8185 | 2634.7881 | 2839.6602 | 17.9663 | 810.4519 | 0.33797 | 1406.7758 | 6966.6689 | -130.8654 | 42.694 | 450.352 | -2013.6279 | -2.8368 | 5397.2847 | 1789.2616 | 5072.5562 | 638.5057 | -1640.1814 | 2313.1853 | 1138.3634 | 993.632 | 1609.6278 | -1954.825 | -59.0664 | 13081.3604 | 210.1043 | -164.2928
2030-05-23 | 19 | -81.7581 | -205.3419 | -106.2553 | -766.5529 | -488.1299 | -654.1157 | -7081.0693 | 2438.4526 | -2485.8342 | -340.7555 | 3868.3279 | 194.9968 | 72.9385 | 125.2909 | 2040.5707 | 731.5169 | 174.4917 | 209.9989 | -290.8717 | 393.8924 | -2166.8438 | -7656.772 | 60.7887 | -25.6581 | 723.429 | -3049.9807 | -2383.9353 | -558.4773 | -82.2275 | 755.4583 | 2922.3254 | 3607.0239 | 6.0166 | 989.9094 | 0.42552 | 881.2056 | 7727.8242 | -777.8416 | -69.787 | -3.8612 | -2063.6362 | 286.0287 | 4700.3662 | 1601.7732 | 5046.7974 | -66.2697 | -1782.1941 | 1973.9382 | 505.4727 | 1274.63 | 1386.5427 | -2483.7969 | -525.1475 | 14424.0957 | 0.10427 | -90.4071
2030-05-23 | 20 | -81.3055 | -825.0428 | -103.0241 | -758.5065 | -1311.2782 | -616.2343 | -8428.6553 | 897.1003 | -567.9272 | -343.4085 | 3868.0483 | 195.0005 | 1003.7688 | 187.7842 | 2033.3313 | 644.7574 | 255.7186 | 209.9989 | -296.8343 | 328.4971 | -2171.6152 | -7582.0171 | 107.3556 | -11.7548 | 859.9658 | -3004.156 | -2235.5454 | -537.8622 | -46.8027 | 847.0763 | 2868.1702 | 3821.7251 | 21.0356 | 966.6957 | 0.50849 | 405.3238 | 7954.166 | -701.44 | -271.463 | 449.6143 | -2006.293 | 460.6418 | 4960.0078 | 1543.5363 | 5060.0933 | -3.0233 | -1433.7172 | 2280.373 | -89.4785 | 1656.5134 | 600.9573 | -1372.8333 | -713.4681 | 15742.4824 | 0.10427 | -166.8356
2030-05-23 | 21 | -72.7382 | -629.8466 | -95.0849 | -773.3254 | -1290.3827 | -745.0649 | -9201.8242 | 1054.5775 | -562.4849 | -343.7719 | 3858.5398 | 194.9998 | 1217.2142 | 183.4729 | 2033.1528 | 830.4676 | 206.5623 | 209.9989 | -341.8908 | 301.1202 | -2200.1975 | -7641.7681 | 112.0442 | -13.0878 | 1139.0841 | -2844.9624 | -2226.3933 | -605.8037 | -53.5881 | 861.1389 | 2904.1553 | 3160.4521 | 67.9338 | 861.9541 | 0.51383 | 541.0531 | 7805.0933 | -776.8435 | -411.4429 | 439.3004 | -1903.4597 | 494.3197 | 4871.1992 | 1502.5986 | 5053.7393 | -259.3118 | -1451.881 | 2096.6187 | -406.6956 | 1499.4971 | 1121.0834 | -1629.9534 | -580.0351 | 15642.4883 | 0.10427 | -116.6795
2030-05-23 | 22 | -60.188 | -482.6941 | -88.2912 | -773.4095 | -1184.693 | -818.0961 | -9062.9736 | 1385.6052 | -472.679 | -346.7983 | 3824.6011 | 194.9985 | 1344.6982 | 165.9295 | 2015.72 | 894.9896 | 178.955 | 209.9989 | -420.4308 | 420.338 | -2195.7466 | -7244.2534 | 133.7365 | 5.236 | 1609.9282 | -2596.6384 | -2444.6709 | -637.3303 | -58.1403 | 875.1406 | 3200.1277 | 2498.5608 | 69.7942 | 731.6765 | 0.49388 | 181.2173 | 7158.9995 | -736.0731 | -338.719 | 449.6927 | -1773.4719 | 690.5989 | 4833.5527 | 1478.9255 | 5035.7251 | -195.9388 | -1238.0714 | 2271.199 | -631.6021 | 1610.1572 | 1426.9009 | -1535.036 | -624.0576 | 15185.6641 | 0.10427 | -202.5721
2030-05-23 | 23 | -62.3618 | -231.1965 | -82.8009 | -788.8287 | -1213.2056 | -932.8182 | -9318.7822 | 1220.7802 | -208.2307 | -346.6697 | 3847.8838 | 195.0004 | 1438.3785 | 130.3992 | 1987.6187 | 1164.9037 | 159.0161 | 209.9989 | -373.8108 | 604.7957 | -2169.7007 | -6688.9775 | 165.5283 | 5.8636 | 1257.6901 | -2915.4133 | -2433.5591 | -682.77 | -55.2744 | 824.3112 | 3136.9199 | 2615.5652 | 37.347 | 718.6627 | 0.57157 | -119.8555 | 7548.1958 | -536.5151 | -74.4672 | 449.5871 | -1459.7224 | 845.8084 | 4759.8022 | 1542.5369 | 5036.9263 | 124.6484 | -742.8994 | 2529.8792 | -193.4606 | 1613.2579 | 1877.4338 | -1536.8531 | -1203.3776 | 15457.8672 | 210.1043 | -171.3542
2030-05-23 | 24 | -60.5475 | 1.0003 | -72.6007 | -674.8785 | -1146.8257 | -1152.0981 | -10236.4736 | 1409.6985 | -3.0934 | -263.9988 | 3785.2151 | 194.9998 | 418.2165 | 1.0007 | 1966.0792 | 773.3879 | 209.4662 | 209.9989 | -315.4352 | 451.239 | -1821.8474 | -6851.9692 | 163.1562 | 1.6619 | 806.7 | -3049.5002 | -2016.326 | -727.8686 | -55.318 | 879.2925 | 3369.0356 | 1938.6294 | 104.0371 | 693.9434 | 0.21799 | -170.3577 | 7290.6646 | 515.2684 | 333.3788 | 449.1058 | -1787.8143 | 693.5101 | 4148.1855 | 1559.105 | 5017.2319 | 1.0376 | -357.4219 | 4320.5581 | 2268.8 | 1616.2054 | 1984.1965 | -1069.0789 | -1223.0513 | 15606.0332 | 210.1042 | -131.6392
2030-05-24 | 1 | -57.0079 | 452.6888 | -76.7772 | -651.6113 | -1309.3336 | -1377.885 | -9840.5771 | 1428.5294 | 432.0065 | -343.4426 | 3938.5354 | 178.923 | 1967.9795 | 141.9892 | 1979.6571 | 902.6658 | 189.4535 | 209.9989 | -320.6775 | 382.5976 | -1701.0217 | -6746.7915 | 132.1934 | -16.1283 | 1020.151 | -2814.6321 | -2142.585 | -781.9893 | -71.2364 | 757.9038 | 2780.9724 | 1075.3313 | -81.0435 | 653.9263 | 0.48189 | 110.215 | 6516.5322 | -203.1522 | 231.5224 | 0.99922 | -1566.046 | 708.1987 | 3261.3325 | 1430.8365 | 4584.4932 | 1.0073 | -274.6432 | 2511.1218 | 571.2605 | 1291.5714 | 929.8111 | -1223.7412 | -424.8028 | 14460.1689 | 210.1043 | -75.2951
2030-05-24 | 2 | -41.3857 | 738.2027 | -53.2372 | -618.0645 | -930.3149 | -1564.5311 | -10234.4736 | 2324.5593 | 1298.9025 | -358.7935 | 3871.0466 | 104.3299 | 1948.9299 | 164.536 | 2030.74 | 873.3772 | 231.9709 | 209.9989 | -332.9575 | 118.0255 | -1194.1018 | -6703.4419 | 97.9893 | -44.7959 | 1371.2506 | -2662.3171 | -1888.2698 | -827.939 | -77.217 | 810.4127 | 2577.6865 | 462.0284 | -102.6425 | 549.216 | 0.58088 | 527.9969 | 5400.5469 | -371.502 | 320.5081 | 0.99887 | -2014.4778 | 459.8029 | 3169.8906 | 1506.3606 | 4633.2871 | 0.99123 | -276.859 | 2666.7695 | 1118.0015 | 1243.4437 | 364.9733 | -1472.3049 | -191.0353 | 13414.7041 | 210.1043 | -138.6183
2030-05-24 | 3 | -51.4387 | 587.6865 | -49.5236 | -590.0037 | -890.9709 | -1514.7983 | -10336.9922 | 2617.9426 | 1790.2443 | -360.7943 | 3887.739 | 97.7629 | 1944.9261 | 1.0001 | 2022.9623 | 462.2036 | 461.5074 | 209.9989 | -355.6178 | 99.8169 | -914.2474 | -6783.1641 | 140.8413 | -69.4519 | 1635.88 | -2650.2703 | -1912.2948 | -785.1588 | -73.4766 | 913.4157 | 2323.2454 | 1619.3397 | -202.0724 | 737.7321 | 0.50486 | 845.7086 | 4345.3931 | -307.9855 | 139.1713 | 0.99887 | -2346.9443 | 496.3195 | 3171.3315 | 1610.2919 | 4442.8477 | -3.199 | -278.394 | 2535.3948 | 1288.485 | 1356.2039 | 667.1551 | -1939.4113 | -150.052 | 12602.8027 | 210.1043 | -171.7154
2030-05-24 | 4 | -49.9544 | 615.2283 | -66.1661 | -567.9054 | -770.6544 | -1530.2313 | -9815.123 | 2783.2324 | 2026.9999 | -365.4346 | 3845.7126 | 81.5081 | 1954.4745 | 1.0008 | 2040.4375 | 422.7416 | 418.534 | 209.9989 | -362.2155 | 113.2111 | -850.2042 | -6696.9946 | 155.6386 | -70.9079 | 1816.938 | -2420.3359 | -1865.0167 | -754.09 | -77.8669 | 932.1766 | 2018.7423 | 1302.9825 | -409.1123 | 703.7953 | 0.53722 | 806.3656 | 3708.9585 | -432.2118 | 59.6292 | 1.0013 | -2368.7 | 574.2041 | 3179.1714 | 1434.8521 | 4356.5864 | 0.99913 | -275.1746 | 2468.7883 | 1065.8086 | 1426.4025 | 874.7201 | -2271.6313 | -260.1071 | 11868.9609 | 210.1042 | -205.3905
2030-05-24 | 5 | -46.124 | 723.2897 | -45.152 | -567.1517 | -598.5784 | -1522.9849 | -9761.3037 | 3078.8169 | 1867.6379 | -380.2804 | 3828.1128 | 7.6499 | 1960.6156 | 1.0007 | 2086.8689 | 505.8145 | 421.7593 | 209.9989 | -303.4335 | -166.2148 | -846.7041 | -6788.2192 | 103.7171 | -84.0201 | 1582.1792 | -2593.8367 | -1349.6715 | -773.6753 | -87.5111 | 936.6404 | 2152.3181 | 1793.8976 | -132.449 | 701.4144 | 0.59519 | 1025.5975 | 3989.4353 | -334.5349 | 2.6774 | 1.0006 | -2325.1333 | 412.0409 | 3262.874 | 1376.7667 | 4347.9751 | 1.0151 | -272.7635 | 2156.3323 | 398.4011 | 1266.3375 | 649.6686 | -2374.9224 | 0.98144 | 11429.3701 | 210.1043 | -181.2457
2030-05-24 | 6 | -43.0324 | 1049.9115 | -48.0291 | -597.2559 | -533.4566 | -1648.9817 | -9551.4961 | 2920.5774 | 1610.5535 | -363.7734 | 3954.959 | 82.9486 | 1945.2101 | 13.7356 | 2039.4047 | 842.0228 | 307.6866 | 209.9989 | -300.9855 | -327.6611 | -1079.0347 | -7139.9614 | 3.5008 | -75.8038 | 1497.4313 | -2594.3816 | -1029.5967 | -822.6935 | -104.556 | 780.6875 | 2194.0974 | 1391.2195 | -52.6144 | 486.4774 | 0.58676 | 850.3342 | 4695.2236 | -10.8395 | 417.7964 | 1.001 | -2190.5386 | 184.5627 | 3111.1633 | 1444.9434 | 4555.9888 | 1.0011 | -278.5623 | 2545.4414 | 755.1995 | 1023.1918 | 364.6628 | -2047.7576 | 165.9379 | 10573.3477 | 210.1043 | -131.4479
2030-05-24 | 7 | -40.7638 | 263.7013 | -55.2883 | -503.6343 | -917.5093 | -988.1124 | -8082.1973 | 1947.1718 | 762.611 | -346.6347 | 4090.0076 | 182.2972 | 1626.6342 | 0.99936 | 2063.1902 | 870.9403 | 371.1771 | 209.9989 | -293.2903 | -241.5792 | -1348.4078 | -7469.5337 | -18.2577 | -60.7834 | 1336.6521 | -2594.7576 | -827.8207 | -631.0045 | -86.513 | 673.0227 | 2009.0294 | 1829.5311 | -282.4795 | 669.1985 | 0.5615 | 412.3103 | 4576.3315 | -201.5184 | 254.7297 | 241.6324 | -2251.7651 | 0.99662 | 4041.6304 | 1684.1217 | 4971.8628 | 148.9691 | -278.9772 | 2960.9065 | 658.4914 | 1203.8833 | 742.8364 | -1420.3384 | -518.038 | 9354.2861 | 210.1042 | -230.5326
2030-05-24 | 8 | -38.3227 | -65.2275 | -56.141 | -490.8808 | -1399.6625 | -574.4746 | -6526.7061 | 718.1755 | 1.004 | -342.6872 | 4041.5918 | 195.0013 | 1495.9364 | 198.7763 | 2077.7227 | 1255.8792 | 406.2801 | 209.9989 | -288.6948 | -59.5929 | -1703.8159 | -7357.7852 | -41.6402 | -73.5482 | 1076.9886 | -2020.094 | -993.4501 | -510.7435 | -90.5029 | 527.8631 | 2024.58 | 2258.7527 | -446.3891 | 789.7604 | 0.44803 | 27.2212 | 4680.0576 | -676.6627 | -230.9335 | 449.8026 | -1870.3586 | 41.7314 | 4497.3848 | 1506.3792 | 5030.0415 | 1.0105 | -663.2874 | 2436.7312 | 497.734 | 1123.7263 | 959.7438 | -771.4883 | -557.4405 | 8479.334 | 0.10427 | -185.7305
2030-05-24 | 9 | -43.922 | -295.0862 | -58.7595 | -566.5248 | -1904.1606 | -348.4026 | -5521.2935 | 531.6616 | -237.5025 | -343.8172 | 4064.5654 | 194.9986 | 1325.9381 | 179.0338 | 2083.1841 | 1369.2843 | 461.3017 | 209.9989 | -315.79 | 108.1726 | -1966.8014 | -6573.2539 | 9.288 | -85.7331 | 1263.6168 | -1762.0735 | -1265.7797 | -441.9295 | -81.8583 | 543.0761 | 1899.0485 | 3273.8591 | -601.4787 | 1003.1716 | 1.12 | 5.079 | 5900.9663 | -820.8154 | -441.8033 | 449.7175 | -1689.9751 | 281.8687 | 4543.1094 | 1433.0121 | 5046.9609 | -260.5406 | -1154.0931 | 2132.8767 | -665.0376 | 1180.748 | 1189.4689 | -1241.8741 | -1055.4399 | 8613.7422 | 0.10427 | -112.6471
2030-05-24 | 10 | -51.994 | -135.5686 | -65.7092 | -647.1024 | -1750.3862 | -361.6979 | -5133.439 | 1020.8937 | -1208.8774 | -339.9445 | 4087.5664 | 195.0019 | 1563.9851 | 203.7054 | 2096.6204 | 1335.2426 | 377.8841 | 209.9989 | -325.8261 | 156.1351 | -1878.094 | -6151.8853 | 26.0128 | -58.8586 | 1551.7004 | -1960.3271 | -1394.4467 | -460.9206 | -94.2421 | 607.5391 | 1987.4133 | 3579.0303 | -592.2515 | 1010.8132 | 0.45578 | -344.3901 | 6596.5415 | -693.1849 | -336.3857 | 449.6454 | -1756.3932 | 339.7763 | 4767.3159 | 1430.1659 | 5066.3105 | -3.1255 | -1645.356 | 1690.7245 | -1151.3011 | 1046.4312 | 1004.9318 | -2136.6887 | -992.1769 | 7496.542 | 0.10427 | -50.1972
2030-05-24 | 11 | -62.7716 | 94.2655 | -79.0529 | -754.5125 | -1380.605 | -603.0153 | -5794.9761 | 1431.4974 | -1721.6619 | -340.3199 | 4126.3208 | 195.002 | 1806.853 | 183.576 | 2084.7183 | 1316.8918 | 302.7312 | 209.9989 | -382.4796 | 303.4819 | -1771.2627 | -5210.8408 | 86.8389 | -43.2635 | 2150.134 | -2510.6367 | -1835.3074 | -539.8271 | -92.8478 | 722.4459 | 1985.1681 | 3801.1201 | -641.9966 | 1043.1705 | 0.47228 | -584.5947 | 7424.9136 | -630.4824 | -340.9685 | 449.6626 | -2037.7797 | 524.6736 | 4678.1133 | 1424.981 | 5073.8691 | -2.9975 | -1686.8954 | 1357.0006 | -1164.7307 | 1158.5703 | 1262.6747 | -2876.2253 | -377.4995 | 8709.0986 | 210.1043 | -40.7874
2030-05-24 | 12 | -59.3152 | 224.9142 | -82.3266 | -780.1968 | -1055.3137 | -790.6882 | -6865.9468 | 1714.3213 | -2615.5288 | -340.3987 | 4165.9839 | 195.0012 | 2125.6792 | 181.6752 | 2084.1934 | 1528.755 | 211.0976 | 209.9989 | -375.2573 | 399.7986 | -1627.4017 | -4285.1475 | 121.856 | -38.6111 | 2275.5078 | -2627.3323 | -1782.8201 | -593.1483 | -90.5761 | 767.3751 | 1982.1021 | 2928.4331 | -735.1878 | 905.842 | 0.46605 | -701.6735 | 7054.7817 | -607.7012 | -188.3469 | 449.6103 | -2136.5623 | 625.4742 | 4605.1587 | 1336.9943 | 5086.2573 | -3.0065 | -1417.8853 | 1300.0906 | -933.83 | 1224.0895 | 1293.8909 | -3298.8081 | -286.9019 | 8863.165 | 210.1043 | -8.1667
2030-05-24 | 13 | -57.3461 | 61.5794 | -85.7831 | -776.0038 | -1093.3368 | -768.6381 | -6140.7983 | 1756.88 | -2921.2439 | -343.2133 | 4141.8789 | 195.0028 | 2032.7294 | 210.4676 | 2106.9658 | 1458.4609 | 200.5822 | 209.9989 | -357.9461 | 353.6283 | -1593.365 | -4340.7744 | 134.0716 | -47.387 | 2063.3528 | -2701.4517 | -1715.6407 | -570.7964 | -80.0311 | 843.8882 | 2069.0876 | 2653.9658 | -686.8693 | 812.6425 | 0.35826 | -488.2235 | 7044.2134 | -728.1748 | -2.0358 | 1.0011 | -2183.6807 | 610.8481 | 4285.5605 | 1267.0698 | 5097.9282 | -182.0727 | -1427.2761 | 1433.4291 | -66.0425 | 1344.5094 | 916.0244 | -2944.0503 | -261.5771 | 10139.1328 | 210.1043 | -67.7859
2030-05-24 | 14 | -52.3609 | 168.05 | -83.6418 | -717.6477 | -735.4422 | -585.6515 | -5339.3892 | 2629.0747 | -3963.7251 | -324.2375 | 4142.1792 | 195.0037 | 1581.5806 | 158.7842 | 2094.5303 | 1494.5533 | 182.4283 | 209.9989 | -216.9085 | 140.0102 | -1501.1417 | -4766.1694 | 42.1508 | -69.9669 | 949.7593 | -2422.6367 | -1851.3114 | -526.6146 | -103.5908 | 806.8255 | 2446.78 | 2558.0276 | -368.1178 | 709.2563 | 0.20794 | 234.6048 | 6807.2632 | -575.3787 | -79.6222 | -3.2715 | -1941.614 | 315.2531 | 4525.7422 | 1323.1805 | 5084.1123 | -2.8897 | -1611.145 | 1746.8523 | -91.4153 | 936.5808 | 1350.71 | -2742.8596 | -132.8298 | 8707.1055 | 210.1043 | -62.7568
2030-05-24 | 15 | -53.1033 | -214.989 | -83.1188 | -657.1368 | -748.7045 | -350.7846 | -2435.4609 | 2857.6919 | -3325.1011 | -333.728 | 4092.9822 | 194.9996 | 747.571 | 145.1254 | 2096.144 | 1567.5815 | 190.4447 | 209.9989 | -313.7055 | -182.368 | -1630.2703 | -5773.9502 | 14.7978 | -84.9237 | 1448.5802 | -2152.8145 | -1881.5742 | -420.9947 | -95.734 | 876.692 | 2301.208 | 2670.8538 | -166.7145 | 783.1214 | 0.18685 | 920.0052 | 7542.353 | -133.2527 | -205.3554 | 450.5558 | -1784.9697 | 22.7971 | 4878.5791 | 1502.5295 | 5094.1338 | 218.4952 | -1039.7668 | 2325.7546 | 591.1335 | 471.2222 | 153.7344 | -2305.1311 | -261.8777 | 8434.5146 | 210.1043 | -98.5385
2030-05-24 | 16 | -59.6166 | -165.0246 | -89.4541 | -697.1484 | -686.9863 | -456.3631 | -1403.0885 | 2863.8672 | -2736.7231 | -318.6175 | 4029.2461 | 195.0011 | 496.3499 | 134.9281 | 2094.6763 | 1554.6489 | 179.1854 | 209.9989 | -345.2146 | -104.66 | -1696.0854 | -6153.6235 | 30.7345 | -81.3529 | 1574.3203 | -2270.4678 | -1933.8857 | -471.5527 | -93.7815 | 872.8105 | 2385.2502 | 2863.8257 | -157.4837 | 881.325 | 0.20082 | 937.4561 | 8224.7051 | -48.0796 | -103.2951 | 450.5091 | -1911.2554 | 39.4312 | 4842.1973 | 1561.5498 | 5091.5884 | 332.1693 | -989.847 | 2220.6213 | 489.0174 | 659.4344 | 314.0458 | -1956.0963 | -188.2226 | 10447.9902 | 210.1043 | -130.0076
2030-05-24 | 17 | -71.4492 | -81.7637 | -96.3274 | -737.179 | -511.7373 | -523.158 | -1809.142 | 3349.4172 | -3567.3286 | -328.1436 | 4052.2363 | 195.0012 | 494.2659 | 131.7824 | 2094.4177 | 1436.4614 | 198.943 | 209.9989 | -325.8679 | -116.7074 | -1698.9023 | -6228.0059 | 33.7808 | -63.1755 | 1393.6356 | -2477.1409 | -1687.9684 | -498.7047 | -96.3783 | 905.3667 | 2667.7583 | 3522.8916 | -13.733 | 1029.17 | 0.24415 | 746.278 | 8752.1748 | -83.4185 | -123.8459 | 450.4453 | -1988.842 | 81.1987 | 4973.127 | 1599.7013 | 5090.2153 | 338.7931 | -1104.5464 | 2354.1409 | 92.8906 | 691.7216 | 780.9969 | -2421.6829 | -324.5404 | 10398.5078 | 210.1043 | -98.5181
2030-05-24 | 18 | -85.2917 | 99.6285 | -105.1222 | -752.2789 | -171.0383 | -545.9426 | -2129.5222 | 3547.2053 | -4006.1951 | -323.2237 | 4106.2998 | 195.001 | 385.7347 | 55.375 | 2051.855 | 709.153 | 231.8871 | 209.9989 | -257.3686 | 172.2109 | -1758.2433 | -5895.3467 | 14.6438 | -39.7042 | 916.5908 | -2773.7061 | -1885.5916 | -515.0846 | -110.7219 | 767.1933 | 2970.6245 | 3974.4731 | -72.5156 | 1179.5601 | 0.36648 | 346.2273 | 9397.6719 | -162.2698 | -38.5649 | 450.1697 | -2079.9265 | 128.2543 | 4871.2192 | 1642.3478 | 5084.7554 | 330.7814 | -1340.8969 | 2235.6667 | -313.1103 | 882.0078 | 1921.1052 | -2521.6172 | -262.9783 | 9772.0811 | 210.1043 | -93.1506
2030-05-24 | 19 | -93.5823 | 41.4444 | -107.1113 | -748.4016 | -288.317 | -483.5077 | -1158.9419 | 3196.1079 | -3858.9358 | -333.4147 | 4116.0317 | 195.0005 | 889.8057 | 95.4088 | 2062.6179 | 986.2878 | 295.8582 | 209.9989 | -291.1888 | 191.5056 | -1729.0857 | -5533.29 | 9.2991 | -46.6596 | 1295.415 | -2968.3838 | -1739.2725 | -481.6579 | -106.1119 | 724.1414 | 2980.4338 | 4654.2148 | -71.8564 | 1306.5989 | 0.30018 | 405.2541 | 10233.6895 | -428.4333 | -95.3793 | 450.2841 | -1942.9645 | 189.8711 | 4546.5474 | 1505.7694 | 5072.772 | 0.99135 | -1283.0613 | 2267.217 | -286.9526 | 615.4312 | 906.8442 | -2380.9531 | -330.8315 | 9166.8809 | 210.1043 | -130.1254
2030-05-24 | 20 | -98.0484 | -95.9309 | -105.707 | -731.2228 | -497.5738 | -367.3126 | 16.0154 | 2546.5305 | -2789.3208 | -346.3361 | 4055.2256 | 195.0003 | 1621.967 | 44.5472 | 2015.9731 | 509.1568 | 315.0896 | 209.9989 | -445.2979 | 126.2166 | -1865.6584 | -5484.5649 | -4.8815 | -37.9974 | 2333.2546 | -3018.6536 | -1291.635 | -437.2235 | -97.9056 | 653.2668 | 3004.7332 | 5359.3179 | -66.9827 | 1417.7308 | 0.21691 | -310.7193 | 11076.1875 | -667.8204 | -2.1998 | 449.4886 | -1879.8478 | 193.5209 | 4457.7808 | 1391.9919 | 5064.3135 | 0.98688 | -1297.7103 | 2092.5093 | -454.2105 | 691.1239 | 591.7979 | -2813.4531 | -627.757 | 9967.2783 | 0.10427 | -51.5177
2030-05-24 | 21 | -95.9929 | -33.8315 | -98.4805 | -722.5744 | -809.4609 | -331.7925 | 593.7365 | 2181.6426 | -2435.6025 | -346.2704 | 4088.3718 | 194.9973 | 1633.3555 | 102.6951 | 2030.1049 | 420.4842 | 337.6817 | 209.9989 | -445.2637 | 114.9791 | -1788.8125 | -5141.4038 | -25.2227 | -11.159 | 2430.8352 | -3004.3938 | -1536.0254 | -438.2278 | -98.3504 | 606.6011 | 2924.0708 | 5570.7661 | -51.56 | 1446.5884 | 0.26002 | -384.0321 | 11423.4404 | -725.0479 | -2.1406 | 449.2956 | -1831.275 | 240.3269 | 4481.6089 | 1399.6006 | 5057.8931 | -3.152 | -1313.0907 | 2237.0498 | -748.2493 | 924.65 | 648.9547 | -2993.0527 | -621.8295 | 10224.2041 | 0.10427 | -49.1756
2030-05-24 | 22 | -95.3473 | -16.1627 | -94.8484 | -723.6713 | -710.9738 | -342.1878 | 1.0053 | 2631.999 | -2276.3105 | -351.5835 | 4023.7383 | 195.0016 | 1451.38 | 40.0989 | 2004.4628 | 726.5511 | 358.3911 | 209.9989 | -502.2045 | 37.993 | -1655.2192 | -4926.792 | 60.1874 | -8.099 | 2805.1038 | -2953.8992 | -1045.0656 | -408.1721 | -93.5038 | 756.4429 | 2814.4868 | 5519.5181 | -77.1653 | 1451.2603 | 0.29593 | -361.1031 | 11479.418 | -711.4029 | -2.178 | 449.4178 | -1669.8076 | 406.8918 | 4456.0244 | 1433.0841 | 5054.8608 | 0.99872 | -1204.8209 | 2333.1494 | -867.1563 | 786.9945 | 489.5263 | -2829.4688 | -477.4798 | 9398.3467 | 210.1042 | -64.9872
2030-05-24 | 23 | -90.878 | -23.6904 | -84.5624 | -732.9594 | -866.4332 | -287.6892 | 23.2748 | 2062.0852 | -1748.3792 | -349.8629 | 3974.531 | 195.0007 | 2136.1575 | 78.7386 | 2016.8345 | 636.1726 | 374.6525 | 209.9989 | -546.4728 | 306.9707 | -1397.679 | -3653.2727 | 103.5185 | -7.7801 | 3214.1504 | -2691.981 | -1185.2665 | -424.0308 | -84.0674 | 776.8533 | 2527.178 | 5555.8936 | -387.9695 | 1532.2178 | 0.2991 | -372.651 | 11502.2354 | -866.8162 | 0.99988 | 449.3152 | -1637.3925 | 691.5769 | 4000.3892 | 1365.1719 | 5001.0942 | -268.9625 | -755.061 | 1869.4692 | -1785.6389 | 827.5648 | 949.7534 | -2676.0603 | -721.9396 | 10241.4229 | 210.1043 | -44.6221
2030-05-24 | 24 | -87.934 | -139.5317 | -73.8082 | -729.8608 | -1177.8965 | -273.0568 | -1060.8615 | 1515.4215 | -732.4965 | -350.9842 | 3951.6692 | 182.2942 | 1835.6033 | 1.0016 | 2006.0243 | 804.5612 | 428.228 | 209.9989 | -492.6163 | 469.0627 | -963.8113 | -2395.0461 | 140.544 | -29.5253 | 3010.8997 | -2539.9614 | -1880.0325 | -414.3344 | -67.809 | 825.2457 | 2216.7168 | 5553.5703 | -512.7055 | 1593.7019 | 0.31683 | -3.0016 | 11504.248 | -745.899 | -2.1869 | 449.2802 | -1916.9176 | 665.0391 | 4013.5229 | 1367.4321 | 5002.541 | -118.0798 | -604.1402 | 2159.1995 | -1252.5994 | 772.7903 | 1271.3093 | -1983.5337 | -692.269 | 12754.415 | 210.1043 | -32.7591
2030-05-25 | 1 | -85.7636 | -81.9535 | -70.2367 | -732.7371 | -1484.113 | -361.5844 | -2177.5701 | 742.6267 | -23.7679 | -349.3003 | 3943.0554 | 98.6946 | 1735.7618 | 1.0016 | 2015.3937 | 308.1107 | 541.9366 | 209.9989 | -462.8451 | 502.6075 | -694.3207 | -2545.2134 | 167.513 | -40.981 | 3085.3877 | -2484.915 | -2176.4336 | -444.8172 | -59.3024 | 838.8232 | 1943.4009 | 5634.9946 | -724.5192 | 1633.2045 | 0.32172 | 266.8065 | 11682.2549 | -749.3409 | 85.2465 | 1.0016 | -2086.3206 | 728.9637 | 3926.7107 | 1514.9225 | 4999.3027 | -3.4301 | -276.903 | 2734.6211 | 100.5566 | 857.7679 | 904.8604 | -1380.7622 | -0.58697 | 12987.0576 | 210.1042 | -39.6854
2030-05-25 | 2 | -83.2394 | 83.8655 | -65.7276 | -739.6949 | -1350.5686 | -516.7003 | -5759.4692 | 1294.6333 | -3.0854 | -372.8183 | 3363.0317 | 62.239 | 1978.3054 | 0.99971 | 2058.7649 | 145.0034 | 480.5228 | 209.9989 | -494.5889 | 372.2082 | -364.2393 | -2586.8755 | 223.5304 | -49.0467 | 3513.793 | -2506.1882 | -2188.4177 | -491.8813 | -64.7267 | 1009.8598 | 1767.1699 | 5374.7095 | -768.2316 | 1608.4288 | 0.40452 | 394.1869 | 10951.1865 | -128.2587 | 553.8199 | 1.0016 | -2395.6924 | 865.0447 | 3226.9263 | 1456.2275 | 4837.7012 | 1.0028 | -278.1729 | 1613.1106 | -1047.1763 | 838.0398 | 753.1946 | -2374.2251 | -1.5081 | 11130.4648 | 210.1043 | -37.6351
2030-05-25 | 3 | -73.8469 | 14.4961 | -60.4837 | -758.6626 | -1060.7196 | -576.7897 | -7010.3179 | 1910.5643 | 513.1068 | -361.1742 | 2715.9128 | 18.1929 | 1997.2677 | 0.99947 | 1709.7349 | 101.0847 | 481.3913 | 209.9989 | -506.6451 | 561.2847 | -315.974 | -1969.5166 | 349.7513 | -44.6269 | 3698.6843 | -1942.1604 | -2205.8481 | -497.5845 | -49.9796 | 1148.9437 | 1182.7955 | 5688.5947 | -39.8081 | 1320.662 | 0.47415 | 75.2907 | 9672.5742 | -325.2668 | 338.303 | 0.99995 | -2475.323 | 1284.6093 | 3227.562 | 1084.5382 | 4615.7305 | -2.506 | -272.8387 | 1505.838 | -1211.212 | 1112.9939 | 1182.0684 | -2881.4136 | -326.4032 | 10231.2949 | 210.1043 | -109.302
2030-05-25 | 4 | -44.5381 | -20.0562 | -56.7385 | -714.8092 | -949.1907 | -790.7747 | -7001.522 | 2266.5662 | 1509.6292 | -350.6556 | 1733.0217 | 0.99884 | 2021.3959 | 1.0017 | 1792.4792 | 101.0935 | 470.9253 | 209.9989 | -419.7784 | 374.1805 | -92.1735 | -1763.6995 | 287.0338 | -73.7795 | 3194.5168 | -1796.6375 | -2127.5293 | -548.1809 | -50.6002 | 1067.4535 | 921.2164 | 3892.0637 | -917.8666 | 816.2858 | 0.38717 | 62.6851 | 6789.6572 | -296.3647 | 306.6945 | 0.99944 | -2387.7375 | 1012.6261 | 3132.0303 | 938.6459 | 4485.6108 | -2.499 | -272.6536 | 911.4524 | -2030.3491 | 912.1589 | 150.6504 | -2897.3406 | -226.7992 | 8693.0527 | 210.1042 | -140.763
2030-05-25 | 5 | -32.4248 | 3.4374 | -49.5958 | -425.0029 | -1059.2686 | -812.0415 | -6019.5835 | 1746.4819 | 1730.1213 | -125.251 | 1195.4635 | 1.002 | 1677.9216 | 1 | 2066.8706 | 97.9087 | 470.2464 | 209.9989 | -272.3966 | 466.9137 | -290.5516 | -2762.4849 | 211.5322 | -88.775 | 2136.6108 | -1520.1433 | -2574.5149 | -456.5096 | -58.0971 | 837.614 | 592.8699 | 1223.8042 | -1705.4598 | 754.7098 | 0.57261 | 5.3058 | 3972.4685 | -164.7397 | 550.0178 | 1.0015 | -2322.3638 | 742.342 | 3074.2478 | 798.2335 | 4586.6318 | -2.6053 | -272.8395 | 110.8454 | -3184.5176 | 1034.0939 | -79.8963 | -2511.208 | -146.0861 | 6114.7632 | 210.1042 | -152.8035
2030-05-25 | 6 | -22.0599 | 229.116 | -44.8819 | -382.1516 | -960.9659 | -907.2183 | -6135.3818 | 1920.3938 | 1689.5936 | -148.6407 | 2367.3135 | -3.6905 | 1746.6025 | 1.0009 | 2130.1704 | 101.1764 | 410.1503 | 209.9989 | -63.2441 | 417.8333 | -268.5266 | -2404.3833 | 166.9609 | -78.7555 | 1129.8785 | -1431.5365 | -2161.3311 | -469.9924 | -69.7375 | 766.6861 | 684.0154 | 210.505 | -1672.1516 | 602.2216 | 0.61185 | -261.7574 | 2027.1547 | -168.5498 | 410.7637 | 1.0008 | -2283.6768 | 619.9774 | 2997.9238 | 851.2813 | 4378.0459 | -2.5068 | -272.7664 | 585.2058 | -2625.6716 | 953.0904 | -225.8561 | -2536.3723 | -74.0797 | 4548.8872 | 210.1043 | -136.281
2030-05-25 | 7 | -33.8353 | 518.1415 | -49.9498 | -464.2419 | -663.5814 | -1132.4138 | -6964.9717 | 2610.2961 | 1507.2096 | -258.1141 | 2924.7979 | -3.2884 | 2109.7456 | 1.0002 | 2118.6506 | 101.128 | 462.999 | 209.9989 | -310.9405 | 160.2175 | -328.1266 | -3635.8809 | 134.4806 | -67.8418 | 2298.3696 | -1900.373 | -1702.8224 | -596.1629 | -83.9365 | 830.1098 | 1438.0818 | 1242.0974 | -1089.1956 | 649.9503 | 0.97491 | 47.0341 | 3691.2996 | -222.819 | 332.891 | 1.001 | -2323.8008 | 527.5865 | 3177.3145 | 1084.2406 | 4514.8936 | -2.4596 | -272.7224 | 659.4233 | -2178.6328 | 954.8005 | 121.5282 | -3099.5618 | 1.0019 | 6100.6758 | 210.1043 | -122.6069
2030-05-25 | 8 | -69.8465 | 7.3471 | -66.9548 | -605.7726 | -344.2808 | -876.6971 | -7139.9878 | 2696.7795 | 188.4754 | -351.1342 | 3583.8457 | 127.1874 | 2044.6218 | -18.6239 | 1835.6631 | 101.0263 | 501.5484 | 209.9989 | -315.1076 | 479.4319 | -631.3727 | -3117.2866 | 291.758 | -63.0137 | 2286.3364 | -1901.882 | -2356.366 | -552.1249 | -62.7157 | 1026.0614 | 1351.3127 | 4752.7974 | -100.6482 | 1320.4021 | 0.49807 | -2.9552 | 8297.9668 | -264.1949 | 487.2956 | 0.99907 | -2590.3899 | 996.845 | 3608.1741 | 1160.4133 | 4988.562 | 0.97955 | -272.4814 | 1683.8354 | -1050.3138 | 1407.1118 | 2073.53 | -4454.2822 | -550.0732 | 7862.2764 | 210.1043 | -25.6535
2030-05-25 | 9 | -69.8933 | -58.1516 | -75.2447 | -770.5422 | -262.1828 | -844.9553 | -7406.814 | 2883.6094 | -490.9414 | -353.9415 | 3769.1089 | 123.6421 | 2150.0476 | 1.0012 | 1902.0195 | 97.9314 | 456.713 | 209.9989 | -257.8138 | 446.0957 | -498.9753 | -1373.0818 | 294.3951 | -53.8109 | 2087.9272 | -2062.1423 | -2203.2927 | -573.8536 | -61.6022 | 1153.3501 | 1878.8699 | 5007.0801 | -98.8352 | 1329.479 | 0.57582 | -161.8358 | 8954.3174 | -322.6216 | 152.1357 | 272.9452 | -2576.1692 | 970.8661 | 4036.4507 | 1356.842 | 5015.2832 | -77.5253 | -505.9803 | -102.6108 | -2662.5789 | 1355.7538 | 2635.9656 | -4465.0684 | -527.2106 | 8175.0996 | 210.1042 | 2.6925
2030-05-25 | 10 | -71.8189 | 18.1603 | -85.628 | -791.3528 | -369.4917 | -943.9888 | -8017.5537 | 2942.6057 | -783.1631 | -363.4415 | 4035.1133 | 117.8589 | 1528.349 | 0.99903 | 2053.8218 | 97.3606 | 371.2414 | 209.9989 | -287.8948 | 276.0131 | -593.0604 | -1292.7681 | 253.496 | -34.8111 | 2402.6753 | -2505.957 | -1766.3599 | -601.9789 | -74.2201 | 1167.7316 | 2221.6377 | 4564.5083 | -678.3859 | 1302.5472 | 0.55421 | -289.5865 | 9087.4238 | -683.4095 | -115.1411 | 449.5667 | -2295.0203 | 958.9249 | 4653.6221 | 1395.4803 | 5034.0195 | -3.3089 | -810.7814 | 1795.7719 | -557.1897 | 916.9805 | 2611.5337 | -4222.8105 | -231.3964 | 7900.3364 | 210.1042 | 133.2103
2030-05-25 | 11 | -83.5294 | 0.99301 | -90.6914 | -759.9297 | -807.6681 | -706.8636 | -6518.458 | 2197.8325 | -1875.1969 | -358.6143 | 4103.4033 | 137.7848 | 1746.9229 | 114.9499 | 2071.8086 | -238.4788 | 347.1624 | 209.9989 | -285.4941 | 237.5871 | -655.7051 | -1586.1345 | 164.2348 | -32.9202 | 2362.9614 | -2576.7058 | -1509.6992 | -504.3036 | -83.2528 | 1023.2011 | 2410.0178 | 5290.6953 | -578.8385 | 1502.8289 | 0.47088 | -274.2122 | 9994.5811 | -776.8645 | -205.2461 | 449.4704 | -2192.4458 | 575.0541 | 4804.7241 | 1368.3302 | 5043.8887 | -3.078 | -1196.5952 | 827.9796 | -1615.1525 | 743.3415 | 1450.4159 | -3603.5171 | -294.2134 | 8876.2559 | 210.1043 | 69.627
2030-05-25 | 12 | -87.0277 | 9.0139 | -92.4464 | -754.6258 | -931.8317 | -644.5354 | -6208.9346 | 2044.7504 | -3019.9851 | -347.8408 | 4093.8872 | 195.0015 | 1664.8311 | 1.0013 | 2059.0894 | -304.5834 | 298.609 | 209.9989 | -256.838 | 354.0802 | -978.4667 | -2111.3105 | 179.3468 | -28.3444 | 1875.5809 | -2541.0281 | -1575.1077 | -453.4793 | -83.6956 | 976.3771 | 2388.8623 | 5467.9131 | -653.8554 | 1540.5074 | 0.42272 | -445.333 | 10116.3438 | -790.7331 | -246.431 | 449.514 | -2170.6526 | 754.4953 | 4888.3979 | 1378.6562 | 5050.6743 | -3.1153 | -1246.48 | 973.8709 | -1368.4301 | 910.4089 | 1392.2329 | -3690.7751 | -797.0391 | 8203.4326 | 210.1043 | 53.107
2030-05-25 | 13 | -90.9652 | -25.3723 | -97.2523 | -755.0977 | -593.9542 | -503.5053 | -3119.2971 | 2590.7239 | -3353.4233 | -350.1488 | 4076.7542 | 194.9999 | 1601.1188 | 128.2041 | 2063.5635 | -442.6098 | 275.2759 | 209.9989 | -246.8874 | 353.1716 | -1018.5475 | -1797.964 | 126.405 | -4.6667 | 1579.7756 | -2714.5684 | -1754.691 | -417.2568 | -91.5987 | 920.3154 | 2349.7825 | 6097.6079 | -513.7523 | 1460.3418 | 0.52492 | -746.6798 | 9905.626 | -630.9276 | -80.5597 | 449.4363 | -2152.6243 | 568.607 | 4734.4146 | 1383.5051 | 5041.5068 | -3.0337 | -1207.045 | 1652.3585 | -822.8598 | 821.0843 | 1154.5911 | -3656.6611 | -368.0009 | 7936.29 | 210.1043 | 69.8888
2030-05-25 | 14 | -92.4995 | -16.9588 | -98.8273 | -749.7726 | 163.8709 | -414.7325 | -267.0006 | 2520.2979 | -4080.498 | -344.9949 | 4097.2275 | 195.0007 | 1166.8831 | 267.7538 | 2117.938 | -1227.4152 | 202.0489 | 209.9989 | -231.159 | 368.1805 | -1099.7437 | -1682.6888 | 68.6974 | -2.2953 | 1427.8506 | -2742.2849 | -2380.3101 | -417.8783 | -96.2848 | 775.9756 | 2380.7605 | 6646.3354 | -491.135 | 1507.2141 | 0.42233 | -801.9487 | 9956.5703 | -522.9361 | -218.0232 | 450.3468 | -1984.8057 | 299.3893 | 4884.9648 | 1413.0151 | 5056.7227 | 1.0098 | -954.033 | 1662.0255 | -238.632 | 680.5146 | 1.04 | -2711.9233 | -415.575 | 7748.7749 | 210.1043 | -62.4964
2030-05-25 | 15 | -91.1389 | -17.0775 | -100.2535 | -741.2356 | 284.0208 | -364.0505 | 28.2394 | 2533.2649 | -4079.9961 | -352.143 | 4175.4487 | 191.3195 | 6.7078 | 301.1334 | 2139.2947 | -1658.7714 | 144.4987 | 209.9989 | -282.4655 | 212.385 | -1196.1284 | -3047.5974 | -4.4061 | -4.5519 | 1512.9818 | -2882.4922 | -2247.8943 | -414.85 | -100.7053 | 678.0527 | 2450.0835 | 7031.2974 | -226.0816 | 1408.741 | 0.27814 | -572.8566 | 9522.1572 | 152.408 | 234.4007 | 450.2799 | -2126.2913 | 161.2817 | 4894.0762 | 1567.8822 | 5056.2935 | 367.4383 | -997.9575 | 2147.8562 | 716.9709 | 590.2557 | 750.8344 | -2751.0232 | -412.5533 | 6271.0991 | 210.1043 | -83.8546
2030-05-25 | 16 | -87.9455 | -197.4188 | -102.898 | -716.6426 | 306.0219 | -232.8005 | 621.9354 | 2634.7368 | -3680.0452 | -356.822 | 4148.7876 | 194.9998 | 1227.2355 | 318.2319 | 2161.573 | -1716.0093 | 115.8451 | 209.9989 | -424.6635 | -4.1785 | -1456.9061 | -4330.792 | 25.9218 | 6.6557 | 2524.0259 | -2993.2302 | -2121.3013 | -354.355 | -92.5454 | 794.7123 | 2414.5247 | 7103.71 | -162.4522 | 1436.9054 | 0.40717 | -533.2233 | 9142.8066 | -726.9573 | -373.5284 | -3.5198 | -1832.6709 | 204.8844 | 4885.9097 | 1314.6497 | 5035.9067 | -144.715 | -1548.4185 | 1781.1516 | 86.8183 | 647.7377 | 839.9211 | -2620.0127 | -511.5752 | 5933.061 | 210.1043 | -101.0086
2030-05-25 | 17 | -87.142 | -194.3028 | -105.5584 | -721.7233 | 357.646 | -272.2318 | 133.375 | 2845.0803 | -3594.2854 | -354.575 | 4116.7871 | 194.9998 | 1362.2374 | 320.8322 | 2163.8992 | -1844.2905 | 72.4573 | 209.9989 | -417.7286 | -36.3549 | -1430.3893 | -3906.4272 | 37.0747 | 11.3013 | 2596.5046 | -2947.8792 | -1825.7919 | -359.7834 | -93.1273 | 839.0898 | 2432.5911 | 7032.2979 | -180.9686 | 1395.2975 | 0.62806 | -638.079 | 8794.7236 | -715.3173 | -409.7542 | -3.5141 | -1884.6492 | 241.0977 | 4847.6953 | 1259.2795 | 5034.6758 | -205.3535 | -1578.5297 | 1816.8086 | -192.6215 | 668.0707 | 950.4617 | -2659.0095 | -524.2611 | 5511.9146 | 210.1043 | -105.6647
2030-05-25 | 18 | -89.9473 | -204.6009 | -106.4542 | -745.4026 | 389.8394 | -336.0989 | -158.2016 | 2903.8835 | -4067.4868 | -354.8667 | 4043.3135 | 194.999 | 1.003 | 305.6117 | 2152.1624 | -1894.9694 | 39.1693 | 209.9989 | -231.2504 | 149.3499 | -1312.5806 | -1841.0195 | 52.7059 | 5.631 | 1364.4602 | -2996.3096 | -1396.2565 | -365.279 | -89.3525 | 822.7031 | 2311.9109 | 7265.2046 | -283.9026 | 1395.3353 | 1.3077 | -790.0438 | 8541.5107 | 218.2062 | 384.2218 | 450.0861 | -1867.5004 | 360.215 | 4857.0908 | 1456.0034 | 5054.6489 | 633.7462 | -902.0329 | 2477.4529 | -84.5312 | 648.4779 | 616.5018 | -2412.6521 | -704.1851 | 5526.0659 | 210.1043 | -121.1578
2030-05-25 | 19 | -84.7235 | 49.65 | -99.4165 | -758.3159 | 0.9985 | -376.6784 | -205.4743 | 2604.5737 | -4023.4885 | -354.3502 | 4026.7866 | 195.0004 | 0.98286 | 329.7007 | 2167.2463 | -1998.516 | -42.4028 | 209.9989 | -200.8445 | 240.1601 | -1211.3092 | -1296.8986 | 1.2912 | 4.1374 | 1314.5681 | -2765.5427 | -1072.7556 | -404.9774 | -100.8004 | 657.4648 | 2150.9065 | 7016.8145 | -439.9359 | 1326.5941 | 1.8404 | -894.3837 | 8036.2939 | 231.8746 | 348.2906 | 450.2293 | -1996.149 | 197.1411 | 4654.1484 | 1503.6923 | 5053.2109 | 412.3721 | -841.8239 | 2408.2178 | -470.9673 | 627.9922 | 758.7057 | -2098.3879 | -176.6184 | 6502.1191 | 210.1043 | -116.0902
2030-05-25 | 20 | -77.4006 | 125.4156 | -96.6457 | -751.132 | -179.0354 | -414.2543 | -2224.3711 | 3073.2612 | -4028.9241 | -295.2923 | 4028.229 | 194.9999 | 1539.2056 | 350.4635 | 2177.1519 | -2083.5808 | -125.3444 | 209.9989 | -246.4142 | 194.956 | -1214.3032 | -1039.2474 | 58.2878 | 15.7332 | 1861.9094 | -2986.5918 | -586.802 | -429.3 | -103.0292 | 824.8294 | 2105.3699 | 6597.2788 | -400.1692 | 1227.526 | 2.4421 | -868.6304 | 7047.1504 | -594.9932 | -79.3322 | 449.4082 | -1939.1815 | 487.2826 | 4370.3838 | 1277.3192 | 5037.209 | -3.3197 | -1099.2542 | 2320.3047 | -1233.7568 | 701.7647 | 1371.454 | -3887.9087 | -768.7717 | 5300.3169 | 210.1042 | 37.772
2030-05-25 | 21 | -68.4945 | 236.5313 | -92.0645 | -758.9269 | -570.4972 | -536.2007 | -3513.2166 | 2612.0083 | -3422.0691 | -295.9263 | 4042.3455 | 194.9989 | 1618.8917 | 355.9586 | 2180.4949 | -2147.1482 | -150.8227 | 209.9989 | -279.312 | 219.5905 | -1184.1437 | -887.6375 | 45.7589 | 20.4645 | 2132.7549 | -2914.001 | -573.0443 | -502.1808 | -100.0715 | 776.0269 | 2076.6687 | 6033.5093 | -453.2022 | 1087.6892 | 2.7416 | -916.634 | 6232.7192 | -561.7356 | -57.1183 | 449.4677 | -1920.2178 | 409.4304 | 4353.5029 | 1267.4695 | 5037.7061 | -3.3864 | -1114.3553 | 2073.7219 | -1599.017 | 658.2093 | 1041.428 | -3508.4148 | -769.1519 | 5092.3647 | 210.1042 | 64.284
2030-05-25 | 22 | -62.0257 | 175.4617 | -88.6236 | -747.7997 | -829.4468 | -539.2728 | -4894.3384 | 2564.9211 | -3295.2261 | -355.8742 | 4065.5254 | 195.0009 | 1753.9436 | 368.1225 | 2189.29 | -2087.2388 | -153.6452 | 209.9989 | -402.5607 | 322.1628 | -1128.2222 | -713.4639 | 85.0087 | 42.0239 | 2840.2258 | -2714.8118 | -557.7776 | -479.1916 | -96.4053 | 825.162 | 2099.8647 | 5532.417 | -485.0749 | 935.584 | 2.8008 | -1064.9941 | 5406.2368 | -538.6682 | -70.7502 | 449.446 | -1921.3304 | 520.205 | 4369.6157 | 1291.3798 | 5053.7026 | -3.4616 | -1128.8275 | 2317.6987 | -1470.5864 | 825.2765 | 1448.6945 | -3274.9675 | -837.6605 | 5773.1465 | 210.1043 | -1.1511
2030-05-25 | 23 | -53.2379 | 241.4041 | -79.0996 | -703.8144 | -1239.7112 | -487.6237 | -4837.9473 | 1832.36 | -1986.0266 | -203.281 | 4046.0017 | 194.9984 | 1979.0219 | 389.8796 | 2208.8853 | -2059.179 | -161.2328 | 209.9989 | -400.2898 | 538.7529 | -1069.3163 | -217.3699 | 106.7158 | 47.5709 | 2741.3894 | -2444.6033 | -714.2547 | -461.6523 | -91.7475 | 732.907 | 1869.7983 | 5139.5088 | -642.2408 | 854.0912 | 3.2179 | -1204.5515 | 4518.2959 | -548.7036 | -2.1583 | 449.3292 | -1731.3655 | 636.5356 | 4138.1396 | 1272.1042 | 5035.6313 | -60.4779 | -1059.9916 | 1704.8529 | -2082.1697 | 878.5458 | 1288.3617 | -2343.9817 | -1085.0894 | 5067.0791 | 210.1043 | -12.293
2030-05-25 | 24 | -57.784 | -15.6893 | -74.8793 | -685.3708 | -1431.0159 | -298.5509 | -5704.4653 | 1068.174 | -857.8018 | -117.1509 | 4010.1155 | 195.001 | 1653.2913 | 406.542 | 2196.3157 | -1834.7018 | -65.247 | 209.9989 | -459.1267 | 708.3409 | -915.5538 | -43.4962 | 167.9541 | 50.9928 | 3240.3784 | -2345.0466 | -1004.608 | -376.8995 | -69.7256 | 761.139 | 1409.2355 | 5555.0801 | -934.6257 | 1096.4495 | 3.6136 | -1180.1417 | 4671.7754 | -539.0693 | 0.99755 | 449.4192 | -1930.9779 | 735.3325 | 4185.2964 | 1307.2144 | 5013.1079 | -27.8557 | -963.8036 | 1866.1136 | -1411.5931 | 979.0356 | 1493.1807 | -2016.674 | -669.1648 | 4504.9644 | 210.1043 | 51.3277
2030-05-26 | 1 | -46.3228 | -23.7008 | -66.6654 | -637.2103 | -1201.9473 | -603.197 | -7684.2988 | 1058.1946 | -435.182 | -122.8691 | 3707.7266 | 145.9386 | 1754.1423 | 322.0717 | 2012.7704 | -1143.3523 | 31.4099 | 209.9989 | -451.6234 | 608.1086 | -521.191 | 38.3084 | 248.3511 | 40.0141 | 3363.1235 | -2204.1418 | -1087.6565 | -452.6587 | -55.6655 | 944.537 | 1312.9209 | 4178.1987 | -968.2767 | 816.5655 | 3.8217 | -947.8945 | 3207.0183 | -308.8323 | 1.0035 | 124.6856 | -2300.2549 | 696.2053 | 3726.9819 | 1329.0568 | 4958.7397 | -290.7613 | -850.7873 | 809.6342 | -1682.0437 | 1066.6698 | 1389.7827 | -2171.2944 | -326.8377 | 7168.0601 | 210.1043 | -45.9304
2030-05-26 | 2 | -42.4058 | 134.1091 | -61.9823 | -633.2708 | -411.1573 | -1016.6245 | -10521.9258 | 2478.8313 | 818.1707 | -121.8952 | 3650.7781 | 133.1807 | 2039.2557 | 238.7447 | 1893.9973 | -256.7814 | 143.0251 | 209.9989 | -467.9949 | 868.3662 | -564.1695 | -136.1393 | 395.0162 | 40.8135 | 3268.3223 | -1820.7385 | -1934.584 | -572.0823 | -48.4112 | 1109.9373 | 1191.7136 | 3498.8845 | -1164.3115 | 763.3488 | 4.8723 | -969.7708 | 2167.6052 | -103.403 | 346.0976 | 114.922 | -2648.4961 | 1238.9208 | 3570.0466 | 1503.9628 | 4997.6494 | -2.8185 | -390.1946 | 2132.7334 | 175.5416 | 1697.7667 | 2324.0464 | -3897.7266 | -896.9232 | 7527.5757 | 210.1043 | -99.2473
2030-05-26 | 3 | -13.2318 | 1128.7662 | -49.1199 | -447.1324 | -464.9532 | -1614.9135 | -11921.748 | 2856.4385 | 1482.8057 | -125.308 | 553.1376 | 63.8288 | 1007.2332 | 68.6843 | 1709.3873 | 695.5964 | 48.0752 | 209.9989 | -108.7035 | 534.5609 | -492.6002 | -493.5104 | 147.1359 | -23.7414 | 463.5294 | -1713.827 | -1692.9523 | -712.8962 | -96.9029 | 751.1895 | 1181.5068 | 4.0162 | -971.4077 | 1.0021 | 5.5491 | -615.727 | -1506.2195 | -0.45923 | 661.404 | 1.0009 | -2359.2034 | 494.9721 | 3411.0291 | 1105.8553 | 4958.5771 | -170.1677 | -273.101 | 1600.9926 | -881.9521 | 1299.5547 | 444.0239 | -2965.6938 | -263.4717 | 4884.0117 | 210.1042 | -148.0235
2030-05-26 | 4 | -11.6504 | 886.5982 | -46.7843 | -356.7587 | -725.8878 | -1312.384 | -10755.6543 | 2213.7732 | 1687.7324 | -165.6546 | 637.1196 | -1.809 | 868.8766 | 64.4818 | 1756.2141 | 1372.6951 | 239.6594 | 209.9989 | -103.0253 | 403.7526 | -613.6204 | -1133.3252 | 61.0008 | -17.4442 | 266.7917 | -1531.7793 | -1452.8701 | -605.3582 | -81.1481 | 548.3844 | 1176.0198 | 361.6414 | -921.9584 | 115.9443 | 5.9683 | -673.4286 | -860.2866 | -0.66724 | 782.7983 | 0.99965 | -2175.0139 | 201.6653 | 3431.4712 | 1139.1646 | 4915.4507 | -2.5792 | -273.0848 | 1714.5509 | -448.6373 | 1113.7915 | -252.239 | -2387.1091 | 0.98321 | 952.7911 | 210.1043 | -147.259
2030-05-26 | 5 | -7.6757 | 728.8345 | -45.6179 | -284.5873 | -896.5962 | -1106.0311 | -9686.8975 | 1758.5785 | 1728.3491 | -206.7379 | 3772.0872 | -77.9872 | 1006.1406 | -18.539 | 1660.6505 | 1603.0846 | 220.9847 | 209.9989 | -94.1087 | 381.3728 | -622.0371 | -1799.5992 | 4.945 | -13.8553 | 1036.1068 | -1472.0055 | -1258.8226 | -534.682 | -82.8785 | 405.7257 | 975.5404 | 11.8514 | -991.1912 | 1.0011 | 5.4521 | -743.464 | -968.4831 | 0.99987 | 677.8389 | 125.6208 | -2197.6616 | 37.0267 | 3349.8621 | 1400.8798 | 4709.4922 | -3.0185 | -273.0948 | 2431.6118 | 627.2849 | 1013.4145 | -767.2563 | -1981.8541 | 1.0176 | -2157.7637 | 210.1042 | -172.9721
2030-05-26 | 6 | -14.9937 | 827.6639 | -48.9587 | -342.0369 | -961.0963 | -1160.4116 | -9043.3408 | 1592.413 | 1576.5813 | -185.6268 | 1717.0658 | -151.6602 | -1989.9088 | -544.8605 | 778.8709 | 1699.473 | 151.5063 | 209.9989 | -13.4107 | 236.9975 | -723.1046 | -2228.9321 | -40.0964 | -17.8702 | 355.1553 | -1565.1099 | -548.9705 | -571.3454 | -87.3435 | 346.3143 | 1098.6106 | 476.9723 | -689.8883 | 62.8736 | 6.0928 | -668.0249 | -489.6987 | 825.4683 | 1210.0406 | -399.3895 | -2057.3079 | -75.4383 | 1237.8033 | 774.2681 | 1993.3203 | 1239.285 | -2241.3794 | 1152.4998 | -489.0137 | 995.0767 | -958.6226 | -1824.2878 | 45.5867 | 5545.1074 | 210.1043 | -179.527
2030-05-26 | 7 | -10.8272 | 648.0518 | -50.3891 | -311.9977 | -1167.5377 | -1098.4108 | -8041.144 | 1069.8807 | 1756.8704 | -392.5286 | 3572.0571 | -4.5252 | 442.9247 | 0.99968 | 2172.1841 | 1922.0334 | 273.0039 | 209.9989 | -177.8809 | 320.831 | -731.5107 | -2016.6895 | -24.4646 | -35.4228 | 949.3856 | -1480.662 | -1062.0146 | -537.5272 | -75.5626 | 296.5056 | 985.1159 | 304.4356 | -962.5901 | 1.0057 | 6.385 | -510.0761 | -191.5195 | 115.0988 | 275.163 | 449.2458 | -2240.1782 | -129.2908 | 3019.4614 | 1048.2271 | 4234.4077 | -309.6588 | -346.2563 | 1950.921 | 308.353 | 1257.8055 | -724.389 | -1589.9254 | -735.1428 | 1318.6691 | 210.1043 | -248.2173
2030-05-26 | 8 | -11.7841 | 967.3224 | -58.6644 | -361.4686 | -469.6509 | -1398.8184 | -10518.4648 | 2484.2134 | 1333.8363 | -263.3456 | 2653.4326 | -124.3616 | 1.0068 | -14.3227 | 2212.781 | 2161.9324 | 195.4332 | 209.9989 | -168.1516 | -23.8248 | -740.3725 | -3315.6643 | -55.4913 | -73.7895 | 512.2169 | -1682.9875 | -1007.4078 | -630.1233 | -94.7523 | 456.8419 | 1007.1191 | 2.2736 | -745.6608 | -3.5682 | 6.0678 | 4.2606 | -238.678 | 0.99972 | 572.9709 | 448.9742 | -2366.0645 | -235.2322 | 3465.1084 | 974.8451 | 4586.3213 | -2.7486 | -276.7559 | 2486.3608 | 535.7365 | 1213.4193 | -225.7473 | -2906.0229 | -920.605 | -2729.5427 | 210.1042 | -225.8148
2030-05-26 | 9 | 2.2904 | 1400.4714 | -65.5437 | -431.6999 | 743.5163 | -2019.1265 | -14490.6348 | 4829.5103 | -1544.0038 | -296.9675 | 3815.2454 | -13.3259 | 1419.624 | -13.8151 | 2250.2241 | 3629.9419 | 200.7164 | 209.9989 | -210.3979 | 101.9914 | -766.4913 | -4026.8542 | 96.5421 | -61.3139 | 1061.3557 | -1742.1936 | -1405.4001 | -827.7673 | -130.0042 | 867.1976 | 994.7158 | -2998.1558 | -750.6777 | -552.334 | 4.1978 | 348.9734 | -2686.0664 | -0.85389 | -2.2697 | 314.4299 | -2640.7458 | 210.1322 | 4601.4038 | 1503.9938 | 5005.8809 | 1.0078 | -273.1158 | 1688.218 | 927.8651 | 1565.4735 | 1996.9606 | -4915.1812 | -1703.7054 | 1668.8698 | 210.1043 | -150.8324
2030-05-26 | 10 | 8.2168 | 1512.6748 | -69.5741 | -478.2785 | -2.1816 | -2095.0859 | -13568.0527 | 3861.3206 | -258.167 | -389.9547 | 3865.5652 | 10.0397 | 1428.0353 | 204.4246 | 2223.5571 | 3481.4929 | 1.0008 | 209.9989 | -192.284 | 238.7119 | -1135.4447 | -4162.7998 | 7.2026 | -45.8952 | 882.0682 | -1700.9573 | -1702.8611 | -864.7095 | -135.8318 | 617.7817 | 1016.6821 | -4699.7515 | -845.9279 | -778.244 | 3.3287 | 520.359 | -2271.4976 | -510.44 | 0.99694 | 449.2989 | -2288.8535 | -64.377 | 4475.0371 | 1442.9771 | 4997.1475 | -142.294 | -635.1111 | 1170.3259 | 154.0434 | 1164.3079 | 1399.4777 | -3116.041 | -525.0127 | 3259.5149 | 210.1042 | -67.4898
2030-05-26 | 11 | -4.7979 | 1384.2061 | -78.9576 | -547.7679 | -570.6702 | -1953.7915 | -12727.7305 | 2648.7209 | -234.1717 | -390.4946 | 3908.7705 | 0.99996 | 1264.8104 | 362.3963 | 2208.3013 | 3084.0295 | 95.8686 | 209.9989 | -239.5643 | 439.554 | -1586.6837 | -4426.8823 | -11.4561 | -47.8055 | 1066.6145 | -1965.4941 | -2083.6736 | -842.5688 | -128.9236 | 462.3615 | 1196.4492 | -3653.8022 | -795.2111 | -522.1431 | 4.1643 | 905.3151 | -711.3679 | -585.9551 | -52.6994 | 449.5666 | -2103.8635 | -107.1876 | 4808.5659 | 1437.8629 | 5026.46 | 1.0172 | -826.1811 | 1524.0588 | 298.3307 | 1161.379 | 1403.1139 | -2330.6169 | -516.4382 | 4078.2688 | 210.1043 | -30.423
2030-05-26 | 12 | -19.5322 | 1439.704 | -88.1062 | -632.1292 | -448.7238 | -1971.1592 | -12879.5781 | 2382.4058 | -1236.4111 | -391.7874 | 3949.7207 | -28.6435 | 1070.2931 | 308.9588 | 2205.9336 | 2833.5217 | 245.2189 | 209.9989 | -289.3106 | 364.0595 | -1826.1368 | -4064.4688 | -27.6118 | -71.7447 | 1401.3572 | -2488.1592 | -1903.0563 | -881.0734 | -130.9235 | 453.7839 | 1690.4032 | -2248.616 | -353.63 | -259.3712 | 5.1226 | 1717.5283 | 719.6461 | -535.9594 | -2.009 | 449.366 | -1772.7974 | -103.7693 | 4773.4517 | 1348.8527 | 5022.6372 | -6.0326 | -988.5939 | 1736.8743 | 365.429 | 1187.9073 | 1320.0854 | -2692.804 | -522.9037 | 5603.9937 | 210.1043 | -75.6958
2030-05-26 | 13 | -34.5457 | 743.2493 | -94.3218 | -603.8326 | -1434.0585 | -1468.3356 | -8560.0107 | 854.8 | -511.1368 | -390.472 | 3934.4934 | -4.4027 | 1269.8223 | 293.3288 | 2203.6531 | 2266.3191 | 441.5431 | 209.9989 | -561.6346 | 577.5901 | -1698.3958 | -3448.3621 | 14.4978 | -74.3164 | 3385.1609 | -2528.9583 | -2100.6711 | -683.6854 | -107.4667 | 492.1276 | 1582.6111 | 3.6976 | -529.9562 | 112.3345 | 4.9221 | 2533.4373 | 2316.0276 | -652.7323 | -106.1789 | 245.7771 | -1860.5699 | -92.3648 | 4358.4517 | 1241.4664 | 5041.3057 | -260.7459 | -961.8288 | 1702.2032 | 922.0193 | 1201.2445 | -67.9689 | -1399.9326 | -350.5956 | 7146.3789 | 210.1043 | -185.2428
2030-05-26 | 14 | -36.8302 | 768.3282 | -91.0785 | -542.2532 | -1461.924 | -989.7731 | -4823.9102 | 907.2505 | -1930.8693 | -377.1002 | 3955.6321 | 44.2127 | 989.4157 | 354.6735 | 2216.6924 | 1819.2861 | 477.5101 | 209.9989 | -540.0558 | 267.3276 | -1705.0641 | -2442.1577 | -89.1842 | -64.4625 | 2463.3679 | -2050.3938 | -2480.696 | -489.1902 | -120.5102 | 330.5114 | 1518.1007 | 1191.8732 | -684.4774 | 354.5699 | 4.7816 | 2153.7881 | 3214.4197 | -712.5299 | -466.7703 | -3.1178 | -1655.5099 | -441.6941 | 4328.4819 | 1154.6824 | 4628.1924 | -254.7377 | -1822.4702 | 1890.821 | 1278.7809 | 956.0859 | -1045.1981 | -518.4709 | -609.3735 | 2822.5815 | 210.1043 | -342.8389
2030-05-26 | 15 | -46.6468 | 1025.0848 | -92.6861 | -580.1937 | -1356.1726 | -1230.8513 | -6183.5322 | 1533.1184 | -1713.5215 | -385.579 | 3967.4102 | -14.9928 | 963.5432 | 333.4359 | 2221.9067 | 2239.9575 | 436.1422 | 209.9989 | -578.7904 | 189.9333 | -1650.0864 | -2656.197 | -90.9931 | -69.916 | 2775.4617 | -2200.3242 | -2137.9822 | -549.4587 | -129.1445 | 411.625 | 1882.3601 | 876.1893 | -454.2394 | 213.4721 | 4.7962 | 2370.4683 | 3477.5796 | -740.7689 | -468.8212 | -3.1892 | -1693.1003 | -456.3553 | 4397.7749 | 1200.2091 | 4660.4229 | -249.1067 | -1839.7738 | 2002.2544 | 978.2941 | 1007.3378 | -228.5481 | -1052.9639 | -583.9363 | 2973.8601 | 210.1043 | -293.2571
2030-05-26 | 16 | -31.664 | 761.7084 | -91.6297 | -555.0227 | -1547.2764 | -1070.7329 | -5743.2222 | 1086.9457 | -1259.1956 | -345.9638 | 3984.4939 | 165.8162 | 934.1946 | 377.6752 | 2187.8845 | 2044.5396 | 376.0236 | 209.9989 | -562.5809 | 285.1637 | -1667.9182 | -3011.0186 | -29.2044 | -57.7437 | 2628.9841 | -1944.4827 | -2506.031 | -492.7029 | -111.6451 | 434.7687 | 1603.4323 | 591.2797 | -835.7767 | 180.7772 | 4.7054 | 1994.6178 | 2847.7007 | -789.6416 | -504.6942 | -3.1624 | -1876.3363 | -406.1121 | 4509.6211 | 1253.0123 | 4733.4487 | -244.7356 | -1759.3154 | 2048.3794 | 750.3712 | 1164.4379 | -24.1059 | -785.4488 | -581.9648 | 4308.3193 | 210.1043 | -311.315
2030-05-26 | 17 | -26.4982 | 638.0959 | -91.8742 | -518.7744 | -1612.9348 | -1078.6848 | -5761.2119 | 828.0299 | -446.2008 | -331.7445 | 4025.1804 | 195.0029 | 985.2071 | 457.8108 | 2207.3699 | 1773.8633 | 226.8568 | 209.9989 | -598.6898 | 487.3805 | -1699.1926 | -2315.2317 | -32.2866 | -33.1514 | 3013.448 | -1750.9852 | -2956.3735 | -476.9462 | -109.0377 | 403.4517 | 1087.3549 | 2.5149 | -1208.8627 | 169.5148 | 3.4112 | 1453.9365 | 1348.5627 | -841.761 | -578.8188 | -3.0408 | -2024.5005 | -342.7832 | 4531.0952 | 1251.0569 | 4691.8047 | -241.3279 | -1737.1278 | 1969.7439 | 855.2596 | 1247.3312 | 38.4937 | -632.6136 | -462.0511 | 5842.1772 | 210.1043 | -313.6603
2030-05-26 | 18 | -30.2662 | 610.7977 | -95.9631 | -557.1368 | -1510.2378 | -1095.1355 | -5495.2593 | 771.0267 | -746.0392 | -337.9983 | 4081.5713 | 194.9995 | 247.8284 | 423.2619 | 2171.9583 | 1056.8062 | 177.7495 | 209.9989 | -584.3403 | 481.652 | -1837.1746 | -2284.5364 | -70.4629 | -29.6154 | 2783.9775 | -1843.1278 | -2699.7708 | -522.1354 | -117.9479 | 268.8141 | 1066.316 | 0.99673 | -1088.0878 | 218.8054 | 5.3681 | 1352.7217 | 1042.9865 | 56.3337 | 143.1492 | 450.1413 | -1979.7889 | -425.4842 | 4875.4268 | 1504.6569 | 5034.7778 | 349.6762 | -827.0305 | 2313.0745 | 1351.0055 | 1303.6161 | -81.9657 | -454.1266 | -437.8985 | 7049.3657 | 210.1043 | -325.4704
2030-05-26 | 19 | -29.609 | 806.1354 | -102.6418 | -571.5463 | -1151.0813 | -1237.9761 | -7441.4141 | 1559.3759 | -815.7336 | -337.8695 | 4118.937 | 194.9998 | 921.3113 | 398.5794 | 2154.7285 | 707.5087 | 70.1427 | 209.9989 | -555.3635 | 362.8721 | -1856.3381 | -2557.6448 | -81.5466 | -31.8373 | 2760.176 | -2149.012 | -2372.8394 | -592.6863 | -126.2016 | 321.7636 | 1429.7993 | -491.9947 | -696.7737 | 157.2069 | 6.6105 | 1314.8839 | 606.4621 | -707.7007 | -2.1474 | -3.8957 | -1811.6444 | -351.5388 | 4064.2683 | 1294.6709 | 4841.3418 | -246.8022 | -1305.6758 | 2204.3101 | 397.4468 | 1128.2161 | -143.2288 | -1250.3801 | -178.0409 | 6970.084 | 210.1043 | -266.1157
2030-05-26 | 20 | -20.4146 | 1401.9539 | -96.8536 | -583.2903 | -1001.5263 | -1653.6089 | -9573.1396 | 2125.4065 | -287.063 | -348.0008 | 4032.3875 | 132.0085 | 1140.9661 | 398.9369 | 2170.2827 | 675.0282 | -3.3721 | 209.9989 | -546.7585 | 151.3094 | -1882.5302 | -2847.9451 | -161.8298 | -44.4761 | 3411.3479 | -2487.2551 | -1245.3771 | -756.8108 | -149.0692 | 312.4424 | 1769.8561 | -1743.813 | -211.3322 | -199.1984 | 6.8552 | 1985.7755 | -511.5266 | -603.3502 | -2.1691 | 411.8094 | -1441.9713 | -504.9449 | 4274.75 | 1311.4408 | 5030.0591 | -144.3369 | -728.9458 | 2324.0791 | -62.7063 | 930.2626 | -203.3732 | -1694.2828 | 1.0133 | 6897.0674 | 210.1043 | -129.7709
2030-05-26 | 21 | -11.9408 | 1611.4196 | -91.5638 | -582.5216 | -720.042 | -1906.5438 | -11032.2432 | 2928.2422 | -177.4767 | -357.3986 | 4033.1799 | 140.0156 | 1109.8417 | 363.1013 | 2145.272 | 1068.2462 | -11.16 | 209.9989 | -467.2074 | 125.2116 | -1908.5858 | -4066.1519 | -132.63 | -49.424 | 2808.7642 | -2517.4143 | -1442.0551 | -848.8861 | -153.3922 | 427.0005 | 1875.1278 | -2775.2209 | -133.963 | -413.0877 | 5.1978 | 1845.1686 | -1249.4686 | -625.3663 | -15.2123 | 284.399 | -1517.689 | -425.9135 | 4233.7383 | 1309.5851 | 5028.3813 | -253.1069 | -919.6781 | 2404.4009 | -272.2111 | 963.6342 | -82.4945 | -1847.2705 | -30.1365 | 7099.8657 | 210.1042 | -131.4714
2030-05-26 | 22 | -9.6114 | 1609.4176 | -90.418 | -595.2689 | -534.9384 | -1995.1483 | -11916.8564 | 3103.7556 | -2.8707 | -352.1019 | 4041.2708 | 151.7316 | 1173.4856 | 326.2402 | 2118.8877 | 1405.5559 | 38.1231 | 209.9989 | -495.9597 | 136.9384 | -1918.303 | -4871.9014 | -116.0824 | -42.7554 | 2926.8091 | -2524.2581 | -1607.4336 | -882.2116 | -151.0299 | 461.0221 | 1856.8966 | -3153.8091 | -98.5453 | -517.063 | 4.1474 | 1842.3958 | -1403.3229 | -596.8486 | -2.1743 | 412.7974 | -1452.2629 | -328.7834 | 4333.334 | 1344.6796 | 5028.21 | -179.5396 | -962.0168 | 2330.1548 | -628.4162 | 883.6562 | 435.1568 | -1943.4677 | -13.0092 | 7247.4048 | 210.1043 | -73.8957
2030-05-26 | 23 | -4.048 | 1628.7721 | -80.5958 | -593.3014 | -458.1212 | -2031.6313 | -12423.1904 | 3266.6604 | -308.2307 | -343.3973 | 4043.6602 | 194.9986 | 1513.1536 | 268.7037 | 2085.9231 | 1684.9276 | 49.1667 | 209.9989 | -459.3448 | 234.7811 | -1695.2222 | -4976.2251 | -112.4794 | -20.967 | 2468.446 | -2442.1208 | -1423.6942 | -907.152 | -140.8661 | 457.067 | 2013.8596 | -3379.4331 | -107.4716 | -649.4102 | 3.4943 | 1200.1049 | -1724.4976 | -530.8179 | 1.0009 | 449.3832 | -1536.975 | -328.5827 | 3890.7778 | 1260.8519 | 4790.061 | -265.5878 | -861.2445 | 1792.0728 | -877.6766 | 934.589 | 1.0235 | -1676.1626 | -524.7128 | 7645.5483 | 210.1043 | -91.2095
2030-05-26 | 24 | 5.9383 | 1890.3499 | -66.2969 | -588.2655 | -93.8407 | -2203.6543 | -13527.6621 | 4100.8931 | -407.8913 | -347.8304 | 3952.1294 | 194.9993 | 1477.8458 | 230.2784 | 2065.4646 | 2073.9302 | -107.2808 | 209.9989 | -390.7989 | 121.7555 | -1443.5078 | -5348.2563 | -97.1698 | -5.0331 | 1826.4045 | -2232.8943 | -1558.516 | -977.0989 | -146.3795 | 523.9261 | 1673.1188 | -4064.9707 | -204.9235 | -976.8026 | 2.9623 | 539.0646 | -2107.1382 | -637.7198 | 36.9733 | 449.3827 | -1843.9093 | -236.3158 | 3645.0286 | 1226.6676 | 4587.252 | -278.5806 | -801.1096 | 1329.5369 | -969.106 | 1009.246 | 523.2785 | -2028.0909 | -135.4329 | 7060.1138 | 210.1042 | -46.4216
2030-05-27 | 1 | 10.8781 | 2049.1948 | -55.0103 | -590.6951 | -776.5855 | -2219.2078 | -13150.335 | 2616.0012 | -64.1979 | -339.846 | 3852.9546 | 195.0019 | 1872.936 | 287.8527 | 2106.4702 | 1913.6323 | -651.7961 | 209.9989 | -377.119 | 586.4897 | -1424.4158 | -5406.0107 | 20.535 | 18.8364 | 1799.1305 | -1817.5647 | -2812.8296 | -983.6458 | -133.3416 | 479.1099 | 1013.8065 | -3946.7256 | -1109.0409 | -877.3206 | 0.67339 | -537.4511 | -2217.2827 | -1193.6696 | 1.0016 | 449.4839 | -1921.1301 | 273.9264 | 2674.9595 | 1185.2467 | 3949.4927 | -290.2844 | -1000.4706 | 700.5624 | -1545.449 | 1081.4788 | 848.2131 | -2489.5266 | -1.6175 | 6761.9526 | 210.1043 | -36.8538
2030-05-27 | 2 | -13.4133 | 1920.847 | -63.0349 | -515.7845 | -97.5337 | -2172.2437 | -12923.8008 | 3588.0012 | 819.0396 | -261.6929 | 3809.2708 | 194.9996 | 2081.8921 | 1.0001 | 2135.4089 | 1608.4073 | -280.9679 | 209.9989 | -386.1541 | 359.8356 | -914.53 | -5536.7378 | 36.7062 | -20.1253 | 2060.854 | -2017.4072 | -2660.6599 | -943.3436 | -132.7981 | 631.65 | 1187.8055 | -1040.3627 | -953.9897 | -427.7443 | 0.63121 | 130.0842 | -2107.6218 | -478.6208 | 23.7609 | 449.4151 | -2363.5552 | 221.6465 | 3168.3982 | 1274.3656 | 4563.7793 | -297.4986 | -272.4553 | 882.9868 | -864.8067 | 1188.6335 | 397.0041 | -2861.4312 | -32.2068 | 5988.3174 | 210.1042 | -108.4265
2030-05-27 | 3 | -19.5193 | 1968.1666 | -51.7274 | -407.6249 | -330.8881 | -2130.9863 | -12361.2236 | 3278.4001 | 1618.8157 | -126.6203 | 3639.7822 | 64.4215 | 1644.9124 | 1.0004 | 2088.6055 | 1284.764 | 98.8722 | 209.9989 | -365.2513 | 283.094 | -875.3978 | -5717.4971 | -36.0732 | -28.8772 | 1922.5116 | -2210.6953 | -2346.6323 | -918.8293 | -135.1777 | 472.1516 | 1521.3906 | 0.99468 | -631.7807 | -206.8166 | 2.0209 | 499.4891 | -1811.5974 | -131.3798 | 590.9805 | 1.0013 | -2299.8401 | -6.0759 | 3068.3774 | 1051.9613 | 4767.854 | -2.5314 | -272.6024 | 561.4866 | -1149.2064 | 1047.8889 | -602.2931 | -2720.884 | 0.9807 | 3695.7664 | 210.1043 | -134.9338
2030-05-27 | 4 | -21.7643 | 1945.4712 | -49.1679 | -344.2838 | -521.9609 | -1993.1217 | -11045.6748 | 2695.6873 | 1885.4688 | -122.194 | 3618.0691 | 41.8107 | 1598.2921 | 0.99925 | 2074.1777 | 660.6911 | 200.0617 | 209.9989 | -238.0322 | 292.2505 | -908.0933 | -5844.0518 | -97.5388 | -46.1239 | 1147.9214 | -2079.0662 | -2537.5825 | -854.4647 | -137.4476 | 305.9291 | 1438.5406 | 0.99171 | -810.9706 | -80.0589 | 1.2929 | 586.9329 | -900.0715 | -125.8912 | 566.3827 | 1.0009 | -2207.8462 | -178.4507 | 2970.5281 | 988.7824 | 4635.6836 | -2.4857 | -272.599 | 516.4158 | -1256.2529 | 883.9662 | -1112.4872 | -2268.4956 | 300.4284 | -486.005 | 210.1042 | -128.9315
2030-05-27 | 5 | -20.1017 | 1975.8702 | -46.6351 | -333.5549 | -643.0299 | -1940.1141 | -10365.5488 | 2360.6746 | 1878.9935 | -122.1027 | 3752.0283 | 115.5835 | 2073.3005 | -17.6129 | 1869.6427 | 597.963 | 309.0905 | 209.9989 | -123.0085 | 316.151 | -1012.3622 | -6002.3037 | -125.9679 | -54.5102 | 558.0171 | -2157.8931 | -2277.9312 | -850.9767 | -118.2815 | 198.6968 | 1575.375 | 3.1215 | -584.5456 | -3.3424 | 2.2958 | 764.8998 | -711.1335 | -204.0445 | 479.3064 | 0.99856 | -2228.7217 | -268.7192 | 2997.8218 | 1310.4222 | 4588.4658 | -2.4906 | -272.4244 | 1606.5309 | 298.6126 | 941.944 | -1196.1943 | -2099.0603 | 142.0822 | -626.4565 | 210.1043 | -120.8283
2030-05-27 | 6 | -27.1708 | 2198.5671 | -60.2837 | -367.7405 | -362.3366 | -2102.1899 | -11300.502 | 3130.7952 | 1837.2297 | -122.0825 | 3737.3979 | 132.9698 | 2091.8809 | -19.2562 | 1718.4855 | 411.2958 | 326.3177 | 209.9989 | -72.9835 | 192.0647 | -969.0837 | -5888.936 | -129.2071 | -66.9397 | 464.0797 | -2291.033 | -2100.991 | -897.7639 | -149.8446 | 284.4892 | 1678.486 | 1.0025 | -396.5243 | -12.0959 | 2.0422 | 963.7171 | -714.131 | -225.9394 | 465.0462 | 1.0008 | -2157.4753 | -250.5589 | 2977.7375 | 1325.5745 | 4549.8677 | -2.4676 | -272.3416 | 1502.0837 | 140.3202 | 990.0206 | -1296.9546 | -1670.8118 | 94.5139 | -2493.0569 | 210.1043 | -179.9011
2030-05-27 | 7 | -23.4459 | 2282.3047 | -60.0856 | -347.7459 | 0.99907 | -2324.9622 | -12728.3428 | 3736.1826 | 1723.439 | -122.1288 | 3783.5457 | 98.3269 | 1905.6483 | -59.3955 | 1670.4113 | 383.307 | 366.373 | 209.9989 | -116.5219 | 110.5214 | -868.8525 | -5984.3564 | -121.1704 | -57.7586 | 740.5549 | -2289.3872 | -2231.7407 | -959.0974 | -157.0239 | 371.6087 | 1854.0828 | 1.0002 | -475.1407 | -184.7043 | 0.84366 | 129.7402 | -1644.844 | -242.2017 | 540.4341 | 0.99903 | -2233.1719 | -197.3458 | 3041.6011 | 1256.8049 | 4655.3633 | -2.5762 | -272.7033 | 557.6207 | -719.1887 | 843.0526 | -543.8481 | -2637.7266 | 636.4985 | -1532.2495 | 210.1043 | -54.4096
2030-05-27 | 8 | -20.7843 | 2385.8047 | -65.9085 | -340.3857 | 266.6864 | -2516.8743 | -13716.25 | 4194.3091 | 1064.6105 | -246.0797 | 3791.2866 | 195.0023 | 1694.2294 | -76.1661 | 1646.2397 | 518.5922 | 374.241 | 209.9989 | -188.9411 | -4.9782 | -1173.6847 | -6172.2207 | -125.302 | -55.4649 | 775.447 | -2450.2085 | -2056.7156 | -1011.3667 | -166.9083 | 413.3506 | 2107.8025 | 0.99804 | -296.2502 | -277.1401 | 0.60525 | 283.9655 | -2825.5952 | -287.7146 | 226.8349 | 449.1816 | -2016.1764 | -161.5663 | 3145.3979 | 1300.9694 | 4453.2607 | -112.3636 | -272.3719 | 228.5007 | -1217.1888 | 737.9818 | 1.0031 | -3691.8838 | 772.514 | 219.4217 | 210.1043 | 30.1143
2030-05-27 | 9 | -28.5243 | 2184.5312 | -76.2326 | -395.6102 | 296.4682 | -2502.4907 | -13750.6914 | 4116.3857 | -270.4094 | -283.8933 | 3879.0837 | 195.5934 | 1100.7731 | -15.5161 | 2022.7703 | 343.1472 | 291.6204 | 209.9989 | -174.9503 | 33.6056 | -1422.4141 | -6979.2646 | -104.9485 | -49.0354 | 468.9918 | -2561.9041 | -2115.2839 | -1012.0555 | -158.5373 | 464.2387 | 2398.6692 | -14.7825 | -230.633 | -190.7336 | 0.57259 | 141.7974 | -1938.0319 | -300.485 | 0.99366 | 449.2675 | -2319.1748 | -237.9503 | 3886.6567 | 1261.6302 | 5000.8765 | -286.8777 | -452.9778 | 1526.0446 | 0.29359 | 1152.5474 | 920.0808 | -2987.3884 | -3.5567 | 496.6575 | 210.1042 | -132.1736
2030-05-27 | 10 | -31.2629 | 2053.6008 | -85.8235 | -428.9243 | 101.3661 | -2524.5127 | -13511.7588 | 3843.9939 | -2.8967 | -341.7586 | 3888.6321 | 195.0001 | 1036.0946 | 0.99855 | 2014.8115 | 337.9163 | 166.2625 | 209.9989 | -174.3675 | 199.5531 | -1991.4924 | -7266.6274 | -87.2943 | -38.7557 | 384.0327 | -2640.6943 | -2156.6292 | -1005.3965 | -154.7428 | 427.3225 | 2486.5681 | 1.006 | -215.2463 | -204.8752 | 0.51608 | 249.9192 | -1863.3838 | -650.2017 | 171.2768 | 449.2872 | -1849.257 | -199.3435 | 4031.3491 | 1239.7397 | 5018.168 | -137.4367 | -719.0218 | 2138.0913 | 123.6698 | 1157.8531 | 1302.4713 | -2834.4062 | -213.578 | 2369.9932 | 210.1042 | -61.6006
2030-05-27 | 11 | -37.8622 | 1627.0726 | -96.4905 | -535.2439 | -316.2929 | -2280.1711 | -13058.4414 | 3282.9014 | -358.1559 | -343.5616 | 3916.5598 | 194.9988 | 1370.6495 | 93.8598 | 2015.0331 | 243.2887 | 94.9092 | 209.9989 | -174.9684 | 195.1042 | -2125.0178 | -7306.0576 | -81.9425 | -31.8717 | 308.2131 | -2947.3628 | -2124.4644 | -968.2028 | -141.0378 | 489.8719 | 2655.1179 | 3.6234 | -50.5149 | -129.5463 | 0.52306 | 331.4891 | -1006.0441 | -775.8354 | 63.8538 | 449.3638 | -1886.9747 | -266.0576 | 3997.925 | 1181.9457 | 5053.3369 | -263.3658 | -1040.3853 | 1637.5475 | 150.3318 | 1104.5182 | 1093.923 | -2426.554 | -165.007 | 7200.4873 | 210.1043 | 13.5889
2030-05-27 | 12 | -28.2939 | 1477.2463 | -80.3125 | -445.3211 | -452.877 | -2177.3328 | -13618.6494 | 3309.3896 | -505.3562 | -165.818 | 3980.2327 | 195.0013 | 641.0455 | 34.5878 | 1989.1185 | 99.6036 | 92.4972 | 209.9989 | -193.897 | 86.9782 | -2248.4275 | -7645.415 | -109.1609 | -38.3191 | 410.6399 | -2671.4067 | -2181.3965 | -943.3776 | -147.3942 | 529.3549 | 2550.0386 | 3.2745 | -80.8482 | -230.2483 | 0.44421 | 1111.4862 | -1461.729 | 302.9831 | 240.5307 | 449.0989 | -2170.3267 | -405.502 | 4177.1665 | 1178.3488 | 5070.126 | -52.0414 | -1287.8234 | 3189.5718 | 1778.5929 | 1294.2876 | 449.8327 | -2562.3228 | -148.9327 | 5378.7954 | 210.1043 | -101.9838
2030-05-27 | 13 | -35.7885 | 1065.734 | -89.507 | -474.1833 | -695.7908 | -2003.4756 | -13165.6016 | 2770.1963 | -1150.4661 | -327.4896 | 3983.6941 | 194.999 | 1508.8301 | 38.7216 | 2018.8727 | 173.8144 | -18.1581 | 209.9989 | -321.4039 | 11.7168 | -2058.1243 | -7225.7686 | -57.9824 | -56.4914 | 1480.7455 | -2662.0156 | -2040.2521 | -900.9598 | -132.5939 | 686.3845 | 2079.2175 | 3.1214 | -84.1281 | -80.2935 | 0.43558 | 2209.0042 | -851.6109 | -317.3065 | -167.6926 | -344.54 | -2177.4597 | -383.7172 | 3336.6013 | 1015.9342 | 4001.7476 | -239.137 | -2002.0762 | 2598.5427 | 752.3932 | 1230.6561 | -77.006 | -2460.2505 | -101.3178 | 8162.792 | 210.1043 | -53.5173
2030-05-27 | 14 | -42.1306 | 815.7493 | -97.1276 | -648.4672 | -506.3413 | -1848.3911 | -12297.3691 | 2665.8933 | -1594.6455 | -348.6508 | 3950.2942 | 195.001 | 1943.3627 | 121.281 | 2064.3047 | -216.4401 | -181.7887 | 209.9989 | -370.0748 | -168.9626 | -1933.3088 | -7621.0698 | -53.1413 | -51.0137 | 1208.1842 | -2982.1824 | -2412.0823 | -896.2883 | -111.4119 | 736.0944 | 2026.574 | 423.7269 | 58.4415 | 111.6498 | 0.48213 | 2098.7712 | 1008.0961 | -1154.4274 | -178.8231 | 0.99727 | -2176.5432 | -382.3571 | 3691.2102 | 1048.2701 | 4441.853 | -224.1151 | -996.1857 | 1039.496 | -268.112 | 1099.8868 | -86.6142 | -2374.0232 | -165.7511 | 10536.7793 | 210.1043 | -103.068
2030-05-27 | 15 | -43.3385 | 592.1277 | -101.4152 | -676.3567 | -857.3619 | -1778.1288 | -11210.4248 | 1873.2842 | -1551.0952 | -350.6108 | 3963.5691 | 195.001 | 1751.9977 | 203.3657 | 2089.0178 | -359.3142 | -326.0259 | 209.9989 | -605.9651 | -251.5984 | -2040.1119 | -7841.1406 | -65.3624 | -23.8923 | 2340.2732 | -3001.4221 | -2481.021 | -888.7351 | -99.0539 | 758.2496 | 2012.1089 | 188.6301 | 29.5517 | 127.7522 | 0.48418 | 1999.1023 | 3522.5996 | -820.9276 | -267.2968 | -2.9796 | -2253.2383 | -509.8756 | 4212.5288 | 1063.2808 | 4652.9365 | -216.9118 | -1310.8833 | 1349.2993 | -692.8692 | 1272.9506 | 243.1823 | -2064.5544 | -394.9574 | 12443.9229 | 210.1043 | -154.9774
2030-05-27 | 16 | -51.1653 | 124.5513 | -104.4286 | -727.1646 | -1055.5543 | -1563.8577 | -10453.3564 | 1540.0029 | -1449.5065 | -349.7833 | 3973.697 | 194.9991 | 1712.1936 | 212.5221 | 2097.8313 | -53.3193 | -84.7729 | 209.9989 | -583.0127 | -362.5908 | -1790.7837 | -7745.9009 | 15.7152 | -44.9498 | 2258.4629 | -3105.3606 | -2228.0798 | -834.5519 | -75.4688 | 867.498 | 1816.6398 | 1307.4281 | 34.7601 | 340.5832 | 0.45943 | 2312.8103 | 5180.5479 | -856.6924 | -249.0443 | -3.092 | -2155.8591 | -484.8421 | 4304.2788 | 1099.6079 | 4707.9766 | -210.5423 | -1074.8281 | 1259.713 | -839.3281 | 1212.1837 | 1.0365 | -2642.385 | -404.791 | 14583.2139 | 210.1043 | -134.3071
2030-05-27 | 17 | -40.2761 | 212.8051 | -98.2359 | -837.1295 | -1133.8927 | -1573.6355 | -10517.6143 | 1597.8411 | -1314.731 | -351.0009 | 3966.7739 | 195.0005 | 1619.4365 | 228.2527 | 2100.6375 | 371.1375 | -119.2239 | 209.9989 | -552.6599 | -445.0068 | -1725.1593 | -7602.0439 | 26.5585 | -47.9762 | 2150.061 | -3050.1516 | -1950.0547 | -864.49 | -70.8447 | 917.0707 | 1630.8489 | 1482.9417 | -36.755 | 180.9736 | 0.50098 | 2130.9639 | 4845.7534 | -746.3806 | -136.7464 | -3.3006 | -2113.085 | -467.0608 | 4460.2549 | 1171.4498 | 4946.3613 | -204.9174 | -848.1185 | 1319.5065 | -945.7313 | 1193.1635 | -14.1112 | -2596.9827 | -374.9813 | 15349.3643 | 210.1043 | -131.9412
2030-05-27 | 18 | -38.5785 | 501.1338 | -91.676 | -649.6238 | -1085.4265 | -1782.7367 | -11239.3379 | 1824.5609 | -1544.1134 | -346.843 | 3854.1423 | 194.9997 | 819.9874 | 334.1696 | 2149.0159 | -146.463 | -297.4694 | 209.9989 | -516.5743 | -401.8716 | -1789.4553 | -7542.2407 | -22.0137 | -49.7552 | 1906.4945 | -3058.249 | -2145.1943 | -896.5941 | -89.4866 | 804.9533 | 1583.1376 | 671.4651 | -67.8639 | 83.7808 | 0.47803 | 2056.4258 | 2516.8257 | -228.5269 | -34.0709 | 450.2723 | -2126.7434 | -572.8929 | 4946.0146 | 1403.2678 | 5069.4731 | 228.1598 | -457.5093 | 1786.4935 | -1061.5908 | 1103.1738 | 0.96263 | -2483.2241 | -137.908 | 13933.7148 | 210.1043 | -114.7732
2030-05-27 | 19 | -30.6353 | 956.2245 | -79.5493 | -592.1758 | -877.2479 | -2005.145 | -12546.1133 | 2445.5195 | -1324.0768 | -354.1298 | 3889.8123 | 195.0005 | 1217.5649 | 311.6511 | 2131.5403 | -605.0367 | -414.2093 | 209.9989 | -457.1123 | -295.1888 | -1966.2272 | -7703.1299 | -79.8653 | -38.4574 | 1561.6633 | -2926.8105 | -2148.583 | -944.7906 | -112.8443 | 741.6005 | 1532.6193 | 1053.4122 | -83.859 | -60.406 | 0.62162 | 1688.9926 | -486.6058 | -694.6564 | -2.0886 | 167.7624 | -2220.4187 | -501.2295 | 4525.9141 | 1293.9974 | 5071.0479 | -134.4886 | -276.5242 | 1909.8297 | -977.5604 | 1144.4124 | -312.6902 | -2059.3232 | 3.1281 | 10637.7773 | 210.1043 | -130.3021
2030-05-27 | 20 | -16.393 | 1260.4092 | -66.2319 | -546.35 | -997.1388 | -2054.7366 | -13310.208 | 2592.1094 | -608.4323 | -359.4785 | 3937.6753 | 168.5651 | 1421.483 | 257.179 | 2130.1558 | -911.9194 | -325.025 | 209.9989 | -228.4286 | -319.1306 | -1877.3671 | -7195.4731 | -79.3935 | -78.5389 | 1156.5378 | -2829.6584 | -1366.5807 | -976.7964 | -125.7453 | 744.2867 | 1690.6982 | 4.171 | -12.3081 | -195.1491 | 0.48789 | 2355.4177 | -1181.6353 | -799.8134 | 0.99612 | 370.282 | -1922.3556 | -536.0981 | 3735.6602 | 1270.54 | 4554.8271 | -211.3003 | -276.5381 | 1993.2181 | -677.0696 | 1053.999 | -456.4695 | -2466.488 | 328.3312 | 9257.6426 | 210.1043 | -41.7114
2030-05-27 | 21 | -18.0454 | 1361.6384 | -61.3222 | -443.9308 | -953.2659 | -2058.7212 | -13293.6504 | 2684.6738 | -606.8148 | -367.6062 | 3790.8518 | 105.9199 | 1260.8881 | 177.8676 | 2105.8635 | -485.8174 | -143.6239 | 209.9989 | -266.9353 | -244.1174 | -1982.9712 | -7231.1484 | -132.4852 | -78.8984 | 1391.0375 | -2674.2275 | -1602.47 | -962.1047 | -135.9387 | 668.4937 | 1902.5602 | 4.1413 | 21.0078 | -183.5477 | 0.5154 | 1918.6035 | -1680.0085 | -772.0222 | 57.9468 | 242.8347 | -2015.5261 | -576.4835 | 3591.2139 | 1254.243 | 4387.4824 | -3.2334 | -276.8517 | 1998.7748 | -710.4044 | 1135.798 | -603.0352 | -2381.3643 | 176.3215 | 7933.2466 | 210.1042 | -105.4719
2030-05-27 | 22 | -22.2485 | 1428.9026 | -58.0069 | -404.7574 | -851.1565 | -2120.4512 | -13439.0068 | 2972.6851 | -380.0369 | -355.2358 | 3928.4563 | 154.4333 | 1793.0778 | 129.379 | 2051.2129 | 129.3696 | -45.4886 | 209.9989 | -395.9506 | -227.0929 | -1873.6505 | -6702.5659 | -111.8685 | -67.3599 | 2212.9082 | -2645.8525 | -1255.8931 | -960.0787 | -143.5707 | 682.1538 | 2450.7095 | 3.905 | 179.3586 | -223.9648 | 0.54891 | 1202.7853 | -1762.8558 | -862.6642 | 1.018 | 379.5735 | -1666.9558 | -423.4442 | 3639.4583 | 1213.5077 | 4491.3228 | -214.1272 | -276.5517 | 1915.296 | -1166.7119 | 946.9777 | -489.9309 | -2359.4255 | 249.6517 | 6838.4956 | 210.1043 | -109.6844
2030-05-27 | 23 | -33.5685 | 1712.8883 | -75.8338 | -434.9665 | -893.9144 | -2234.762 | -13037.0293 | 2685.0437 | -327.3067 | -332.7061 | 3934.072 | 195.0009 | 1643.8184 | 94.4672 | 2012.2258 | 370.1542 | 76.0135 | 209.9989 | -289.2682 | 102.6705 | -2040.1598 | -6359.5103 | -86.4789 | -44.3859 | 1338.7202 | -2751.5488 | -1533.5897 | -980.3198 | -136.1932 | 524.3736 | 2619.0491 | 390.8521 | -51.8754 | -142.3347 | 0.54935 | 408.3995 | -1292.908 | -615.4105 | 236.5624 | 449.6441 | -1516.7676 | -200.2089 | 3974.665 | 1237.4258 | 5064.54 | -231.2276 | -312.2696 | 2148.1653 | -1190.4852 | 970.8578 | 316.8544 | -1789.4218 | -374.8591 | 5991.645 | 210.1043 | -90.3234
2030-05-27 | 24 | -28.082 | 1844.5436 | -64.4917 | -402.322 | -928.6434 | -2327.9089 | -13816.5381 | 2803.689 | -3.0669 | -326.6073 | 3895.6099 | 195.0001 | 2112.1689 | 109.8901 | 2007.2905 | 499.5665 | 122.6509 | 209.9989 | -148.0067 | 46.4885 | -1736.7744 | -6159.0537 | -79.1658 | -59.8289 | 1057.4266 | -2485.2246 | -1209.0035 | -990.8027 | -137.3323 | 516.7625 | 2493.125 | 1.0011 | -104.3183 | -165.8847 | 0.54147 | 467.4026 | -1954.4679 | -683.7018 | 511.8214 | 449.2456 | -1493.0735 | -159.1558 | 2646.6809 | 1171.2867 | 4433.9097 | -250.0572 | -272.7171 | 1487.0378 | -1019.4799 | 643.7398 | 1.099 | -1327.7761 | 522.2487 | 6351.5537 | 210.1043 | 81.7751
2030-05-28 | 1 | -23.0131 | 1658.6635 | -59.7229 | -374.3464 | -741.5992 | -2265.7405 | -13460.9395 | 3009.0276 | 227.2458 | -329.0706 | 3911.7258 | 194.3554 | 2103.7974 | 1.0017 | 2002.0806 | 691.0924 | 160.6309 | 209.9989 | -152.6959 | -95.2396 | -1415.3407 | -6440.9702 | -35.5277 | -103.4698 | 1223.2213 | -2333.9189 | -677.031 | -952.442 | -127.8613 | 635.8071 | 1957.9924 | 1.0046 | -304.2908 | -15.9731 | 0.54951 | 1005.5354 | -1763.927 | -1203.6543 | 8.373 | 449.6087 | -1795.877 | 303.3067 | 2548.3389 | 1251.0609 | 3692.0818 | -265.7793 | -596.1625 | 446.696 | -2362.374 | 788.5096 | 355.435 | -2141.8279 | 316.5669 | 7622.3711 | 210.1043 | 1.0008
2030-05-28 | 2 | -15.6607 | 2071.8779 | -53.6716 | -301.2373 | 27.2856 | -2312.3972 | -13847.2227 | 4295.3652 | 1471.6877 | -328.3743 | 3893.4448 | 174.6357 | 2044.4202 | 0.99969 | 2028.024 | 681.3694 | 382.3137 | 209.9989 | -151.1753 | -230.8763 | -969.3882 | -6203.7998 | -80.6965 | -122.479 | 1436.3746 | -2215.8542 | -412.3898 | -946.2586 | -153.4963 | 613.2496 | 1781.3285 | 1.0102 | -406.0532 | -53.9937 | 0.54667 | 1212.55 | -3000.6309 | -1157.5305 | 4.7641 | 449.5182 | -2184.7202 | 92.9771 | 2669.0867 | 1260.6887 | 3909.2339 | -276.5099 | -492.5432 | 135.1982 | -2154.3123 | 753.8209 | 0.97547 | -2443.2205 | 812.4186 | 1879.6051 | 210.1043 | -55.0548
2030-05-28 | 3 | -17.0618 | 2118.2722 | -52.958 | -303.4942 | 85.948 | -2303.0979 | -14147.4062 | 4486.4722 | 1855.3876 | -331.2685 | 3906.3901 | 160.9347 | 2064.9575 | 0.99617 | 2028.8682 | 723.9806 | 477.1483 | 209.9989 | -123.1479 | -224.063 | -705.3966 | -4976.4526 | -83.4712 | -115.2078 | 1431.7229 | -2128.7695 | -636.4291 | -941.6678 | -155.796 | 611.986 | 1837.8849 | 1.0052 | -527.3795 | -21.4886 | 0.5745 | 1106.5964 | -2779.3076 | -826.0134 | 1.0023 | 449.4813 | -2186.3083 | 18.196 | 2747.8264 | 1232.6062 | 4044.9895 | -282.888 | -272.5921 | 421.1023 | -1823.5847 | 670.0615 | -84.211 | -2799.2585 | 1043.3914 | 202.2231 | 210.1043 | -60.8994
2030-05-28 | 4 | -15.8978 | 2229.3677 | -51.682 | -309.6523 | 186.2753 | -2336.7458 | -14089.999 | 4758.7163 | 1991.8495 | -336.3676 | 3964.6614 | 129.6699 | 1806.593 | 0.99834 | 2006.079 | 792.0303 | 554.3759 | 209.9989 | -88.1624 | -223.6533 | -640.0394 | -4576.2046 | -76.7201 | -84.3382 | 1263.5853 | -2096.231 | -649.6646 | -953.2581 | -160.0342 | 645.1642 | 1815.8702 | 1.0017 | -566.3884 | -121.0036 | 1.2216 | 811.3604 | -2610.6287 | -421.384 | 1.0001 | 424.0092 | -2219.3455 | 55.1658 | 2955.7463 | 1278.5021 | 3988.9966 | -2.5032 | -272.5225 | 488.655 | -1711.2803 | 731.3363 | 0.99352 | -2234.9453 | 1085.0267 | -137.2974 | 210.1043 | -75.1939
2030-05-28 | 5 | -16.7037 | 2199.7083 | -52.8497 | -293.9465 | 293.2059 | -2383.9221 | -13889.4619 | 4866.3315 | 2103.2183 | -341.3499 | 3967.1333 | 114.5678 | 1903.7605 | 1.0136 | 2036.3257 | 239.8926 | 535.6055 | 209.9989 | -72.221 | -263.2566 | -667.2263 | -4855.0928 | -78.1243 | -75.5748 | 1240.6815 | -2140.6304 | -801.3824 | -959.9498 | -160.7827 | 667.9945 | 1880.0303 | 1.0058 | -593.7579 | -116.7208 | 0.65033 | 722.3441 | -2555.0037 | -421.7724 | 1.0176 | 427.5021 | -2255.0859 | 31.195 | 2943.2214 | 1276.9708 | 3988.4563 | -18.1345 | -272.4533 | 523.5901 | -1742.9253 | 738.613 | 211.4849 | -2564.0457 | 1020.6806 | -1163.5454 | 210.1042 | -55.3516
2030-05-28 | 6 | -20.6783 | 2131.9255 | -56.734 | -320.6012 | 382.9711 | -2417.0732 | -13736.9951 | 4942.501 | 1719.0491 | -353.4095 | 3914.5715 | 52.742 | 1971.662 | 1.0084 | 1959.7738 | 313.1281 | 448.5825 | 209.9989 | -170.6339 | -320.9114 | -925.0446 | -5083.0308 | -98.1278 | -78.4029 | 1356.3988 | -2347.3311 | -1312.5928 | -981.9415 | -155.6006 | 692.1912 | 1973.6143 | 0.99025 | -398.2061 | -87.1919 | 0.67894 | 839.9115 | -1907.6226 | -123.6118 | 0.98327 | 399.5374 | -2263.7678 | -30.75 | 3118.3628 | 1242.2687 | 4228.6353 | -126.4945 | -272.5953 | 49.6163 | -2570.3821 | 978.7377 | 546.5146 | -2790.5022 | 1.026 | -965.9258 | 210.1043 | -156.8498
2030-05-28 | 7 | -22.6956 | 2394.0374 | -60.5032 | -344.2504 | 431.2508 | -2440.0554 | -13976.1602 | 4728.9146 | 440.5015 | -321.8904 | 3993.4438 | 160.7755 | 1389.0962 | 1.0008 | 1849.6248 | 719.5235 | 478.2378 | 209.9989 | -117.0049 | -325.9026 | -1298.443 | -5627.0884 | -183.1272 | -77.4524 | 916.5544 | -2422.3669 | -1200.4362 | -1001.6885 | -169.9556 | 486.8794 | 2283.3267 | 0.99902 | -296.2725 | -98.1507 | 0.5545 | 780.6831 | -2621.075 | -643.5591 | 1.0004 | 449.4585 | -2008.11 | -221.3603 | 3810.6797 | 1201.6672 | 4879.8589 | -271.3135 | -272.581 | 2352.6384 | -820.2255 | 677.2606 | 409.2865 | -3114.9023 | 104.6894 | -1229.3 | 210.1043 | -113.1398
2030-05-28 | 8 | -26.7365 | 2415.4023 | -64.9357 | -373.5735 | 143.6692 | -2500.1118 | -13689.5674 | 4364.1182 | -3.0394 | -342.5244 | 4125.1743 | 185.4689 | 2042.536 | 10.9718 | 1984.3721 | 833.4266 | 345.0304 | 209.9989 | -209.1985 | -265.7618 | -1737.8477 | -6313.6729 | -199.7139 | -42.8547 | 1323.3457 | -2546.2542 | -1473.0763 | -1030.6108 | -169.3766 | 418.6727 | 2856.5876 | 2.692 | -134.2375 | -180.4973 | 0.57204 | 198.2135 | -2321.4124 | -521.1147 | 201.3087 | 449.342 | -1818.5508 | -198.8076 | 4012.1106 | 1154.1941 | 5054.5322 | -248.6174 | -701.4378 | 1435.9653 | -1612.8469 | 666.02 | 1067.1481 | -2530.0142 | -0.21447 | 257.0101 | 0.10427 | -26.5359
2030-05-28 | 9 | -31.9011 | 2286.511 | -69.8732 | -421.5656 | -185.0288 | -2383.4822 | -13072.9951 | 3528.957 | -3.0687 | -345.8136 | 4194.668 | 194.9998 | 2110.1902 | 118.9338 | 2010.9648 | 832.8625 | 185.4926 | 209.9989 | -393.1124 | -195.9603 | -2066.4473 | -6479.7192 | -230.2445 | -10.2495 | 2610.5005 | -2841.8472 | -1763.2906 | -1017.7302 | -165.5006 | 367.4211 | 3034.4871 | 3.0551 | -63.1221 | -171.9094 | 0.54741 | 114.6442 | -1297.6144 | -168.9259 | 1.0061 | 446.231 | -1811.2793 | -358.8233 | 4109.5078 | 1188.4337 | 4666.2495 | -2.9774 | -271.7325 | 1680.377 | -1157.191 | 616.0833 | 707.9627 | -2255.1948 | -228.4082 | 2446.8882 | 210.1042 | 50.9208
2030-05-28 | 10 | -29.9031 | 2080.1907 | -70.2287 | -411.2545 | -825.2957 | -2298.9006 | -12569.0957 | 3066.9219 | -49.3477 | -355.498 | 4091.1226 | 181.1879 | 2063.9685 | 19.3018 | 2004.0438 | 809.0624 | 101.2872 | 209.9989 | -560.5803 | -268.5915 | -1969.5964 | -6534.5303 | -231.3433 | -9.0722 | 3853.7017 | -2797.1453 | -1638.8899 | -990.6306 | -166.7446 | 428.8336 | 2941.2886 | 1.0076 | 58.6013 | -268.9818 | 0.53965 | 545.3488 | -1812.3973 | -211.6739 | 0.99829 | 364.6042 | -2092.5991 | -491.0832 | 3928.158 | 1197.0806 | 4655.0186 | -139.9104 | -275.9808 | 1437.2184 | -829.3538 | 730.9387 | -88.3083 | -2106.52 | -234.3671 | 5285.0347 | 0.10427 | -40.5569
2030-05-28 | 11 | -25.6292 | 1802.9963 | -54.2108 | -411.956 | -1089.6116 | -2104.4072 | -12210.5352 | 2550.9731 | -513.6799 | -350.9821 | 3825.6909 | 192.746 | 2121.0742 | 13.7908 | 1994.9128 | 712.6237 | 89.4879 | 209.9989 | -593.7228 | -222.0653 | -1839.2231 | -6408.6958 | -212.7784 | -8.906 | 3959.5044 | -2760.4353 | -1287.746 | -949.1823 | -153.4503 | 448.9514 | 2812.0068 | 1.017 | 118.2271 | -247.6993 | 0.54355 | 640.5159 | -1674.2246 | 0.99786 | 493.7732 | 0.9978 | -2116.9585 | -619.2266 | 3964.5757 | 1206.8199 | 4939.6011 | -3.2475 | -275.9848 | 1726.4342 | -1215.2347 | 800.9595 | -814.0698 | -2201.4546 | 247.0765 | 7220.7886 | 0.10427 | -64.1943
2030-05-28 | 12 | -20.8478 | 1487.3706 | -57.4614 | -462.9489 | -1012.9177 | -1907.8724 | -13242.6572 | 2969.8438 | -592.8608 | -352.3355 | 3742.3894 | 189.6229 | 2122.5676 | 15.5526 | 2003.3323 | 502.5877 | 18.1612 | 209.9989 | -557.4727 | -323.5467 | -2044.3856 | -7056.5068 | -151.5305 | -18.1462 | 3758.3723 | -2634.7593 | -1300.7096 | -916.3126 | -144.771 | 664.6345 | 2647.3276 | 0.99621 | 103.049 | -232.0041 | 0.52973 | 886.0646 | -1197.825 | -2.4869 | 595.4608 | 0.99938 | -1799.7609 | -485.5668 | 3767.7432 | 1231.1265 | 4744.5537 | 1.0114 | -276.7843 | 1580.2607 | -1973.9421 | 869.2864 | -448.8753 | -2084.1497 | 844.5273 | 5696.2544 | 0.10427 | -45.8488
2030-05-28 | 13 | -21.6414 | 1167.5159 | -60.6095 | -532.3387 | -773.9842 | -1752.387 | -13429.5898 | 3365.7166 | -723.8545 | -359.2998 | 3916.1086 | 154.6992 | 1805.4878 | 38.6499 | 2031.748 | 432.7083 | -34.7045 | 209.9989 | -541.5825 | -380.6665 | -1920.3442 | -6997.9976 | -74.1812 | -26.5681 | 3090.2549 | -2641.4187 | -1481.9982 | -879.0482 | -133.4768 | 857.5402 | 2552.4016 | 2.9739 | 71.4669 | -179.7315 | 0.52118 | 1283.0625 | -1146.4303 | 251.2285 | 842.8966 | 0.99908 | -1692.8287 | -395.9108 | 3755.1116 | 1137.3083 | 4912.998 | -3.372 | -276.5142 | 1437.2037 | -2772.9028 | 538.8206 | 19.6882 | -2511.4512 | 724.1257 | 7904.1396 | 0.10427 | 15.979
2030-05-28 | 14 | -29.9948 | 461.1001 | -66.7766 | -587.5374 | -483.9324 | -1569.1407 | -14227.6396 | 3773.2544 | -1294.1641 | -364.3539 | 3957.6372 | 130.0219 | 1626.9224 | 71.8745 | 2053.4795 | 239.6494 | -153.4012 | 209.9989 | -391.9798 | -624.8738 | -1794.7186 | -7144.2124 | 44.1075 | -63.4694 | 1981.8181 | -2703.7361 | -1578.6409 | -820.8952 | -91.7598 | 1307.535 | 2239.4722 | 2.5535 | 115.1717 | 0.99735 | 0.52178 | 2146.6807 | 146.8193 | 281.9632 | 814.3665 | 1.002 | -1655.5618 | 1.0005 | 3627.4626 | 1036.4673 | 4693.7793 | -3.2098 | -276.5307 | 1371.7305 | -2280.8831 | 1002.3306 | 1781.2697 | -3810.9897 | 163.4724 | 12290.1875 | 0.10427 | 18.5396
2030-05-28 | 15 | -51.4382 | 25.8498 | -92.7718 | -642.9516 | 377.2747 | -1264.5961 | -11004.3984 | 4563.4678 | -1763.5571 | -371.4703 | 3927.8623 | 88.5303 | 1379.1271 | 67.2067 | 2060.9055 | 280.2563 | -90.9903 | 209.9989 | -565.9438 | -719.3567 | -1653.0056 | -7286.2744 | 85.0214 | -54.826 | 2970.5469 | -2744.7141 | -1503.0133 | -716.9893 | -87.5657 | 1459.2704 | 2273.084 | 1137.8854 | 147.9067 | 350.9974 | 0.53482 | 2206.2712 | 3078.2144 | 375.3425 | 684.5615 | 0.99832 | -1644.0499 | 46.6689 | 4428.4233 | 1191.363 | 4994.1763 | 310.1353 | -697.6018 | 1320.7953 | -2058.1206 | 1109.4536 | 2491.3682 | -3860.615 | -104.277 | 14510.2783 | 210.1043 | -5.5151
2030-05-28 | 16 | -67.2922 | -672.6432 | -86.4792 | -770.7502 | -80.66 | -828.1143 | -9061.5791 | 3916.4126 | -1353.9707 | -378.0935 | 3786.9453 | 61.0914 | 1407.5083 | 110.5619 | 2090.8669 | -3.8676 | -50.0514 | 209.9989 | -581.1572 | -627.6422 | -1604.7878 | -7407.0435 | 203.6906 | -56.4393 | 2938.9326 | -2977.7209 | -1290.5013 | -581.2007 | -53.2196 | 1618.7585 | 2235.9646 | 3562.9509 | 161.4137 | 826.5996 | 0.53101 | 2262.4043 | 6889.0576 | 42.3567 | 585.84 | 1.0012 | -1419.7672 | 407.3391 | 4334.939 | 1023.8312 | 4904.415 | 173.1632 | -697.6885 | 1357.5898 | -2722.135 | 1186.4866 | 3031.8508 | -3869.3955 | -213.8856 | 17247.8223 | 210.1043 | 17.971
2030-05-28 | 17 | -83.2485 | -961.3912 | -86.7085 | -730.701 | -501.7886 | -548.2161 | -7627.6733 | 2622.7417 | -1245.5728 | -361.358 | 3783.4968 | 100.3783 | 1348.7101 | 228.8997 | 2114.1997 | -551.6312 | 42.1994 | 209.9989 | -627.3076 | -557.7095 | -1726.339 | -7736.2876 | 160.7171 | -56.9072 | 3201.5708 | -3138.6157 | -1640.6543 | -422.4522 | -45.4461 | 1449.9769 | 2260.5513 | 5356.5581 | 162.0692 | 1190.4907 | 0.51618 | 2337.6096 | 7011.1338 | 799.5458 | 666.0334 | 306.1129 | -1277.6498 | 272.5365 | 4946.4053 | 1210.7571 | 5154.6719 | 363.2839 | -2000.51 | 2798.5864 | -1785.2272 | 1074.9386 | 2745.8416 | -4135.1489 | -212.7251 | 17823.2871 | 210.1043 | 8.176
2030-05-28 | 18 | -79.6042 | -1055.358 | -88.527 | -722.602 | -711.8895 | -457.3996 | -8125.561 | 2890.4011 | -1439.2803 | -374.4518 | 3425.5757 | 84.658 | 1910.0566 | 210.4274 | 2125.5054 | -932.7029 | 1.8792 | 209.9989 | -649.7698 | -629.5937 | -1855.2295 | -7937.6333 | 130.4141 | -51.6661 | 3249.2275 | -2907.6187 | -1635.3378 | -400.4695 | -44.1322 | 1415.6818 | 1975.8468 | 5646.6152 | 172.9407 | 1153.0928 | 0.55149 | 2296.283 | 6169.375 | 1.0034 | 510.2736 | 0.99934 | -1169.892 | 213.9652 | 4717.6782 | 1181.42 | 5164.1943 | 203.1392 | -278.2236 | 1762.6652 | -3042.5396 | 961.2265 | 2115.1062 | -3629.9578 | -66.8256 | 16836.7637 | 0.10427 | -7.1437
2030-05-28 | 19 | -72.892 | -965.223 | -88.6317 | -739.1473 | -329.7634 | -473.4677 | -8308.7969 | 2751.6104 | -1797.8975 | -370.5634 | 3618.9888 | 109.4297 | 1456.7107 | 169.7345 | 2090.4541 | -1067.198 | -45.8989 | 209.9989 | -659.7597 | -880.6848 | -1859.6296 | -7891.7773 | 41.6008 | -47.1928 | 3335.9836 | -2910.7556 | -1677.9537 | -493.2766 | -52.3235 | 1318.8066 | 1981.3223 | 5286.9351 | 181.7413 | 984.8806 | 0.55818 | 2303.9412 | 5405.5176 | -6.3199 | 623.3413 | 1 | -1221.6852 | 2.3921 | 4342.5972 | 1270.7546 | 4834.3032 | 359.4607 | -279.4167 | 2140.3225 | -2590.999 | 841.9623 | 1736.4244 | -3125.3699 | 98.9126 | 15831.8076 | 210.1043 | -9.1799
2030-05-28 | 20 | -55.8946 | 102.4063 | -92.0359 | -612.5493 | -630.1122 | -1120.1193 | -9819.1816 | 2613.2107 | -1589.7081 | -362.4268 | 3770.4009 | 140.1595 | 1457.1875 | 126.4758 | 2055.1599 | -871.2729 | -142.9941 | 209.9989 | -607.7865 | -612.6969 | -1939.9396 | -7035.4146 | -13.0351 | -50.0579 | 3114.7974 | -2737.7588 | -1560.6876 | -683.5403 | -96.6218 | 900.5234 | 2101.7878 | 2275.4343 | 181.9707 | 459.8024 | 0.57168 | 2283.5647 | 2632.0886 | -4.4558 | 599.9733 | 1.0035 | -1313.5703 | -151.2401 | 3371.5457 | 1235.4907 | 3985.4661 | 344.214 | -279.9285 | 2255.509 | -3023.0408 | 443.0297 | 1.0234 | -2459.4417 | 413.6033 | 13227.2803 | 210.1043 | -38.9972
2030-05-28 | 21 | -48.4378 | 510.4115 | -94.033 | -615.0217 | -1203.7955 | -1498.3711 | -12874.4453 | 2284.0603 | -592.3029 | -375.02 | 3732.4521 | 82.0234 | 1453.4791 | 156.2445 | 2058.0928 | -681.4335 | -116.3549 | 209.9989 | -579.8798 | -649.2388 | -1888.7517 | -7291.4507 | -5.1516 | -44.6791 | 2884.7498 | -2839.7766 | -1466.2998 | -784.0803 | -102.124 | 932.7021 | 2083.1382 | 1334.8844 | 165.6713 | 255.0286 | 0.61683 | 2066.4795 | 603.5482 | -335.4952 | 320.7614 | 1.0014 | -1328.7134 | -29.5778 | 3195.0513 | 1055.9332 | 3929.6208 | 0.99924 | -278.0925 | 2558.1372 | -3302.8315 | 774.6642 | -33.6996 | -2345.1304 | 960.1349 | 11591.4814 | 210.1043 | 35.1868
2030-05-28 | 22 | -35.8553 | 842.6354 | -88.6401 | -578.1362 | -1106.9086 | -1731.3553 | -13637.2178 | 2580.6404 | -323.3408 | -365.2751 | 3769.1418 | 132.5625 | 2114.2217 | 151.338 | 2037.4719 | -308.3119 | -133.1602 | 209.9989 | -649.8743 | -508.5343 | -1680.2684 | -7271.0332 | -32.021 | -28.3725 | 3184.8042 | -2714.5254 | -899.6465 | -857.1339 | -113.1773 | 869.0618 | 2400.7383 | 3.5491 | 187.8117 | -8.6228 | 0.5908 | 1260.0046 | -394.8757 | -390.5771 | 692.1042 | 1.0002 | -1793.1328 | -3.1196 | 3497.1841 | 1258.8506 | 4546.4839 | 140.9307 | -278.0016 | 2559.0979 | -2932.231 | 925.9159 | -86.8979 | -2219.6462 | 511.6182 | 9976.5059 | 0.10427 | -48.6337
2030-05-28 | 23 | -33.8053 | 1336.0314 | -79.6675 | -571.6798 | -1303.7494 | -1908.4149 | -13240.6572 | 2495.5574 | -191.8087 | -344.9704 | 3916.3362 | 195.0061 | 2101.0151 | 120.8401 | 2004.5333 | -101.5586 | -44.3373 | 209.9989 | -655.4179 | -136.5776 | -1669.6586 | -6365.293 | -25.392 | -16.9199 | 3223.5032 | -2915.7251 | -1043.2158 | -919.5947 | -122.5655 | 727.4 | 2888.4451 | 3.2189 | 212.9861 | -66.9364 | 0.53983 | 702.8074 | -970.0118 | -288.1671 | 880.2571 | 1.0009 | -1615.4802 | 138.2991 | 3406.0537 | 1205.2417 | 4839.6392 | 1.0236 | -277.2124 | 2310.7163 | -1953.0122 | 873.1089 | -624.5239 | -1839.6725 | 541.9469 | 8869.6221 | 210.1043 | 42.74
2030-05-28 | 24 | -38.1498 | 1707.2329 | -71.822 | -441.6674 | -905.7111 | -2140.4976 | -13264.915 | 2577.3472 | -205.8062 | -333.6641 | 3897.3613 | 194.9988 | 2122.863 | 113.7359 | 1999.1129 | 240.0502 | 66.3502 | 209.9989 | -332.5013 | 17.7294 | -1810.1011 | -6029.3564 | -81.9814 | -42.0482 | 2231.9375 | -2772.4988 | -1030.6792 | -953.8679 | -132.9854 | 559.9227 | 2819.7388 | 0.99921 | 71.2099 | -90.591 | 0.54703 | 589.5219 | -1465.7177 | -304.2297 | 527.7838 | 1.0012 | -1342.4551 | 204.8458 | 2288.5969 | 1230.0356 | 3683.2007 | -2.897 | -278.442 | 2063.7051 | -1423.5129 | 621.4108 | -688.3335 | -2277.252 | 197.0685 | 6904.8794 | 210.1043 | 99.9369
2030-05-29 | 1 | -30.2453 | 1857.6031 | -64.2668 | -412.7908 | -1007.506 | -2270.2078 | -13514.1875 | 2775.0557 | 533.9961 | -329.6578 | 4126.313 | 195.0003 | 2117.4172 | 179.734 | 2011.3706 | 383.9222 | 85.4435 | 209.9989 | -164.3801 | 10.5228 | -1574.7966 | -5981.5488 | -83.603 | -23.522 | 1178.6888 | -2570.1985 | -726.6934 | -972.5846 | -136.597 | 483.2241 | 2973.2324 | 1.0054 | 49.1695 | -86.5103 | 0.55922 | 200.0983 | -1363.2196 | -287.5115 | 288.0395 | 0.999 | -1498.4224 | 152.443 | 2575.6211 | 1115.5566 | 3788.4336 | -2.3713 | -272.9157 | 1892.6617 | -1430.1891 | 687.7691 | -86.0039 | -1792.0499 | 310.0408 | 6676.2861 | 210.1043 | 17.0124
2030-05-29 | 2 | -22.5652 | 2212.3269 | -58.0787 | -339.3498 | -122.1343 | -2446.9915 | -13996.0547 | 4007.821 | 1105.9146 | -337.618 | 4132.29 | 158.2974 | 2104.8257 | 188.2688 | 2028.6946 | 242.3585 | 290.8038 | 209.9989 | -175.2212 | -140.0335 | -1187.8992 | -5680.9253 | -118.7084 | -40.0231 | 1326.101 | -2431.814 | -574.1406 | -1007.536 | -155.7592 | 514.5457 | 2787.5769 | 1.004 | -18.2351 | -239.5543 | 0.58272 | 425.5405 | -3058.4006 | -242.6764 | 411.6562 | 0.99833 | -1735.587 | 51.2953 | 2711.1978 | 1200.4906 | 4194.5693 | -2.3625 | -272.3197 | 1861.2539 | -1699.1554 | 608.682 | 1.0016 | -2631.1357 | 812.8188 | 3941.1045 | 210.1043 | 14.7669
2030-05-29 | 3 | -18.5402 | 2207.417 | -56.5886 | -322.8082 | -4.9816 | -2424.5027 | -14559.4639 | 4538.8608 | 1478.9452 | -337.4627 | 4109.3081 | 147.9012 | 2102.8672 | 192.9869 | 2034.5951 | 272.7772 | 316.9284 | 209.9989 | -163.9486 | -158.3071 | -900.179 | -5219.8306 | -85.4606 | -54.8708 | 1389.8749 | -2433.6487 | -615.7956 | -991.8559 | -158.216 | 611.9276 | 2664.4429 | 1.0097 | -83.2314 | -149.6156 | 0.57854 | 616.4264 | -2907.79 | -293.8787 | 104.209 | 449.4318 | -2107.9138 | 93.8482 | 2779.3218 | 1210.4728 | 3950.8994 | -2.59 | -272.4048 | 1621.4242 | -1983.3796 | 699.9346 | -103.8756 | -2811.9624 | 909.4575 | 2069.4526 | 210.1043 | -30.8599
2030-05-29 | 4 | -19.5081 | 2169.0857 | -56.0158 | -316.1066 | 182.6077 | -2376.7754 | -14421.6846 | 4709.1938 | 1579.1167 | -340.6431 | 4110.2114 | 120.7647 | 2096.9153 | 0.99917 | 2052.0354 | 564.1028 | 392.8015 | 209.9989 | -142.7176 | -244.5452 | -729.3391 | -5045.0615 | -86.2379 | -65.8209 | 1360.8535 | -2412.6394 | -664.6238 | -972.5142 | -158.4392 | 645.4552 | 2551.6228 | 0.9947 | -155.0634 | -67.933 | 0.56714 | 730.3011 | -2782.2024 | -597.6638 | 0.99864 | 449.5482 | -2143.6477 | 5.7956 | 2695.7397 | 1197.9069 | 3976.501 | -158.0548 | -272.6814 | 1406.8467 | -1899.9989 | 696.6596 | -83.0968 | -2982.9858 | 985.7077 | 1533.528 | 210.1043 | -47.4441
2030-05-29 | 5 | -20.301 | 2135.1775 | -56.7887 | -310.2578 | 330.0468 | -2328.9844 | -14341.1387 | 4894.8325 | 1660.0574 | -343.2357 | 4117.3003 | 93.7499 | 2042.8781 | 1.0005 | 2061.4875 | 577.9565 | 410.9856 | 209.9989 | -92.1609 | -313.3115 | -723.2443 | -5228.4897 | -71.4017 | -85.2543 | 1233.4269 | -2369.188 | -638.2097 | -951.3358 | -161.0975 | 707.2706 | 2362.77 | 0.98573 | -272.3906 | -20.7499 | 0.56544 | 819.3406 | -2720.0923 | -769.4827 | 0.99659 | 449.5602 | -2220.4902 | 102.7619 | 2593.9661 | 1193.0858 | 4018.1665 | -286.3464 | -272.3858 | 1584.6814 | -1761.844 | 783.3607 | -80.5573 | -2700.9983 | 642.2957 | 1216.7113 | 210.1043 | -66.2032
2030-05-29 | 6 | -25.7412 | 2010.6816 | -61.388 | -340.7673 | 476.5582 | -2314.5042 | -14388.542 | 5013.3345 | 1473.2701 | -351.2249 | 4035.738 | 61.8929 | 1782.6892 | 1.0025 | 2026.5171 | 839.324 | 426.8693 | 209.9989 | -214.1088 | -461.1526 | -782.4651 | -5561.9087 | -69.7806 | -79.0631 | 1658.2028 | -2481.1372 | -645.3434 | -955.9651 | -154.6873 | 809.2477 | 2437.8088 | 0.99289 | -179.7391 | 40.6573 | 0.57377 | 835.3267 | -2165.1846 | -560.9436 | 0.99786 | 1.0011 | -2348.6023 | 0.84562 | 3628.4319 | 1284.4819 | 4676.2173 | -2.8711 | -272.3891 | 1112.7231 | -2406.5796 | 1006.8427 | 531.2291 | -3041.2356 | 0.64221 | 1575.9476 | 210.1043 | -131.2406
2030-05-29 | 7 | -23.1917 | 2389.9766 | -63.5693 | -363.1531 | 390.0702 | -2496.8315 | -14156.291 | 4736.9604 | 834.6038 | -330.1945 | 4151.5928 | 169.2067 | 1018.764 | 1.0009 | 2050.9849 | 1031.0004 | 368.0197 | 209.9989 | -170.4605 | -496.0628 | -1056.0391 | -6062.4902 | -212.7069 | -67.9779 | 1135.2247 | -2611.0627 | -1095.0381 | -1026.6284 | -172.7959 | 539.2764 | 2765.5278 | 1.0017 | -19.2958 | -169.3993 | 0.4655 | 637.2297 | -2906.7485 | -432.8163 | 159.6701 | 410.3372 | -2209.8694 | -401.913 | 3991.0293 | 1330.9393 | 5024.063 | -4.3241 | -277.0062 | 2597.3804 | -901.3292 | 662.1868 | 172.4557 | -3234.6665 | 0.99214 | 2487.9937 | 0.10427 | -90.0429
2030-05-29 | 8 | -30.2807 | 2238.9951 | -69.3267 | -402.8917 | 16.3513 | -2434.3406 | -13732.916 | 4337.0298 | 0.99649 | -337.5825 | 4201.8442 | 195.0009 | 1575.7317 | 250.8778 | 2100.3906 | 791.4031 | 197.4006 | 209.9989 | -180.7404 | -173.3149 | -1600.9221 | -6169.7939 | -168.5647 | -36.7602 | 954.5123 | -2708.9426 | -1584.2676 | -1021.6719 | -160.7351 | 462.9871 | 2901.6655 | 2.8855 | -76.0043 | -192.6749 | 0.48547 | 230.598 | -2342.9775 | -678.1978 | 1.0696 | 449.5171 | -1782.062 | -101.6808 | 4328.9438 | 1352.2018 | 5056.1709 | -20.9945 | -801.2653 | 1950.2902 | -1236.2081 | 710.2915 | 868.8213 | -2544.9485 | -84.392 | 4004.5957 | 210.1043 | -18.7424
2030-05-29 | 9 | -27.9269 | 2081.3118 | -72.1 | -417.7957 | -259.9698 | -2391.5667 | -13102.0312 | 3458.353 | -2.9981 | -346.1161 | 4213.0464 | 194.9997 | 1601.4717 | 283.4129 | 2126.5449 | 513.8399 | -45.4292 | 209.9989 | -338.8661 | 5.9864 | -2032.5499 | -6787.1396 | -175.1442 | -37.4677 | 1956.902 | -2691.4299 | -2061.6326 | -1010.6978 | -149.7627 | 359.468 | 2630.5125 | 1.0096 | -174.4628 | -280.645 | 0.49858 | 537.539 | -2031.623 | -799.3509 | -2.2724 | 449.5028 | -1747.131 | -181.967 | 4424.5713 | 1406.3999 | 5083.3638 | -74.8898 | -1065.4828 | 1692.835 | -1069.1075 | 783.7076 | 211.8945 | -2393.2307 | -650.1024 | 5913.8403 | 210.1043 | -4.2072
2030-05-29 | 10 | -28.9993 | 1892.3677 | -76.6867 | -466.7202 | -635.6903 | -2288.9841 | -12897.9492 | 3227.7432 | -22.7337 | -344.3646 | 4229.3047 | 195.0059 | 1786.4326 | 306.969 | 2146.092 | -70.5818 | -229.5439 | 209.9989 | -406.8024 | -240.7132 | -1771.0326 | -7128.7939 | -135.8663 | -62.5085 | 2572.8259 | -2968.1492 | -1761.3779 | -996.0345 | -148.3472 | 534.9304 | 2011.3712 | 1.0111 | 5.3526 | -242.5992 | 0.48021 | 1774.3367 | -1629.645 | -865.5903 | 1.0026 | 450.2159 | -1778.2228 | -231.908 | 4456.2749 | 1397.1718 | 5120.5566 | -193.333 | -1234.7632 | 1275.7743 | -915.897 | 665.3154 | 94.3094 | -2089.4919 | -441.6697 | 7587.8428 | 0.10427 | 7.3928
2030-05-29 | 11 | -27.0444 | 1458.2561 | -62.0787 | -458.463 | -886.0071 | -1998.0287 | -12336.4639 | 3053.9458 | -364.3101 | -343.845 | 4266.562 | 194.9995 | 1830.2498 | 308.5362 | 2142.0359 | -183.2315 | -308.3369 | 209.9989 | -415.6509 | -424.9027 | -1739.167 | -7546.1836 | -141.6979 | -75.8508 | 2556.1062 | -2759.488 | -1592.9003 | -925.1154 | -138.273 | 623.174 | 1829.9987 | 0.99501 | 62.8347 | -158.4195 | 0.50788 | 2353.0273 | -1043.1088 | -911.0732 | 0.99553 | 371.8602 | -1944.9014 | -354.3806 | 4242.9731 | 1351.0286 | 4976.7163 | -218.4883 | -892.366 | 1295.0176 | -1175.9642 | 692.7189 | -714.8045 | -2338.481 | -28.344 | 9844.4277 | 0.10427 | -13.6484
2030-05-29 | 12 | -32.3189 | 669.6719 | -67.9034 | -595.187 | -1122.2357 | -1519.1139 | -11262.3857 | 2614.7761 | -846.8242 | -350.0338 | 4251.5405 | 194.9991 | 1936.6527 | 336.799 | 2165.1711 | -396.8677 | -390.0791 | 209.9989 | -413.5414 | -625.7501 | -1700.7826 | -7971.6299 | -119.4694 | -89.5558 | 1794.4565 | -2720.6555 | -1198.3535 | -814.0309 | -109.6311 | 774.1561 | 1674.8268 | 573.7287 | 144.6233 | 104.1383 | 0.49664 | 2882.2263 | 2071.6262 | -1005.4698 | -2.0738 | 152.1092 | -2096.7175 | -507.6275 | 4130.6875 | 1351.2526 | 4860.7842 | -206.6482 | -710.9109 | 1351.9243 | -1296.8661 | 442.7036 | -779.2787 | -1927.4646 | 460.107 | 13138.0176 | 0.10427 | 1.8206
2030-05-29 | 13 | -63.6082 | -706.8871 | -79.7938 | -727.0851 | -1555.6301 | -686.6091 | -8851.6914 | 1596.8077 | -149.5949 | -352.4308 | 4260.2666 | 195.4582 | 2094.0706 | 286.6459 | 2240.7542 | 642.4832 | 272.0915 | 209.9989 | -239.956 | -231.1065 | -1862.4873 | -8240.0967 | 23.302 | -102.7725 | 692.9459 | -2669.8616 | -1230.7271 | -509.5224 | -53.4372 | 1078.1744 | 1503.9701 | 4613.145 | 71.8517 | 962.8463 | 0.54467 | 2904.2209 | 7093.604 | -975.1472 | 6.9447 | 260.6707 | -1362.9426 | 30.8583 | 3801.7104 | 1272.5814 | 4483.9844 | -196.5109 | -428.5198 | 1556.6534 | -1133.1224 | 964.6332 | 405.1109 | -1860.3788 | 92.6031 | 14430.6055 | 0.10427 | -54.3378
2030-05-29 | 14 | -64.1247 | -516.9231 | -80.7319 | -711.6281 | -1264.4845 | -496.1449 | -7235.8193 | 2795.1455 | -278.4774 | -347.3194 | 4250.1025 | 194.9999 | 2100.7046 | 303.0819 | 2147.261 | 933.9336 | 460.7301 | 209.9989 | -187.9593 | -144.6553 | -1815.9094 | -7688.5488 | 101.156 | -97.1909 | 53.7616 | -2568.5574 | -1453.6022 | -457.0938 | -63.3365 | 1277.5251 | 1429.9589 | 4953.8345 | -174.6129 | 1030.7306 | 0.50602 | 2635.6321 | 7692.7642 | -247.2059 | 528.9076 | 1.0007 | -1443.3826 | 265.8653 | 4036.6631 | 1323.9755 | 5053.3857 | -3.2804 | -276.2289 | 1583.5613 | -920.3991 | 1131.4098 | 1394.61 | -2497.6794 | 0.99518 | 13022.3389 | 210.1043 | -20.7792
2030-05-29 | 15 | -58.9233 | -644.2546 | -78.2509 | -714.6721 | -816.1509 | -449.6369 | -6428.7124 | 3774.5349 | -587.248 | -346.5633 | 4244.5176 | 194.9995 | 2100.4436 | 313.2998 | 2154.885 | 1208.5099 | 397.3101 | 209.9989 | -160.4083 | -298.8779 | -1620.4435 | -7455.252 | 181.6649 | -92.8844 | 35.7471 | -2425.0547 | -1098.4008 | -435.9833 | -63.3624 | 1525.0271 | 1437.181 | 4583.1909 | -146.6502 | 875.8849 | 0.43325 | 2439.1377 | 7772.8589 | -385.1275 | 446.2632 | 0.99963 | -1180.6395 | 565.7095 | 3874.3337 | 1303.6855 | 4755.9019 | 0.98692 | -277.2159 | 1624.0731 | -1147.7417 | 1118.0787 | 2061.3223 | -3030.4749 | 74.2319 | 14130.2529 | 210.1043 | 10.9455
2030-05-29 | 16 | -54.9951 | -283.3329 | -89.4483 | -731.429 | -735.5787 | -505.2764 | -5046.6729 | 4341.2754 | -863.7429 | -358.5312 | 4238.0562 | 140.7331 | 1987.9403 | 368.9992 | 2197.7983 | 1222.5333 | 324.9916 | 209.9989 | -174.8543 | -641.3002 | -1766.1011 | -7810.3037 | 47.6364 | -109.8719 | 169.3524 | -2653.5645 | -866.308 | -472.5837 | -87.2038 | 1398.0343 | 1444.6877 | 3688.5083 | -149.0922 | 738.2708 | 0.76219 | 2305.2881 | 7136.6074 | -147.6342 | 0.99951 | 133.2477 | -1092.9965 | 118.1159 | 4969.6362 | 1218.8074 | 5131.5112 | -94.8889 | -1515.3115 | 2939.2085 | -858.0929 | 1004.4341 | 1416.8513 | -2386.3125 | -161.0923 | 13469.1533 | 210.1043 | -116.5951
2030-05-29 | 17 | -57.5595 | -379.6334 | -89.6164 | -709.7108 | -469.8623 | -397.1205 | -3775.1584 | 4453.9321 | -792.288 | -368.2986 | 4213.981 | 8.9053 | 1351.1224 | 332.9504 | 2191.8379 | 752.106 | 449.6599 | 209.9989 | -267.3735 | -654.9535 | -1744.111 | -7346.7046 | 39.8654 | -117.3243 | 704.8104 | -2656.0405 | -515.0689 | -446.4908 | -84.809 | 1386.3696 | 1967.4259 | 4297.9673 | 127.7017 | 840.9271 | 2.8185 | 2766.0857 | 7421.7681 | -275.1155 | 376.1151 | 0.99329 | -869.084 | 92.9053 | 4489.6611 | 1287.1622 | 5118.1167 | 1.0104 | -277.8705 | 1908.5731 | -1967.1503 | 1014.1461 | 1591.2982 | -2462.7695 | -150.463 | 13516.8564 | 210.1043 | -109.6969
2030-05-29 | 18 | -45.2436 | -13.1383 | -85.0874 | -624.8309 | -262.8767 | -589.3915 | -2197.6792 | 4303.8027 | -949.3019 | -388.703 | 4185.439 | -8.0486 | 1483.9261 | 421.536 | 2230.1018 | 1071.3575 | 364.5186 | 209.9989 | -321.9734 | -554.0751 | -1698.2753 | -7054.9976 | -16.3737 | -105.6219 | 1203.788 | -2335.2771 | -393.4368 | -461.2265 | -96.0743 | 1125.6947 | 1578.244 | 3001.1909 | -266.0428 | 737.2178 | 2.9702 | 2308.0537 | 5864.9575 | -317.2886 | 124.8731 | 400.7648 | -804.128 | -3.0717 | 4755.396 | 1279.7197 | 5079.2192 | -3.931 | -277.0338 | 2085.677 | -2176.886 | 742.761 | 1337.4102 | -3655.0046 | -70.6283 | 11906.7891 | 0.10427 | -34.512
2030-05-29 | 19 | -47.5892 | 106.6758 | -83.5451 | -599.0723 | -627.3909 | -461.9136 | -206.2393 | 3023.6155 | -802.2416 | -382.743 | 4155.9092 | 18.5919 | 1964.1967 | 388.7422 | 2201.7051 | 1163.5182 | 508.1837 | 209.9989 | -380.1501 | -135.7776 | -1938.4958 | -6828.4751 | -52.0737 | -102.9194 | 1501.2961 | -2255.9565 | -1085.6958 | -402.2193 | -92.4261 | 789.4083 | 1166.6682 | 3293.4854 | -723.1089 | 938.8464 | 2.9271 | 2347.2922 | 6167.5801 | -421.2916 | 1.0002 | 317.4253 | -658.3755 | -51.3369 | 4896.5996 | 1314.399 | 5079.1313 | -3.8854 | -276.9516 | 2442.2251 | -1958.1804 | 794.8118 | 260.0624 | -2038.0759 | -28.2674 | 9652.7383 | 0.10427 | -108.014
2030-05-29 | 20 | -44.4071 | 471.0057 | -80.7725 | -566.7105 | -1108.6 | -620.5342 | 809.5797 | 2488.4646 | -439.9501 | -360.6916 | 4127.6953 | 66.5661 | 1814.469 | 194.71 | 2128.7305 | 1046.6761 | 601.5326 | 209.9989 | -438.9956 | -41.047 | -2151.7004 | -6252.2593 | -184.5987 | -102.2742 | 1783.2733 | -2278.3289 | -1331.671 | -445.5007 | -106.9119 | 492.7284 | 1286.2001 | 3735.5779 | -533.1071 | 750.3263 | 3.3483 | 2697.9285 | 6413.7412 | -633.2364 | 0.99624 | 12.1656 | -743.6418 | -460.2323 | 4682.5723 | 1333.6423 | 5065.1245 | -102.7643 | -276.8277 | 2718.7432 | -1508.3864 | 668.4039 | -477.9937 | -990.8746 | 193.9706 | 8144.8262 | 210.1043 | -163.9047
2030-05-29 | 21 | -38.7823 | 0.9984 | -76.8407 | -467.8043 | -1397.4705 | -196.733 | 2759.0403 | 1375.1078 | -139.615 | -345.9233 | 4124.5171 | 174.7539 | 2062.3936 | 215.5565 | 2100.9099 | 832.9439 | 531.1945 | 209.9989 | -492.4528 | 359.5556 | -2216.1838 | -6561.2842 | -32.8851 | -88.3071 | 2096.4963 | -1618.0177 | -2159.469 | -251.1701 | -85.0892 | 441.7377 | 343.5759 | 3018.8877 | -1482.705 | 844.1918 | 1.3957 | 2268.8203 | 5583.7788 | -839.3435 | -2.1291 | 1.0011 | -906.9514 | -204.9994 | 4235.7075 | 1315.4069 | 4830.0054 | -218.8433 | -276.5999 | 2416.5483 | -1402.5082 | 622.9371 | -964.2883 | -617.8625 | 237.9002 | 6307.8569 | 210.1043 | -181.3393
2030-05-29 | 22 | -35.1902 | 162.0063 | -67.3757 | -493.6004 | -1419.8715 | -322.3422 | 2385.261 | 1285.028 | -398.6274 | -345.6879 | 4032.1206 | 194.9998 | 2093.6589 | 195.478 | 2089.0139 | 827.9451 | 548.4523 | 209.9989 | -591.0662 | 81.6036 | -2119.834 | -6663.5835 | -47.0935 | -84.7256 | 2755.4548 | -1412.6782 | -1636.2928 | -277.1539 | -87.406 | 447.4227 | 282.8432 | 2971.6318 | -1399.2952 | 774.9534 | 1.503 | 2289.4446 | 5328.4414 | -1025.3585 | 0.99847 | 76.4371 | -1052.6011 | -24.9172 | 3592.5474 | 1299.0092 | 4399.4507 | -227.3593 | -276.9543 | 2580.0156 | -1537.5297 | 868.7566 | -965.3603 | -437.6278 | 514.9918 | 5078.7715 | 0.10427 | -96.6849
2030-05-29 | 23 | -28.6353 | 723.7906 | -61.0442 | -499.243 | -1401.1726 | -464.5322 | 1687.9717 | 1703.9523 | -2.9166 | -340.5972 | 4000.7034 | 194.9991 | 1646.9573 | 193.9756 | 2096.7104 | 733.5032 | 559.6556 | 209.9989 | -592.6764 | 87.5802 | -1880.0422 | -5320.5493 | -157.9577 | -76.169 | 3475.5237 | -1584.0444 | -232.4111 | -392.5235 | -117.7892 | 235.438 | 642.1138 | 2865.6685 | -938.0674 | 551.2977 | 2.4394 | 2522.325 | 4513.1821 | -493.8887 | 514.3085 | 0.99865 | -1138.9711 | -90.8847 | 3813.021 | 1284.3417 | 4935.3608 | -3.58 | -277.3193 | 2777.5881 | -946.6394 | 786.8207 | -1040.313 | -754.0071 | 411.4424 | 2818.8601 | 0.10427 | -106.168
2030-05-29 | 24 | -20.8894 | 1168.9497 | -52.3163 | -492.0216 | -1793.327 | -802.1095 | 110.3489 | 1318.6639 | 64.2318 | -325.8362 | 3983.2854 | 194.9999 | 1685.6855 | 164.6563 | 2073.5596 | 838.4946 | 554.8807 | 209.9989 | -631.1971 | -68.2333 | -1844.2698 | -5187.2642 | -157.2325 | -78.4745 | 3734.655 | -1630.7563 | -426.5405 | -486.5711 | -124.1681 | 198.2982 | 403.0574 | 2460.929 | -896.2224 | 417.7249 | 3.1962 | 2683.5015 | 3897.147 | -584.4993 | 745.8399 | 0.99985 | -1014.5365 | -56.4658 | 2722.8198 | 1272.4226 | 4248.3188 | -3.6131 | -285.773 | 2684.3567 | -172.952 | 404.344 | -842.4442 | -555.8788 | 455.9198 | 2659.5872 | 210.1043 | 44.3106
2030-05-30 | 1 | -23.1144 | 1086.9935 | -48.4953 | -469.2564 | -1913.6514 | -886.0239 | -3968.5962 | 1398.5172 | 660.5205 | -347.504 | 3888.4753 | 127.8373 | 1921.5851 | 224.0548 | 2104.4167 | 638.7532 | 612.9652 | 209.9989 | -616.6942 | 122.2885 | -1825.0166 | -4823.5688 | -30.2932 | -121.5503 | 3776.6477 | -1880.1667 | -1084.4196 | -538.6026 | -115.1764 | 462.653 | 304.1302 | 2014.4712 | -744.8588 | 419.9083 | 3.7898 | 3120.6765 | 2599.2673 | -526.3823 | 308.0723 | 1.0002 | -781.7171 | 487.2089 | 2539.7988 | 1301.0907 | 3965.5928 | -2.7192 | -278.2321 | 2545.2566 | -739.6274 | 531.3511 | -449.5928 | -1262.2876 | -3.1828 | 4621.2935 | 210.1043 | -25.2186
2030-05-30 | 2 | -18.2953 | 728.9562 | -50.0142 | -473.015 | -1609.1184 | -1070.7498 | -7290.6909 | 612.0987 | 929.4122 | -345.7047 | 3990.2554 | 194.9993 | 1941.7095 | 301.7747 | 2081.1235 | 49.9396 | 109.0417 | 209.9989 | -464.2782 | 395.6705 | -1487.8911 | -5380.8716 | 1.0003 | -117.1916 | 2568.2786 | -1917.4823 | -1711.5706 | -633.8424 | -96.4199 | 424.3813 | 428.2663 | 697.6903 | -653.3239 | 330.8752 | 3.6553 | 2554.2876 | 1073.3597 | -899.3794 | 0.99929 | 449.5527 | -1700.3899 | 412.6756 | 2488.9541 | 1264.4495 | 3846.2603 | -291.4863 | -361.0517 | 2604.7305 | -1274.843 | 945.7507 | -302.6962 | -1026.1661 | 1.0272 | 7983.5781 | 210.1043 | -126.564
2030-05-30 | 3 | -19.2573 | 729.8053 | -49.4366 | -494.2966 | -1015.7828 | -1164.2563 | -8959.0986 | 1664.144 | 1354.4031 | -341.4265 | 3983.082 | 195.0011 | 1979.0939 | 360.5513 | 2121.4844 | 194.285 | -69.7078 | 209.9989 | -570.0875 | 335.6163 | -1203.28 | -5106.9443 | 54.9698 | -80.1026 | 3536.7783 | -1977.6893 | -1870.5492 | -662.5911 | -94.0578 | 628.2253 | 532.103 | 761.7443 | -775.0186 | 299.6363 | 2.5604 | 1789.8737 | 681.5758 | -1217.186 | 1.0005 | 449.552 | -2104.5012 | 499.2466 | 2468.1753 | 1283.1984 | 3871.1206 | -295.5321 | -310.8928 | 2453.1267 | -1291.799 | 1104.2374 | 1.0076 | -1686.6903 | 0.99138 | 9030.2314 | 210.1043 | -161.7359
2030-05-30 | 4 | -16.1589 | 457.2027 | -42.9175 | -453.4669 | -825.5206 | -1028.4155 | -8791.5977 | 2032.074 | 1532.8719 | -192.5648 | 3949.7075 | 149.8557 | 2019.7208 | 429.3636 | 2196.6501 | 207.1743 | -68.2045 | 209.9989 | -504.5152 | 182.4809 | -956.8987 | -4234.8325 | 84.4794 | -96.355 | 3350.6353 | -1739.7891 | -1185.7926 | -605.7845 | -85.7117 | 739.3804 | 231.3061 | 865.1215 | -805.6641 | 341.5117 | 3.3016 | 1884.8597 | 554.9424 | -579.4508 | 0.99788 | 304.9975 | -2210.0811 | 475.5346 | 3052.8293 | 1388.6857 | 4149.9316 | -2.5599 | -272.5413 | 2277.6038 | -1213.2714 | 1094.4152 | 0.99811 | -1959.0863 | 0.99559 | 9622.6396 | 210.1043 | -155.8532
2030-05-30 | 5 | -8.8748 | 1216.9492 | -44.8318 | -464.674 | -471.6392 | -1514.775 | -10186.0684 | 2856.9021 | 1585.8633 | -147.2106 | 4001.3777 | 94.6968 | 1922.5314 | 442.4867 | 2228.731 | 183.9485 | -98.479 | 209.9989 | -407.8275 | -70.6617 | -1052.842 | -5271.9194 | 4.9032 | -102.1064 | 2625.5115 | -2132.0923 | -264.1455 | -758.1488 | -112.7749 | 675.3785 | 457.567 | -41.6607 | -473.4625 | 1.0008 | 4.54 | 2120.7622 | -802.6691 | -1063.3948 | 0.99898 | 449.5339 | -2265.1687 | 267.6881 | 2555.8208 | 1289.3365 | 3976.9077 | -297.0919 | -272.6613 | 2427.4412 | -1257.2839 | 1038.7677 | -67.9891 | -2527.4761 | 1.0085 | 7680.3174 | 210.1043 | -134.1055
2030-05-30 | 6 | -0.34704 | 1370.8815 | -45.8248 | -447.5926 | -458.3343 | -1590.7736 | -10424.9619 | 3099.989 | 1258.5111 | -314.2542 | 4061.3254 | 188.2154 | 1747.5443 | 417.6093 | 2187.1516 | 284.5636 | -145.2312 | 209.9989 | -275.9903 | -164.8967 | -1229.0342 | -5495.9917 | -84.1319 | -96.7732 | 1608.0336 | -2243.3984 | -839.1828 | -793.065 | -125.3743 | 595.3089 | 755.37 | -790.9337 | -362.0479 | -224.1262 | 4.2656 | 1917.6616 | -1722.89 | -639.1113 | 164.9758 | 449.4338 | -2264.5791 | -2.1874 | 3086.9429 | 1368.9773 | 4323.6646 | -3.2927 | -272.5772 | 2927.384 | -1127.292 | 1142.8737 | 1.0129 | -1692.6337 | -409.8958 | 6052.9141 | 210.1043 | -241.8409
2030-05-30 | 7 | -0.14986 | 763.2926 | -46.5746 | -364.8144 | -799.6729 | -1077.5809 | -8806.8701 | 1927.535 | 498.705 | -334.2196 | 4089.062 | 194.998 | 1060.4189 | 411.979 | 2168.0935 | 1485.0857 | 205.1656 | 209.9989 | -206.3777 | 81.7794 | -1513.8782 | -5407.1284 | -99.3584 | -69.2173 | 1064.0284 | -1555.9558 | -2209.9622 | -621.592 | -117.2343 | 427.6714 | 420.5157 | -732.9359 | -860.8112 | -104.4973 | 2.7534 | 1092.4244 | -1318.6484 | -676.332 | 139.1943 | 118.8248 | -1968.5765 | -63.1231 | 3994.8652 | 1390.4814 | 5018.6953 | -3.8354 | -277.0127 | 2778.4551 | -1288.027 | 903.3315 | 1.0014 | -1586.3324 | -559.8374 | 4182.0854 | 0.10427 | -182.6958
2030-05-30 | 8 | -9.009 | 1098.254 | -52.2302 | -484.3654 | -1558.8947 | -1167.1493 | -7077.4551 | 1030.4475 | 378.2723 | -354.9159 | 4171.9316 | 195.0004 | 2018.5343 | 476.9507 | 2249.394 | 969.0665 | 277.5965 | 209.9989 | -355.204 | 239.2431 | -2019.0338 | -5062.8804 | -119.272 | -100.5762 | 2265.3201 | -1874.5684 | -2160.3708 | -674.0179 | -122.4467 | 252.8339 | 475.5739 | 4.9941 | -531.8828 | 59.0075 | 3.6545 | 2142.3184 | 495.4965 | -774.4069 | 0.99927 | 449.7278 | -1107.269 | 1.0003 | 4125.4697 | 1231.3965 | 5068.5171 | -256.4046 | -996.5672 | 2324.1802 | -1468.9017 | 670.855 | 0.99463 | -595.5554 | -76.6294 | 4119.8359 | 210.1043 | -135.253
2030-05-30 | 9 | -27.3587 | 780.3196 | -59.9947 | -550.0548 | -1985.0391 | -960.2208 | -6364.9023 | 595.0543 | 142.8369 | -345.0872 | 4181.9849 | 172.4543 | 2081.969 | 489.8709 | 2244.4741 | 362.9362 | 388.5948 | 209.9989 | -621.9795 | 240.1382 | -1859.2406 | -5122.5703 | -77.0183 | -94.3077 | 4044.0527 | -2153.3862 | -2064.2173 | -611.2625 | -108.2301 | 323.4334 | 576.7473 | 1729.1545 | -466.3973 | 482.9727 | 4.3533 | 3040.189 | 2417.5879 | -767.2144 | 1.0029 | 403.8861 | -1088.3743 | 0.84746 | 4018.8149 | 1230.0345 | 4881.9917 | -239.1268 | -361.2014 | 2244.5032 | -958.684 | 782.9233 | 0.93973 | -1000.3322 | -692.8202 | 5663.6401 | 210.1043 | -105.5879
2030-05-30 | 10 | -28.8993 | 776.6577 | -61.5204 | -554.5626 | -1931.2489 | -1027.3567 | -6231.2246 | 927.5922 | -164.6639 | -365.8901 | 4197.4116 | 71.7381 | 2086.7122 | 498.5025 | 2276.5452 | 90.4944 | 351.9418 | 209.9989 | -612.0386 | -53.9586 | -1831.9125 | -5029.791 | -87.8773 | -84.6022 | 3994.0208 | -2347.5562 | -1000.0093 | -590.2753 | -112.2811 | 440.6535 | 1370.5854 | 2748.1365 | -32.2565 | 342.092 | 3.9477 | 3027.5 | 2828.1914 | -829.2637 | 0.99923 | 1.0009 | -899.889 | -128.7675 | 3910.5876 | 1209.5547 | 4777.8999 | -223.0004 | -456.2896 | 2084.0005 | -1108.1519 | 591.1522 | -374.3879 | -753.4367 | -225.5699 | 6753.9751 | 210.1043 | -66.1398
2030-05-30 | 11 | -33.0639 | 843.096 | -65.8199 | -570.1111 | -1754.6862 | -971.4287 | -6271.5073 | 1176.9972 | -9.0708 | -362.8814 | 4184.9478 | 85.4517 | 2100.2031 | 484.7917 | 2253.571 | 621.567 | 462.7957 | 209.9989 | -624.5571 | 106.627 | -1809.4521 | -4520.5903 | 11.1978 | -61.0935 | 3870.2095 | -2328.1213 | -999.4327 | -509.2558 | -98.0055 | 642.2194 | 1409.8203 | 2978.3545 | -222.3922 | 436.5479 | 4.2399 | 2615.2188 | 3342.646 | -734.9946 | 170.0132 | 1.0004 | -572.8505 | 0.99652 | 3834.1096 | 1248.3231 | 4710.895 | -3.8708 | -617.7094 | 2026.5616 | -1465.7421 | 907.8094 | -788.642 | -1412.161 | 1.0063 | 6229.9746 | 0.10427 | -95.1537
2030-05-30 | 12 | -31.0211 | 551.1542 | -62.4263 | -473.3778 | -1680.3798 | -628.3694 | -5142.2949 | 1294.3472 | -2.9042 | -346.1545 | 4148.9468 | 185.384 | 2118.0593 | 506.1023 | 2249.0535 | 728.7664 | 299.9402 | 209.9989 | -501.8222 | 432.5426 | -1795.0475 | -5191.4092 | 80.2929 | -40.2646 | 3345.3879 | -1700.5701 | -1936.9124 | -362.6868 | -94.9063 | 671.5823 | 910.0233 | 1647.2297 | -983.9176 | 414.3727 | 3.8345 | 1834.0032 | 2130.7693 | -1.994 | 233.3558 | 271.9893 | -690.7527 | 86.1072 | 4369.7896 | 1304.2068 | 5156.4507 | -3.6591 | -277.9216 | 1807.415 | -1773.9385 | 890.0529 | -648.4006 | -1508.5265 | 264.3327 | 4037.479 | 0.10427 | -95.3
2030-05-30 | 13 | -39.6951 | 261.6461 | -74.3187 | -483.5987 | -1517.929 | -281.1213 | -1983.0111 | 1286.9407 | -88.475 | -345.5068 | 4116.2456 | 195.0008 | 1846.6483 | 520.1716 | 2251.3167 | 907.8882 | 386.1032 | 209.9989 | -496.281 | 431.236 | -1781.8916 | -5105.0942 | 39.076 | -48.3684 | 2289.0422 | -1545.9438 | -2793.4263 | -226.8409 | -90.7912 | 570.9867 | 698.3805 | 1970.3441 | -1230.442 | 651.3438 | 3.4632 | 1647.9943 | 2390.0376 | -348.5318 | 189.2743 | 44.5875 | -712.5618 | -85.2299 | 4691.6631 | 1303.7904 | 5157.5093 | 181.2915 | -279.3536 | 1875.1844 | -1672.0834 | 972.4795 | -395.2559 | -985.0577 | 186.3508 | 2694.7058 | 0.10427 | -154.9501
2030-05-30 | 14 | -50.9608 | 381.9252 | -78.6602 | -505.9552 | -628.0387 | -305.978 | 0.99688 | 2313.7573 | -359.3746 | -353.0802 | 4102.7754 | 139.472 | 1812.5042 | 561.5737 | 2305.5403 | 581.2719 | 487.4374 | 209.9989 | -423.3346 | 360.0537 | -1721.1107 | -4957.3252 | 43.7316 | -59.5197 | 1835.7032 | -1801.5078 | -2765.7222 | -276.7703 | -95.139 | 651.3373 | 824.611 | 2788.6541 | -1058.9646 | 823.421 | 4.033 | 1755.9038 | 3317.4314 | 1.0002 | 190.4711 | 1.0001 | -633.236 | -193.2577 | 4834.3716 | 1337.8359 | 5168.5635 | 336.2973 | -493.08 | 1816.2803 | -1856.9011 | 573.2881 | -101.7019 | -1160.2201 | 172.4115 | 2224.2974 | 210.1043 | -122.7176
2030-05-30 | 15 | -52.8123 | 524.1819 | -82.4804 | -516.2429 | -646.513 | -566.3604 | 287.5254 | 2374.2021 | -641.4012 | -370.7716 | 4117.3076 | 72.1115 | 1883.5686 | 626.4323 | 2375.0903 | 192.7495 | 385.4785 | 209.9989 | -648.2671 | 120.8688 | -1538.0577 | -4113.2627 | 62.0907 | -43.0835 | 3069.7305 | -2095.6294 | -2012.2113 | -379.5008 | -101.6654 | 721.163 | 1299.4047 | 3140.6365 | -616.0024 | 837.6512 | 4.0315 | 2051.0457 | 3882.7422 | 61.3046 | 84.2168 | 1.0037 | -499.4856 | -180.0794 | 4978.1846 | 1354.0925 | 5171.647 | 365.5925 | -280.4209 | 1702.671 | -2462.2786 | 452.8398 | -45.4694 | -2185.967 | 185.7644 | 3890.4839 | 210.1043 | -84.9086
2030-05-30 | 16 | -48.3846 | 581.281 | -81.8337 | -481.9578 | -596.6553 | -770.3909 | -328.63 | 2598.1074 | -528.2167 | -376.6852 | 4130.04 | 83.7606 | 2102.6138 | 660.8229 | 2404.5149 | -20.5767 | 271.3113 | 209.9989 | -643.5759 | 130.0171 | -1425.7045 | -3683.6743 | 94.4678 | -51.7291 | 3170.386 | -1968.0647 | -2014.0698 | -395.4378 | -99.6756 | 844.4552 | 989.1605 | 2148.8669 | -707.9486 | 758.0179 | 5.1351 | 2318.5203 | 2927.5615 | -242.3183 | -50.2321 | 159.6279 | -464.7289 | 1.0024 | 5013.9053 | 1254.7406 | 5178.8066 | 123.1868 | -279.1795 | 1894.5911 | -2820.9119 | 486.4736 | 197.0399 | -2582.2151 | 87.9145 | 5160.6479 | 210.1043 | -72.6673
2030-05-30 | 17 | -58.1205 | 47.1492 | -82.8602 | -498.0703 | -685.4431 | -267.7896 | -17.7527 | 2350.1826 | -501.8703 | -361.7742 | 4132.0308 | 138.6645 | 2077.3193 | 686.0642 | 2408.916 | 35.2161 | 275.5471 | 209.9989 | -640.4401 | 235.843 | -1388.6727 | -3480.5349 | 136.599 | -78.3818 | 3246.6167 | -1896.2894 | -1939.1213 | -240.8298 | -84.8761 | 901.0795 | 656.9424 | 2646.833 | -946.5936 | 1066.8196 | 5.1641 | 2248.1389 | 3671.1624 | -715.4145 | -2.0214 | 0.99797 | -817.3555 | 136.5612 | 4820.0786 | 1135.7816 | 5180.5347 | -3.8584 | -1133.701 | 2946.2244 | -2509.387 | 649.5467 | 640.7663 | -2617.7725 | 1.2829 | 5903.2212 | 210.1043 | -68.4899
2030-05-30 | 18 | -63.0381 | 176.3858 | -84.2716 | -534.9713 | -628.2022 | -298.8459 | -194.7005 | 2465.6018 | -501.0162 | -381.261 | 4087.5935 | 61.5307 | 2080.2644 | 672.9507 | 2416.99 | -141.8613 | 307.0202 | 209.9989 | -557.0787 | 51.5427 | -1486.298 | -3170.1052 | 80.6307 | -79.2694 | 3060.3953 | -2039.838 | -1127.0864 | -262.0332 | -90.5783 | 839.9216 | 1062.7511 | 3207.8738 | -649.4529 | 1073.8983 | 6.451 | 2267.3035 | 4265.5576 | -732.4886 | -112.187 | 450.4117 | -388.1099 | 44.0241 | 5137.8101 | 1210.646 | 5174.7295 | 231.8558 | -381.9982 | 2280.0762 | -3807.0244 | 508.5395 | 1.8467 | -1937.5219 | 62.4492 | 5807.7598 | 0.10427 | -84.1169
2030-05-30 | 19 | -54.0337 | 192.9708 | -69.8465 | -509.663 | -828.6899 | -230.5177 | 374.6103 | 2014.804 | -216.3546 | -368.3191 | 4054.5303 | 114.0846 | 2083.1331 | 674.682 | 2398.7544 | 50.1794 | 260.6019 | 209.9989 | -604.4303 | 330.6188 | -1591.1006 | -3540.1797 | 61.2567 | -50.8075 | 3104.0828 | -1585.7871 | -2164.7947 | -218.4218 | -86.7677 | 655.2487 | 697.498 | 2556.1355 | -1186.9419 | 971.3344 | 5.1479 | 1842.6671 | 3645.3042 | -747.7811 | -223.6351 | 450.4516 | -867.3518 | -2.7559 | 5202.2515 | 1264.9856 | 5156.769 | 221.2333 | -277.4383 | 2310.3499 | -3690.4043 | 521.9504 | -346.3081 | -1144.0575 | 195.5598 | 5030.6143 | 210.1043 | -121.038
2030-05-30 | 20 | -49.4877 | 228.9928 | -67.2435 | -518.3985 | -1325.8624 | -187.687 | 189.5568 | 1255.444 | -2.8258 | -360.3458 | 4123.4946 | 142.0648 | 2063.7817 | 613.326 | 2334.2363 | 5.876 | 298.2975 | 209.9989 | -608.7665 | 191.8321 | -1798.0992 | -4001.7068 | -13.6533 | -31.1761 | 3883.6658 | -1633.3427 | -1289.9299 | -253.1515 | -88.6127 | 487.9691 | 801.7258 | 3199.8374 | -920.896 | 846.0186 | 4.5343 | 1922.1747 | 3736.0977 | -810.4061 | -212.2893 | 450.5011 | -1164.4677 | -2.8779 | 5151.7437 | 1340.6343 | 5148.4395 | 194.6196 | -277.3382 | 2348.8826 | -3377.7161 | 994.4278 | -751.0349 | -758.4578 | 170.6428 | 4606.8901 | 210.1043 | -171.9761
2030-05-30 | 21 | -36.9427 | 135.0787 | -66.7333 | -523.7971 | -1560.8806 | -228.2858 | -368.5951 | 1036.6498 | -3.11 | -345.1581 | 4068.7615 | 194.9997 | 2014.6195 | 566.3705 | 2286.8555 | -65.5806 | 321.734 | 209.9989 | -651.2206 | 538.6258 | -1803.8977 | -4259.6826 | 45.7802 | -13.8852 | 4018.821 | -1564.7363 | -1220.2587 | -229.7405 | -82.9144 | 542.6199 | 474.8214 | 3049.9197 | -1190.5801 | 815.531 | 4.6551 | 1718.3069 | 3366.4485 | -1099.7806 | -2.2713 | 437.1019 | -1396.2491 | 193.7118 | 3988.7856 | 1302.3215 | 4904.9941 | -206.4015 | -348.5729 | 2562.9563 | -2885.7854 | 1024.4207 | -665.4894 | -1229.5522 | 129.4546 | 3734.7512 | 210.1043 | -120.906
2030-05-30 | 22 | -39.2854 | 459.107 | -68.8434 | -599.8989 | -1592.2297 | -512.112 | -2910.1785 | 1234.4103 | -2.8896 | -344.8011 | 4095.9292 | 174.7635 | 2102.6504 | 560.8939 | 2285.5151 | -117.3335 | 355.8906 | 209.9989 | -659.1319 | 448.7805 | -1710.9867 | -3819.0813 | 19.7397 | -27.5146 | 4171.8833 | -1946.2837 | -1117.3931 | -339.8179 | -92.437 | 571.2172 | 919.872 | 3621.5547 | -688.0844 | 775.2147 | 4.8334 | 2142.9795 | 3627.7368 | -962.6295 | -1.9409 | 155.7495 | -1284.2872 | 202.7197 | 3815.8608 | 1278.0327 | 4786.8691 | -216.546 | -520.5859 | 2794.365 | -2252.9773 | 1098.0649 | -390.873 | -1153.4288 | -131.3737 | 4851.8457 | 0.10427 | -156.2956
2030-05-30 | 23 | -36.9891 | 1013.3449 | -66.4417 | -648.0382 | -1738.1478 | -865.6604 | -3716.3955 | 1529.3712 | 327.4816 | -352.5372 | 4087.3044 | 157.6354 | 2085.3506 | 547.8517 | 2292.9634 | 145.2498 | 276.4305 | 209.9989 | -711.4327 | 42.3461 | -1758.8727 | -2762.438 | -18.3735 | -27.6492 | 4359.479 | -2320.6682 | -370.5151 | -540.6797 | -109.3806 | 478.8595 | 1092.0518 | 3904.3147 | -307.1556 | 542.0121 | 4.7344 | 2382.1672 | 3857.8342 | -693.2829 | 164.0021 | 450.2941 | -898.867 | 200.2553 | 4105.2041 | 1331.7828 | 5087.4961 | -64.8106 | -277.3822 | 2636.6108 | -1403.5282 | 840.4372 | 1.007 | -1118.4225 | -257.4204 | 6732.8799 | 0.10427 | -124.4299
2030-05-30 | 24 | -28.3216 | 1083.9038 | -56.5371 | -573.869 | -1839.6698 | -905.7064 | -5577.7812 | 844.6506 | 252.4025 | -343.9843 | 4019.2095 | 195.002 | 1443.7278 | 524.2004 | 2248.9138 | -123.7217 | 237.2262 | 209.9989 | -635.974 | 514.3311 | -1714.1818 | -2063.6687 | 22.9065 | -34.1976 | 3953.9417 | -2206.0679 | -1491.2644 | -600.34 | -99.9209 | 440.8975 | 574.4904 | 2405.9324 | -576.3257 | 468.6764 | 5.4279 | 2237.8928 | 2817.6018 | -537.829 | 126.0457 | 449.5869 | -1056.4615 | 437.849 | 4220.7686 | 1416.7067 | 5076.7158 | 1.0076 | -1019.3328 | 2783.2847 | -553.8329 | 733.2874 | 82.1488 | -774.6631 | -1001.8582 | 5884.5776 | 210.1043 | -98.9226
2030-05-31 | 1 | -23.0476 | 549.6277 | -50.2931 | -487.6517 | -1841.0289 | -735.16 | -4859.6685 | -2.1347 | 907.0397 | -352.1362 | 3878.5032 | 195.0002 | 1575.8236 | 562.5432 | 2299.803 | 368.3274 | 232.6079 | 209.9989 | -459.8371 | 498.9479 | -1589.1063 | -2481.9749 | 22.0236 | -40.4829 | 2692.4087 | -1905.5665 | -1334.5734 | -548.1345 | -88.9208 | 381.0265 | 660.6468 | 1855.8484 | -537.4297 | 486.9826 | 5.2748 | 1895.4871 | 2237.7996 | -1010.8599 | 1.0002 | 449.5824 | -1035.6425 | 439.72 | 3285.0066 | 1318.9471 | 4492.1128 | -269.2562 | -864.1533 | 2910.3616 | -1020.0788 | 836.0831 | -80.3717 | -253.5636 | -239.3306 | 6511.0879 | 210.1043 | -142.2651
2030-05-31 | 2 | -24.7639 | 246.6767 | -42.9777 | -430.8587 | -1874.1071 | -402.8558 | -4543.353 | 121.7197 | 1593.9395 | -355.1237 | 3847.3533 | 194.999 | 2036.4504 | 583.5311 | 2336.5735 | -415.3589 | -32.5591 | 209.9989 | -472.8988 | 508.7941 | -1280.2697 | -1417.0049 | 14.034 | -48.1452 | 2791.5969 | -1536.9401 | -1427.5129 | -432.3199 | -89.7844 | 415.1951 | 541.1332 | 2706.7676 | -706.9448 | 845.8089 | 6.3677 | 1809.5648 | 2588.7471 | -1152.4653 | 1.0024 | 449.5981 | -1790.454 | 349.5409 | 2484.7864 | 1263.2648 | 3884.7092 | -279.6425 | -1037.9476 | 2073.4226 | -1553.2968 | 954.5132 | -394.9666 | -802.4886 | 356.5768 | 5225.7578 | 210.1043 | -134.7852
2030-05-31 | 3 | -26.7042 | 361.2809 | -45.1721 | -440.4035 | -1920.6611 | -530.2356 | -4238.7173 | 0.99376 | 1925.4209 | -356.2202 | 3824.2224 | 194.9994 | 1657.699 | 571.2722 | 2336.1511 | -285.318 | 94.2497 | 209.9989 | -493.1162 | 551.5066 | -1324.995 | -2540.395 | 25.0605 | -42.623 | 2884.7019 | -1719.3964 | -1775.8914 | -468.5297 | -87.4077 | 396.9903 | 562.4977 | 2773.1089 | -752.857 | 832.0026 | 6.1708 | 1997.7692 | 2563.4509 | -1189.1405 | 0.9981 | 449.5636 | -1741.4796 | 426.2194 | 2546.6531 | 1356.8954 | 4015.7703 | -283.7789 | -721.5552 | 2327.1101 | -1145.644 | 1048.8596 | -537.9003 | -652.9705 | 278.7982 | 6385.3774 | 210.1043 | -209.8684
2030-05-31 | 4 | -28.9256 | 735.0559 | -53.2021 | -463.2481 | -1968.6428 | -787.792 | -3534.26 | -1.8618 | 1977.1454 | -359.1762 | 3837.5483 | 194.9996 | 1603.1842 | 596.9313 | 2364.1338 | -346.4419 | 120.8472 | 209.9989 | -444.9989 | 549.2084 | -1295.9108 | -2551.4705 | 1 | -47.9404 | 2593.6748 | -1922.3872 | -1606.7644 | -524.1133 | -96.7565 | 277.4978 | 413.9135 | 2699.1902 | -828.7064 | 685.6933 | 6.1037 | 1985.7081 | 2206.7153 | -1266.5737 | 0.99864 | 449.5155 | -1641.2069 | 363.1046 | 2630.3616 | 1425.9529 | 4093.5774 | -286.726 | -611.7771 | 2558.4248 | -667.7192 | 912.0101 | -750.3608 | -538.5421 | 402.5486 | 6188.5376 | 210.1043 | -204.6707
2030-05-31 | 5 | -16.551 | 1152.1633 | -51.5123 | -447.0052 | -1424.0173 | -1142.1035 | -5015.459 | 808.8887 | 1974.3417 | -353.7453 | 3825.1177 | 194.9988 | 2004.6625 | 547.89 | 2300.2654 | 850.8931 | 300.3409 | 209.9989 | -338.1936 | 507.0084 | -1306.7937 | -3717.9849 | 1.0002 | -53.6646 | 1841.9381 | -1813.2498 | -1745.2047 | -625.9421 | -111.9789 | 307.627 | 382.2659 | 849.1028 | -918.6141 | 240.6343 | 4.7651 | 1640.3396 | 551.5566 | -1263.0012 | 1.001 | 449.4993 | -1795.5359 | 372.6277 | 2652.0354 | 1434.5236 | 4127.9834 | -288.1396 | -521.9565 | 2442.4778 | -869.6088 | 1002.4161 | -836.4694 | -348.7513 | 45.8397 | 4492.1318 | 210.1042 | -219.9609
2030-05-31 | 6 | -12.6958 | 1315.7313 | -53.4637 | -442.0564 | -1337.8701 | -1246.8037 | -5313.561 | 875.6077 | 1720.427 | -352.087 | 3885.2468 | 195.0016 | 2040.3475 | 501.4608 | 2260.0818 | 1238.2532 | 382.3653 | 209.9989 | -257.383 | 400.1877 | -1334.4578 | -3912.8833 | -66.2866 | -68.265 | 1459.7261 | -1801.2377 | -2293.947 | -642.8043 | -118.4031 | 273.547 | 322.5253 | 5.1896 | -1065.8668 | 145.67 | 4.3083 | 1653.7743 | -114.6931 | -1154.5828 | 94.37 | 449.4453 | -1900.0236 | 119.7053 | 3140.7161 | 1442.5444 | 4597.1055 | -282.7303 | -376.3573 | 2665.918 | -1137.5597 | 813.0021 | -695.0041 | -1305.6713 | 417.0404 | 3494.9324 | 210.1043 | -150.0595
2030-05-31 | 7 | -10.1993 | 1241.4766 | -55.7879 | -416.6635 | -1707.9504 | -1202.6998 | -4062.251 | 322.1428 | 984.189 | -354.9053 | 3868.9021 | 195.0013 | 950.3032 | 453.3829 | 2237.082 | 1302.6469 | 487.5715 | 209.9989 | -210.9729 | 385.6375 | -1527.7883 | -3463.1394 | -98.8963 | -78.1621 | 1113.2367 | -1675.3981 | -2614.9924 | -594.4267 | -118.4519 | 188.8533 | 175.7397 | 5.1451 | -1225.4128 | 142.2216 | 4.1231 | 1732.6707 | -386.8517 | -940.3119 | 123.2928 | 449.7321 | -1455.2794 | 10.4188 | 3999.6262 | 1502.6934 | 5041.2734 | -71.0141 | -394.7458 | 2897.8901 | -1220.275 | 556.9926 | -858.9752 | -462.4666 | 447.3265 | 3061.1885 | 0.10427 | -113.9653
2030-05-31 | 8 | -20.8669 | 1336.0042 | -59.429 | -420.7052 | -1934.8981 | -1061.251 | -3185.2031 | 0.99609 | 717.7908 | -364.4889 | 3855.4863 | 137.3446 | 1296.5688 | 621.6172 | 2394.2979 | 640.4801 | 463.9835 | 209.9989 | -496.4799 | 237.6892 | -1641.4376 | -4510.5278 | -166.9775 | -82.3087 | 3135.1018 | -1907.5641 | -2323.0222 | -535.854 | -133.2449 | 111.655 | 328.4438 | 961.8376 | -1029.1949 | 378.8307 | 3.8621 | 2672.6213 | 298.4874 | -842.8063 | -2.2499 | 449.5974 | -1332.4203 | -178.6617 | 4366.8408 | 1459.78 | 5075.4712 | -41.5956 | -1284.0902 | 2349.6626 | -583.2225 | 385.7154 | -841.8012 | -289.6296 | 1.0008 | 2395.832 | 210.1043 | -142.284
2030-05-31 | 9 | -12.1745 | 1416.0608 | -54.8053 | -396.6596 | -1935.463 | -1052.1375 | -2864.8562 | 458.3913 | -95.4009 | -350.002 | 3981.0322 | 152.1293 | 1451.5883 | 609.6848 | 2351.3186 | 550.1269 | 399.0721 | 209.9989 | -591.8061 | 517.756 | -1659.6948 | -4323.6299 | -122.8658 | -54.1891 | 3734.4502 | -1732.4471 | -1878.5592 | -508.2253 | -132.2563 | 183.5239 | 594.431 | 738.2959 | -963.9752 | 206.5258 | 3.8116 | 2505.3074 | -68.8016 | -959.2411 | -153.653 | 450.4953 | -967.6497 | -105.1833 | 4413.4507 | 1469.3674 | 5111.5312 | -132.5948 | -1189.9727 | 1954.4845 | -727.9899 | 544.3956 | -736.965 | -682.6838 | -331.2421 | 2576.2844 | 210.1043 | -144.5435
2030-05-31 | 10 | -20.1087 | 834.3266 | -53.4358 | -397.7697 | -1880.9171 | -581.6712 | 108.6069 | 262.7645 | -39.2186 | -345.0178 | 3963.2439 | 195.0017 | 1650.2335 | 613.5864 | 2343.4011 | 159.3963 | 483.208 | 209.9989 | -638.3689 | 539.0533 | -1783.7765 | -4193.0605 | -49.3429 | -36.6882 | 3792.7615 | -1500.8691 | -1969.4652 | -312.196 | -112.0106 | 233.2652 | 645.2134 | 1524.9452 | -1167.1921 | 568.9147 | 3.8477 | 2264.6812 | 1058.8107 | -966.6342 | -55.9243 | 450.3588 | -979.889 | -8.4587 | 4532.2686 | 1477.275 | 5128.9727 | -25.871 | -1251.5095 | 1914.1206 | -1079.6454 | 716.2824 | -390.8283 | -936.7338 | -260.4624 | 3525.4221 | 210.1043 | -62.9095
2030-05-31 | 11 | -16.6749 | 785.8808 | -54.6463 | -391.1377 | -1847.1682 | -551.317 | -806.4386 | 470.4316 | -2.9896 | -345.0763 | 3897.1768 | 195.0001 | 1735.1714 | 634.2736 | 2363.771 | -17.981 | 356.2471 | 209.9989 | -559.0616 | 679.5577 | -1734.7953 | -3711.4473 | -28.1511 | -43.4086 | 3207.7705 | -1371.7388 | -2044.3024 | -285.7458 | -115.0817 | 253.5867 | 628.4083 | 1125.5037 | -1098.4078 | 476.561 | 4.2028 | 2236.5471 | 639.4161 | -1078.038 | -131.8618 | 450.2377 | -1046.9486 | 0.99615 | 4554.021 | 1455.3707 | 5138.9199 | -3.201 | -1644.4951 | 1851.3832 | -1241.5227 | 820.3195 | -1310.134 | -381.8951 | 214.774 | 1664.7809 | 0.10427 | -152.9311
2030-05-31 | 12 | -27.3441 | 713.214 | -54.9509 | -379.7568 | -1454.308 | -471.3861 | -43.584 | 950.1441 | 18.8042 | -345.0416 | 3893.7075 | 195.0005 | 1935.9917 | 619.0721 | 2346.6033 | -70.1064 | 351.8007 | 209.9989 | -536.2498 | 1026.3489 | -1565.2966 | -3238.9224 | 28.9542 | -43.6954 | 3122.4741 | -1338.2458 | -1874.5468 | -315.2143 | -107.4733 | 416.708 | 618.0262 | 1291.1956 | -1198.2672 | 461.2913 | 4.245 | 2148.959 | 859.6788 | -866.3035 | -166.0481 | 450.409 | -962.274 | 160.4007 | 4607.7456 | 1384.7501 | 5151.9819 | -151.1766 | -731.3942 | 1980.2065 | -1568.5668 | 934.0687 | -855.8339 | -689.0222 | 249.5028 | -14.8123 | 0.10427 | -221.0984
2030-05-31 | 13 | -38.1054 | 1007.4014 | -64.6788 | -470.781 | -769.2048 | -728.6771 | 293.8383 | 1641.9325 | -207.8422 | -354.803 | 3887.0593 | 135.3985 | 1894.4426 | 658.3384 | 2391.6406 | -158.002 | 327.5064 | 209.9989 | -555.1156 | 758.1942 | -1443.4546 | -3522.0413 | 23.7424 | -54.718 | 2663.2534 | -1668.609 | -2222.3528 | -438.89 | -116.3904 | 495.5866 | 1058.1768 | 2480.958 | -850.1432 | 582.5146 | 4.2271 | 2171.1704 | 2962.4316 | -656.3248 | -300.3643 | 450.6043 | -847.8917 | 116.7776 | 5160.1479 | 1279.4885 | 5161.9326 | 0.99661 | -644.8975 | 2161.3308 | -1785.0868 | 963.9284 | -372.2037 | -1266.1205 | 308.7865 | 1688.1428 | 0.10427 | -186.4462
2030-05-31 | 14 | -42.8852 | 531.7371 | -76.4407 | -391.0725 | -679.8619 | -474.1684 | 2557.5173 | 601.9476 | -1384.0358 | -351.5464 | 3882.4116 | 195.0003 | 1967.2833 | 707.2349 | 2428.6543 | -304.5305 | 305.4253 | 209.9989 | -536.1775 | 954.8007 | -1771.0194 | -3429.5955 | 63.0224 | -47.6029 | 2569.3105 | -1632.136 | -2925.3528 | -325.1645 | -92.8364 | 365.5653 | 436.5294 | 2597.8477 | -1237.5447 | 785.2571 | 4.9609 | 2371.5159 | 3046.8921 | -583.3749 | -141.7063 | 450.4709 | -189.6397 | 188.654 | 5022.6621 | 1225.9629 | 5164.4849 | 0.98921 | -521.2581 | 2245.5039 | -1655.1053 | 906.0424 | -516.1091 | -295.3328 | 235.0225 | 2101.7004 | 0.10427 | -210.5771
2030-05-31 | 15 | -44.5631 | 390.2549 | -77.8648 | -369.726 | -424.654 | -461.6698 | 3844.6294 | 37.134 | -1365.0443 | -358.0963 | 3884.6316 | 195.0008 | 2098.6816 | 720.6461 | 2443.2395 | -540.2133 | 307.2184 | 209.9989 | -522.1953 | 1025.7231 | -1661.8787 | -1831.0341 | 88.566 | -52.0255 | 2702.511 | -1549.559 | -3202.2058 | -268.3683 | -86.0088 | 363.4137 | 168.0457 | 2831.4822 | -1480.2557 | 927.106 | 4.9702 | 2268.2517 | 3162.8752 | -555.0341 | -172.5487 | 450.515 | -0.034477 | 337.4802 | 5029.5459 | 1202.4873 | 5163.2031 | 1.0106 | -542.4041 | 2235.5908 | -1882.7505 | 804.2676 | -368.4012 | -812.7399 | 168.324 | 2490.1331 | 210.1043 | -167.9123
2030-05-31 | 16 | -45.561 | 273.2263 | -81.9221 | -381.5774 | -289.3987 | -481.1703 | 3428.812 | 60.1595 | -1302.2207 | -333.3807 | 3946.0278 | 194.9999 | 2062.5857 | 707.0685 | 2427.085 | -478.3462 | 309.2508 | 209.9989 | -569.0198 | 1055.9661 | -1416.0957 | -1011.8937 | 109.6743 | -37.613 | 3062.2947 | -1521.6399 | -3352.8757 | -272.4152 | -79.4644 | 419.9975 | 17.5656 | 2939.8008 | -1615.3376 | 911.2274 | 5.5878 | 2077.564 | 3156.98 | -622.8702 | -235.6683 | 450.4702 | -830.0873 | 374.3479 | 5066.3984 | 1217.4637 | 5160.0674 | 0.99739 | -547.1671 | 2069.2207 | -2210.2085 | 914.2148 | 1.0147 | -1259.7643 | 319.7509 | 3317.126 | 210.1043 | -91.4792
2030-05-31 | 17 | -45.8111 | 277.7491 | -84.2112 | -400.3128 | -526.387 | -463.4383 | 2985.759 | 209.6813 | -1275.675 | -357.8357 | 3977.0837 | 194.9988 | 1898.782 | 649.139 | 2357.2605 | -598.6343 | 319.2162 | 209.9989 | -620.4458 | 1227.2123 | -1529.2085 | -238.7294 | 90.6844 | -21.8143 | 3212.9141 | -1551.1206 | -3766.1506 | -300.5144 | -76.5094 | 338.5336 | 355.515 | 2808.489 | -1663.3241 | 846.9515 | 5.4822 | 1495.6896 | 3025.2588 | -549.1688 | 226.4635 | 0.99866 | -754.7638 | 303.1731 | 4201.3086 | 1243.5327 | 5134.0894 | -3.2029 | -908.1746 | 1962.3403 | -2317.0381 | 978.1497 | -296.8885 | -633.1111 | 307.8511 | 3701.9377 | 210.1043 | -141.2411
2030-05-31 | 18 | -40.8874 | 453.8694 | -81.2419 | -378.6821 | -794.434 | -462.7758 | 3019.6963 | -1.7154 | -2277.1389 | -326.2317 | 4031.9895 | 195.001 | 1808.6088 | 627.4995 | 2337.8311 | -728.2603 | 296.8338 | 209.9989 | -625.4355 | 1268.2072 | -1542.0801 | -264.5576 | 0.99666 | -29.1626 | 3415.0247 | -1503.0387 | -3682.4548 | -292.7563 | -94.0409 | 90.17 | 278.8372 | 2033.7749 | -1574.8392 | 741.3151 | 5.8284 | 1878.9319 | 2242.6099 | -1023.9669 | -2.1951 | 426.4012 | -507.8662 | 134.7664 | 4211.9697 | 1198.3379 | 5102.167 | -219.9247 | -361.1271 | 2180.3726 | -2311.1697 | 515.5271 | -1786.3087 | -16.5788 | 532.6672 | 2089.8965 | 0.10427 | -153.5895
2030-05-31 | 19 | -41.1836 | 662.3304 | -79.7132 | -390.0373 | -1210.7665 | -469.1917 | 3443.1221 | -332.135 | -1709.0563 | -304.2273 | 3986.6748 | 194.9995 | 1750.728 | 646.6821 | 2367.2725 | -711.1653 | 301.7721 | 209.9989 | -648.9728 | 1162.5629 | -1683.3566 | 307.4495 | -101.3473 | -26.3216 | 4146.6689 | -1652.7023 | -2594.8972 | -279.6106 | -100.6207 | -98.3509 | 482.9492 | 1862.9183 | -1381.7389 | 626.6981 | 7.1792 | 2033.7296 | 2086.0571 | -990.626 | -2.081 | 164.6345 | -194.8225 | -184.5622 | 4129.2578 | 1253.3973 | 5043.2202 | -226.4311 | -307.657 | 2529.4343 | -2360.571 | 310.3426 | -1792.597 | 914.1681 | 896.7527 | 1163.1659 | 210.1043 | -168.8616
2030-05-31 | 20 | -34.1541 | 727.2618 | -65.6042 | -404.1245 | -1049.2051 | -547.5261 | 2837.7546 | 201.6568 | -334.2167 | -349.7201 | 3917.0913 | 194.9995 | 1704.3398 | 582.2465 | 2308.9026 | -437.4608 | 343.1396 | 209.9989 | -619.3591 | 1264.1537 | -1636.6779 | 112.0152 | -60.3897 | -35.8078 | 4013.8105 | -1438.5182 | -2706.7188 | -309.3913 | -100.2777 | 43.9837 | 413.8286 | 1707.9094 | -1281.5819 | 621.7371 | 6.7425 | 2179.6062 | 2486.2097 | -1018.6373 | -2.0334 | 12.2839 | -394.0624 | 61.099 | 4167.3174 | 1283.6051 | 5106.1997 | -230.7773 | -277.2668 | 2533.8279 | -2265.5005 | 535.9278 | -907.0609 | 49.5409 | 461.2142 | 1454.5101 | 210.1043 | -166.5428
2030-05-31 | 21 | -38.7248 | 733.3112 | -64.4109 | -411.3519 | -1119.9524 | -421.6493 | 3460.5317 | 185.5578 | -319.9166 | -353.2969 | 3892.8447 | 195.0012 | 1724.9757 | 643.2252 | 2378.2219 | -367.5994 | 345.7772 | 209.9989 | -657.313 | 1333.9464 | -1659.1676 | -361.3196 | -52.1514 | -39.5427 | 4210.145 | -1397.0967 | -2856.7429 | -290.1434 | -103.907 | 20.4318 | 456.9083 | 2135.2102 | -1376.8069 | 697.0823 | 6.9315 | 2323.1892 | 2938.6057 | -940.1976 | -2.05 | 115.139 | -552.6471 | 111.6838 | 4169.0254 | 1295.2761 | 5088.6167 | -234.9922 | -277.2912 | 2577.2727 | -2124.7495 | 630.6601 | -738.3707 | -229.1219 | 183.9933 | 910.021 | 210.1043 | -128.3462
2030-05-31 | 22 | -36.5086 | 897.1895 | -65.3294 | -422.6857 | -1353.7865 | -542.421 | 2387.8274 | 310.1302 | 80.7994 | -347.7614 | 3901.2573 | 195.002 | 1732.5746 | 636.7818 | 2372.4644 | -153.678 | 313.2526 | 209.9989 | -695.9492 | 1324.8882 | -1748.4097 | -1131.7861 | -85.0106 | -37.8898 | 4272.0498 | -1537.5759 | -2616.8396 | -378.7126 | -114.0565 | 16.8551 | 468.4383 | 2185.2896 | -1203.0558 | 569.1014 | 5.3297 | 2429.061 | 2973.7556 | -822.3361 | 0.99613 | 450.2765 | -752.6897 | 113.9428 | 4243.5273 | 1308.2043 | 5085.896 | -243.4887 | -277.3273 | 2574.4871 | -1851.4598 | 680.8296 | -594.51 | -203.4153 | 0.98059 | 1766.6393 | 210.1043 | -142.7132
2030-05-31 | 23 | -28.0324 | 1272.3752 | -60.156 | -409.3276 | -1778.9364 | -767.4454 | 1753.1589 | 208.2849 | 26.4902 | -344.2271 | 3864.5029 | 194.9978 | 1581.0887 | 607.4066 | 2338.7556 | -24.5732 | 304.1553 | 209.9989 | -726.5311 | 1154.1168 | -1947.4714 | -2463.2903 | -88.6325 | -30.507 | 4350.5918 | -1509.6516 | -3274.9226 | -480.9994 | -123.8905 | -59.1381 | 225.335 | 1415.3668 | -1513.6235 | 440.4872 | 4.1419 | 2304.8462 | 1924.0151 | -713.1652 | -32.8071 | 450.2843 | -849.3025 | 291.0364 | 4410.5503 | 1324.4932 | 5084.647 | 0.99658 | -277.3706 | 2344.5747 | -1373.3838 | 565.6474 | -416.1328 | 222.8702 | 1.0105 | 484.9796 | 0.10427 | -178.0825
2030-05-31 | 24 | -27.1216 | 1181.7643 | -57.7396 | -420.3592 | -1831.499 | -670.9236 | 1666.2791 | -2.3648 | 738.9207 | -352.9203 | 3838.4285 | 150.6188 | 1101.278 | 653.5533 | 2396.8572 | -402.1378 | 304.5887 | 209.9989 | -706.4764 | 838.4774 | -1673.9697 | -1833.9094 | -83.0953 | -44.7585 | 4220.5522 | -1708.1626 | -2573.2886 | -471.086 | -119.0832 | -19.1691 | 109.5061 | 2188.272 | -1267.4465 | 700.1564 | 5.511 | 2698.9595 | 2594.7993 | -435.2186 | 163.3823 | 450.0277 | -1028.9323 | 348.7541 | 4124.6484 | 1484.9772 | 5063.8008 | 113.8906 | -279.0449 | 2815.5549 | -732.9905 | 588.3481 | -9.8987 | -57.5281 | -193.9848 | 1678.7461 | 210.1043 | -226.7219
2030-06-01 | 1 | -32.8939 | 1391.8732 | -55.8781 | -431.5619 | -1558.0209 | -786.6668 | 2150.4646 | -2.6813 | 343.1202 | -291.3384 | 3840.6472 | 156.7866 | 2045.0481 | 588.8475 | 2353.54 | -1165.8214 | 196.9723 | 209.9989 | -673.2809 | 656.0035 | -1639.6576 | -2088.7925 | -137.6232 | -51.9345 | 4011.7571 | -2115.0029 | -2462.6655 | -528.8028 | -123.5003 | -71.1473 | 570.9899 | 3241.1729 | -808.8739 | 925.9555 | 6.841 | 2561.6592 | 3289.2798 | -2.6555 | 163.6032 | 43.4903 | -1117.1294 | 139.4257 | 3828.2083 | 1547.6057 | 5037.9365 | -3.1881 | -278.472 | 2440.5396 | 179.5692 | 690.2053 | -82.7162 | -143.8739 | -193.3832 | 3039.7415 | 210.1043 | -281.6612
2030-06-01 | 2 | -30.2509 | 1022.2105 | -52.2611 | -409.0431 | -1350.0494 | -679.0156 | 2113.8396 | -2.2389 | 249.6112 | -175.3198 | 3833.8208 | 97.9657 | 1957.5812 | 558.4451 | 2343.1353 | -1074.1625 | 195.5714 | 209.9989 | -619.1777 | 772.8549 | -1320.6379 | -1649.09 | -76.4952 | -41.9076 | 3710.8472 | -1956.1599 | -2969.1062 | -473.8072 | -100.7532 | 37.3846 | 430.4025 | 3180.2083 | -1108.7 | 908.4075 | 5.5067 | 1993.9661 | 3349.9126 | 1.0016 | 312.9174 | 0.99882 | -1535.1044 | 207.4062 | 3463.7034 | 1488.9434 | 4762.8687 | 149.1694 | -279.2937 | 2438.3538 | 235.1403 | 731.6224 | 71.2097 | -271.3839 | 1.027 | 5072.4849 | 210.1043 | -141.0046
2030-06-01 | 3 | -26.8722 | 1040.0475 | -49.8897 | -409.4423 | -1125.7947 | -817.2393 | 1.0021 | 154.7419 | 1262.1227 | -192.0153 | 3673.2148 | 12.4742 | 1916.4934 | 518.7881 | 2308.1003 | -1011.5979 | 194.2689 | 209.9989 | -554.5615 | 625.5077 | -1291.4468 | -2564.4492 | -71.6657 | -38.1821 | 3255.3113 | -1934.696 | -2627.8174 | -521.1426 | -98.2949 | 121.0795 | 731.444 | 2543.2009 | -913.7496 | 772.7953 | 5.4699 | 1964.7023 | 2990.5217 | 1.0016 | 563.8822 | 1.0016 | -1341.7948 | 272.8705 | 2383.4932 | 1116.8931 | 4164.896 | -3.272 | -278.409 | 2512.3813 | -423.2874 | 617.8215 | 1.0101 | -1234.2065 | 380.4618 | 6349.7935 | 210.1043 | -94.8134
2030-06-01 | 4 | -28.9781 | 976.6202 | -54.2159 | -453.281 | -1047.7665 | -924.3889 | 0.99028 | 0.99514 | 1727.65 | -175.2621 | 3737.009 | 34.0842 | 1909.342 | 506.9486 | 2267.0391 | -1128.6508 | 196.4226 | 209.9989 | -505.4657 | 497.7917 | -1323.5006 | -2871.4934 | -124.5356 | -41.8212 | 2733.5845 | -2062.884 | -2039.7177 | -573.8354 | -99.0519 | 18.0964 | 900.1034 | 2767.9651 | -635.921 | 644.4211 | 7.324 | 1990.0405 | 2900.9539 | 1.0011 | 560.4337 | 1.0009 | -1325.0132 | 66.0404 | 2391.2126 | 1193.2905 | 4202.8867 | -1.6604 | -278.5304 | 2493.1707 | -98.9365 | 606.778 | -79.5221 | -1163.1091 | 505.0427 | 6385.9717 | 210.1043 | -95.394
2030-06-01 | 5 | -25.0993 | 984.6519 | -52.7604 | -400.4008 | -1037.3741 | -941.3223 | 0.99466 | 3.1726 | 1874.54 | -168.3432 | 3708.5376 | 66.8147 | 1918.5021 | 497.7236 | 2278.8584 | -948.2801 | 195.798 | 209.9989 | -490.7372 | 472.4061 | -1340.1934 | -3886.7751 | -143.828 | -65.9617 | 2673.6885 | -1987.245 | -2506.5813 | -554.5505 | -100.0986 | -23.2738 | 900.0047 | 2137.8826 | -901.6161 | 750.1374 | 5.0985 | 2499.3953 | 2290.4839 | 1.0014 | 640.7023 | 1.0007 | -1307.3776 | -2.9745 | 2582.8977 | 1319.8353 | 4476.5903 | -3.4296 | -278.3394 | 2425.1316 | 114.5519 | 509.2106 | -300.3599 | -1070.6744 | 670.2806 | 3951.281 | 210.1043 | -92.2938
2030-06-01 | 6 | -17.9459 | 1004.1396 | -49.4174 | -353.7331 | -865.4214 | -877.8881 | 0.99272 | 251.8372 | 1837.4969 | -161.8194 | 3712.3484 | 75.8401 | 1924.5396 | 513.535 | 2284.4504 | -619.8394 | 176.4522 | 209.9989 | -504.1005 | 399.4951 | -1367.2004 | -4246.7275 | -159.1136 | -53.6123 | 2862.2947 | -1692.6132 | -2077.241 | -507.6331 | -106.8703 | -36.2747 | 660.7838 | 1529.9884 | -1032.1877 | 605.111 | 5.166 | 2231.9731 | 1518.5046 | 1.0001 | 587.5865 | 1.0007 | -1340.4601 | -37.6519 | 2627.9192 | 1349.4209 | 4449.1899 | -3.2539 | -278.2691 | 2307.1021 | 9.9812 | 481.9048 | -285.9798 | -1218.2509 | 757.4128 | 842.4886 | 210.1043 | -76.4549
2030-06-01 | 7 | -12.3083 | 970.8856 | -48.3255 | -306.8978 | -984.6012 | -825.2142 | 1187.3809 | 66.7282 | 1667.5383 | -139.4189 | 3791.8989 | 145.1307 | 1898.3187 | 493.1571 | 2280.5969 | -464.3987 | 152.967 | 209.9989 | -527.0356 | 493.8251 | -1472.6851 | -4430.2744 | -168.3961 | -70.2073 | 2930.4846 | -1452.0758 | -2461.9417 | -462.215 | -110.8603 | -102.1728 | 125.2092 | 933.0823 | -1382.4506 | 539.4428 | 5.1119 | 2194.656 | 1047.1702 | -340.5598 | 902.1806 | 1.0007 | -1495.8978 | -29.5101 | 2784.2588 | 1403.2679 | 4840.7246 | 1.0198 | -278.5298 | 2639.1548 | 557.8383 | 585.163 | -78.4339 | -1086.4543 | 626.8144 | 385.1091 | 210.1043 | -89.8184
2030-06-01 | 8 | -15.1429 | 1024.6503 | -53.478 | -317.2586 | -1079.3439 | -832.9806 | 1533.8815 | 0.99936 | 588.7618 | -128.3633 | 3890.9558 | 188.5746 | 1870.1099 | 510.2394 | 2281.3057 | -700.0756 | 184.051 | 209.9989 | -545.9536 | 500.0995 | -1709.229 | -4777.3936 | -196.3895 | -66.8298 | 3146.5762 | -1591.6875 | -2926.8052 | -461.23 | -116.6012 | -185.9374 | 251.1991 | 983.7245 | -1348.1106 | 605.1613 | 4.6443 | 2099.324 | 1242.3647 | -109.3713 | 768.2385 | 213.9709 | -1372.2218 | -141.5275 | 3774.5173 | 1817.4844 | 4981.7173 | 580.2219 | -281.1563 | 2584.1045 | 1227.0474 | 641.3572 | 31.7172 | -550.4084 | 154.8891 | 219.1959 | 210.1043 | -126.708
2030-06-01 | 9 | -24.3621 | 1485.4039 | -58.9415 | -369.1525 | -907.9894 | -975.1873 | 1575.9908 | 506.6558 | -2.8922 | -377.4608 | 3902.0933 | 140.6297 | 1936.1187 | 419.3803 | 2212.6606 | 445.0515 | 711.8549 | 209.9989 | -510.9925 | 472.4969 | -1806.2585 | -4666.7344 | -209.8003 | -78.9876 | 2915.9641 | -1889.1934 | -2425.5393 | -514.0518 | -138.8751 | -129.351 | 641.2972 | 1877.2274 | -961.9772 | 706.8217 | 5.27 | 2400.8118 | 2197.5085 | -258.343 | 218.6647 | 449.5966 | -921.7559 | -151.3134 | 3882.4255 | 1345.2429 | 5034.0029 | 1.0045 | -278.6672 | 2379.5872 | 546.7415 | 639.0455 | -80.157 | -367.8768 | -3.5319 | 1119.8317 | 210.1043 | -251.4665
2030-06-01 | 10 | -23.4196 | 1683.4055 | -63.0785 | -413.5367 | -1072.0927 | -1134.9684 | 1652.9625 | 754.9784 | 120.9283 | -368.0659 | 3916.603 | 177.8944 | 2064.6531 | 490.2043 | 2282.2268 | 836.1404 | 722.0676 | 209.9989 | -720.7042 | 467.2033 | -1788.6753 | -4626.5928 | -169.6436 | -58.115 | 4282.8657 | -1933.5861 | -2027.2318 | -572.7874 | -147.9327 | -15.8007 | 516.694 | 2320.561 | -969.8168 | 529.9904 | 4.5156 | 2544.5242 | 2623.2383 | -423.446 | 374.7264 | 1.0002 | -1266.6962 | 0.99645 | 3735.9214 | 1425.8674 | 5036.3281 | 63.9705 | -278.9311 | 1838.9998 | 624.1968 | 706.0225 | 68.109 | -468.3722 | -68.3565 | 2044.0199 | 210.1043 | -266.4535
2030-06-01 | 11 | -32.0893 | 1583.6023 | -65.4186 | -427.7055 | -994.4952 | -1026.063 | 2656.0942 | 720.3842 | 264.8091 | -354.8131 | 3866.1992 | 195.0016 | 2115.3538 | 508.8162 | 2290.6443 | 1232.5962 | 729.72 | 209.9989 | -744.4938 | 988.6329 | -1670.6794 | -4055.895 | -112.3532 | -49.7477 | 4320.417 | -1887.9258 | -2286.7358 | -526.4166 | -146.3166 | 41.79 | 651.3013 | 2398.3259 | -1012.1824 | 552.2778 | 4.0799 | 2454.0071 | 2701.2097 | -811.8395 | 1.002 | 330.9759 | -1246.8032 | 165.8306 | 3783.4673 | 1262.4019 | 4955.5615 | -266.2173 | -539.6657 | 1642.9075 | 431.248 | 823.8987 | 153.9272 | -645.744 | 21.7722 | 2467.7827 | 210.1043 | -293.4641
2030-06-01 | 12 | -33.9483 | 1502.0991 | -69.1688 | -433.0194 | -1049.8163 | -955.4152 | 3565.1909 | 414.0073 | -168.2972 | -352.7703 | 3915.0889 | 195.0008 | 1871.2344 | 531.7604 | 2301.4905 | 1206.4855 | 694.3181 | 209.9989 | -749.2124 | 917.8648 | -1723.4025 | -3956.1716 | -112.7376 | -46.1161 | 4265.9614 | -1868.5238 | -2404.6797 | -495.2923 | -143.7475 | 2.6748 | 700.5692 | 2435.0725 | -1046.1353 | 598.8893 | 3.9211 | 2390.5432 | 2774.4092 | -942.9364 | -2.155 | 374.907 | -1237.8864 | 0.99669 | 3694.7419 | 1224.1254 | 4778.3408 | -264.8326 | -893.2746 | 1580.8301 | 316.1551 | 921.5262 | -33.2884 | -151.8611 | 0.99819 | 2693.6987 | 210.1043 | -367.1841
2030-06-01 | 13 | -23.4372 | 1309.8265 | -69.1517 | -457.0268 | -892.3618 | -923.265 | 2719.6189 | 694.8666 | -173.7401 | -352.1061 | 3887.9189 | 194.9961 | 1835.0337 | 572.3673 | 2330.7786 | 933.4976 | 558.1796 | 209.9989 | -709.0469 | 801.6601 | -1670.9618 | -4159.2197 | -100.2867 | -40.3231 | 4004.0498 | -1876.1489 | -2005.1361 | -478.932 | -138.9357 | 121.1983 | 883.8784 | 2282.9897 | -847.0094 | 485.7948 | 3.7494 | 2393.2524 | 2764.6799 | -965.3052 | -2.102 | 286.6019 | -1264.4623 | -52.022 | 3600.2502 | 1188.1256 | 4670.8096 | -266.2715 | -1025.1849 | 1573.152 | 299.4885 | 756.7256 | -81.6082 | -130.742 | -146.3295 | 2350.8186 | 210.1043 | -334.9065
2030-06-01 | 14 | -27.973 | 1385.5341 | -72.3458 | -474.9677 | -811.4322 | -940.1754 | 2740.8943 | 598.5017 | -250.384 | -358.9933 | 3856.8479 | 195.0025 | 1376.1 | 612.2347 | 2362.9382 | 669.4716 | 494.6362 | 209.9989 | -698.2634 | 835.3092 | -1697.0629 | -4243.46 | -157.2432 | -38.7489 | 3894.179 | -1925.5308 | -1989.4375 | -483.8354 | -143.4446 | 0.99999 | 970.8937 | 2072.6221 | -767.0518 | 485.8464 | 3.6755 | 2429.6157 | 2380.8296 | -695.5242 | 0.99971 | 450.1307 | -1187.7456 | -255.2681 | 4304.7461 | 1295.022 | 5060.5522 | -120.8849 | -677.2094 | 1971.0811 | 505.9244 | 733.4453 | 139.9461 | -49.8605 | 1.017 | 1477.4692 | 210.1043 | -370.7385
2030-06-01 | 15 | -38.1248 | 1111.6937 | -73.9904 | -463.2221 | -937.4407 | -604.6322 | 4596.8062 | -441.4259 | -471.9232 | -334.9715 | 3843.894 | 195.0033 | 1153.1417 | 670.7866 | 2424.5486 | 74.8312 | 457.642 | 209.9989 | -710.2933 | 675.9628 | -1875.0785 | -3854.395 | -282.6433 | -36.1488 | 3774.7334 | -1848.8772 | -1314.0972 | -398.1864 | -135.1425 | -240.8546 | 1008.5997 | 3022.657 | -691.402 | 630.1268 | 5.0582 | 2447.4482 | 3052.9043 | -488.7755 | -202.3379 | 450.4454 | -960.2416 | -751.9443 | 4601.1172 | 1328.4487 | 5050.8062 | 1.0122 | -664.9189 | 2192.6208 | 945.6802 | 568.9536 | -1708.094 | 2010.8657 | 526.3996 | 1761.5725 | 210.1043 | -414.6104
2030-06-01 | 16 | -38.0493 | 817.5478 | -75.2379 | -450.5639 | -1075.999 | -520.7491 | 4620.8076 | -764.3898 | -329.2511 | -247.0548 | 3845.0889 | 194.9981 | 1290.4879 | 724.7178 | 2458.5835 | -245.2141 | 356.2465 | 209.9989 | -729.2933 | 804.613 | -1849.6013 | -3845.019 | -257.7513 | -30.149 | 3890.8435 | -1674.83 | -1585.8914 | -323.9557 | -121.7143 | -220.7825 | 948.7993 | 2754.1299 | -777.7107 | 677.5905 | 5.2167 | 2438.4609 | 3164.2512 | -387.8389 | -59.2505 | 450.338 | -1062.0704 | -761.1271 | 4637.6079 | 1409.057 | 5046.6841 | 229.4651 | -585.4799 | 2548.6431 | 883.1633 | 611.1265 | -1560.1653 | 1619.9771 | 285.3937 | 1815.9275 | 210.1043 | -372.4037
2030-06-01 | 17 | -40.833 | 687.6101 | -78.3565 | -479.7106 | -1133.7677 | -437.1283 | 4473.8271 | -913.9379 | -247.4453 | -228.4384 | 3838.2085 | 194.9999 | 1326.1797 | 722.39 | 2470.156 | -426.6483 | 312.109 | 209.9989 | -727.4617 | 808.5559 | -2019.4596 | -3833.0864 | -259.4389 | -29.6111 | 3892.843 | -1756.4111 | -1649.0757 | -324.8264 | -117.9478 | -258.3545 | 852.9966 | 3193.4333 | -774.481 | 724.8654 | 5.067 | 2407.9856 | 3577.4629 | -445.577 | -140.2741 | 450.4119 | -893.7601 | -689.6765 | 4534.3828 | 1479.8304 | 5045.6924 | 50.3383 | -540.8284 | 2634.7593 | 678.8232 | 634.3306 | -1751.2933 | 1577.1237 | 0.99396 | 2595.1255 | 210.1043 | -366.6467
2030-06-01 | 18 | -48.2475 | 419.4173 | -81.1539 | -506.414 | -1184.4923 | -322.1106 | 5142.5073 | -1075.2609 | -264.3231 | -198.8479 | 3846.9695 | 195.0014 | 2101.8499 | 726.4331 | 2471.0337 | -650.8817 | 357.5478 | 209.9989 | -727.0599 | 1212.0708 | -1956.1262 | -2390.6211 | -168.4523 | -22.1647 | 4034.8794 | -1797.4113 | -2523.6965 | -277.7998 | -103.4776 | -216.5209 | 600.5201 | 4148.9863 | -1111.8999 | 983.2462 | 4.6966 | 2244.6204 | 4355.9448 | -703.2834 | 0.99979 | 3.9189 | -1141.4152 | -370.3272 | 3949.5566 | 1306.7357 | 4954.4229 | -276.7421 | -1046.3523 | 2354.9512 | 53.6377 | 759.3578 | -717.7186 | 1184.6587 | 689.5266 | 4482.7852 | 210.1043 | -240.0977
2030-06-01 | 19 | -45.1256 | 929.656 | -79.0884 | -527.5746 | -697.481 | -647.3917 | 3409.2798 | -2.091 | -170.9866 | -274.6717 | 3841.4351 | 194.9999 | 2135.1541 | 644.235 | 2381.9094 | -788.1981 | 326.9258 | 209.9989 | -694.062 | 1137.5356 | -1710.2748 | -1399.421 | -148.265 | -28.9904 | 3967.1436 | -2042.4937 | -2218.3218 | -420.8834 | -118.478 | -88.1304 | 703.0548 | 3819.0906 | -805.3133 | 748.8437 | 6.0706 | 2381.7534 | 3684.3186 | -778.2519 | 145.8664 | 0.99966 | -1128.3811 | -170.7374 | 3687.8606 | 1319.3959 | 4585.8721 | -3.5838 | -954.0167 | 2319.6235 | -228.7644 | 678.2397 | -1350.248 | 585.6569 | 827.4913 | 3233.5154 | 210.1043 | -302.425
2030-06-01 | 20 | -49.7237 | 873.2626 | -79.498 | -531.4995 | -708.0463 | -574.5988 | 3498.3887 | 0.98972 | -2.9211 | -216.6155 | 3833.4194 | 195.0005 | 2131.7136 | 675.7137 | 2405.2256 | -939.568 | 328.3299 | 209.9989 | -712.869 | 1043.2081 | -1811.7251 | -3138.26 | -130.5499 | -29.69 | 3937.4219 | -2096.7715 | -2281.417 | -434.1621 | -118.302 | -43.0384 | 607.8452 | 4224.498 | -786.8456 | 869.4727 | 6.1536 | 2458.0894 | 3967.4509 | -648.706 | 252.2597 | 0.99965 | -1308.606 | -123.5469 | 3661.718 | 1384.46 | 4689.8267 | -3.1726 | -955.0636 | 2343.1665 | -142.189 | 984.8417 | -1035.8468 | 617.2029 | 470.1305 | 3505.0374 | 0.10427 | -327.4185
2030-06-01 | 21 | -44.3213 | 1219.7225 | -76.2192 | -533.2429 | -996.6225 | -827.6378 | 2222.8748 | 462.6554 | -168.2562 | -231.5992 | 3845.6479 | 195.0027 | 2122.1658 | 638.3173 | 2373.3442 | -661.1571 | 295.6016 | 209.9989 | -711.8914 | 1009.4249 | -1750.8976 | -3512.2336 | -88.4532 | -37.2575 | 4002.217 | -2170.5684 | -2362.5483 | -517.5676 | -127.406 | 53.929 | 415.4433 | 4017.918 | -815.7263 | 676.2798 | 4.8488 | 2558.2678 | 3528.6665 | -580.9375 | 386.7013 | 0.99891 | -1518.4781 | 82.8212 | 3793.7559 | 1369.2133 | 5015.4795 | -3.3715 | -277.4951 | 2613.3787 | 107.8182 | 1035.9874 | -270.8468 | -363.5133 | -161.5986 | 3268.126 | 0.10427 | -336.7039
2030-06-01 | 22 | -37.2243 | 1510.2802 | -72.9079 | -526.894 | -1155.8751 | -1088.3423 | 2128.4851 | 681.6455 | 213.4556 | -187.0027 | 3843.4109 | 166.5369 | 2102.6904 | 633.3386 | 2379.9939 | -511.6396 | 313.1934 | 209.9989 | -764.0386 | 723.963 | -1845.8948 | -3877.2371 | -112.3627 | -53.2876 | 4185.0835 | -2334.3093 | -1995.8265 | -601.5264 | -138.1061 | 53.1 | 542.7076 | 3348.5957 | -564.4898 | 493.4087 | 5.7766 | 2891.7666 | 3075.7717 | -505.0305 | 291.4776 | 1.0016 | -1409.9133 | 77.7675 | 3704.248 | 1428.4873 | 4894.2295 | -3.794 | -427.3758 | 2416.6177 | 123.5295 | 1097.6614 | -52.4348 | -471.5219 | -10.6073 | 5068.9292 | 210.1043 | -378.466
2030-06-01 | 23 | -24.0701 | 1675.1383 | -58.4445 | -444.1264 | -1077.7136 | -1058.8468 | 2300.969 | 837.4451 | 100.2284 | -203.6754 | 3827.4031 | 180.6407 | 2054.165 | 617.0541 | 2370.2791 | -368.0167 | 304.3054 | 209.9989 | -778.1262 | 773.2653 | -1880.2266 | -3830.4927 | -127.6115 | -66.2744 | 4308.4995 | -2043.6863 | -2176.0327 | -626.6728 | -147.2079 | -0.49168 | 398.1394 | 2410.0825 | -852.4254 | 412.8134 | 4.9582 | 2833.1538 | 2092.988 | -4.2859 | 721.6619 | 0.99985 | -1182.0812 | 216.5488 | 3646.9734 | 1475.4637 | 5012.6084 | 262.6307 | -279.9426 | 2499.8091 | 564.3889 | 1021.1893 | 0.98135 | 78.1557 | 105.246 | 3592.782 | 210.1043 | -391.0182
2030-06-01 | 24 | -9.6499 | 1047.4457 | -44.5703 | -287.7815 | -1464.6871 | -606.1539 | 2729.4138 | 529.8278 | 453.4482 | -171.5864 | 3801.1877 | 195.0019 | 2145.7004 | 585.8228 | 2346.2202 | -157.7146 | 364.2188 | 209.9989 | -741.7944 | 668.4304 | -1797.7197 | -3765.3972 | -106.7349 | -46.7382 | 4142.7642 | -1298.9744 | -2506.2944 | -468.9334 | -134.7364 | -12.8387 | -53.1684 | 1650.8761 | -1056.252 | 543.0341 | 5.5359 | 2597.8467 | 1229.3673 | -1.9703 | 173.83 | 0.99821 | -788.7747 | 391.0631 | 3558.1409 | 1276.5117 | 4708.377 | -2.7552 | -277.2308 | 2820.5974 | 750.2332 | 684.1269 | 26.5021 | 194.968 | -119.4526 | 2127.0786 | 210.1043 | -295.1039
2030-06-02 | 1 | -22.8253 | 1159.5967 | -49.7426 | -341.0816 | -1421.478 | -575.1363 | 3141.8748 | -3.1812 | -236.7155 | -143.5842 | 3799.1086 | 195.0113 | 2013.671 | 596.3147 | 2366.1147 | -1494.3345 | 183.0445 | 209.9989 | -580.3467 | 634.2776 | -1793.8096 | -3334.7556 | -166.1445 | -54.3171 | 3029.4194 | -1556.3423 | -2276.7351 | -465.3361 | -129.6503 | -181.974 | 378.3546 | 3056.1558 | -859.6242 | 782.7538 | 7.7197 | 2459.1733 | 2418.4851 | -1.8184 | 1.1173 | 1.0038 | -1054.3037 | 74.1913 | 2867.6482 | 1237.3291 | 3938.4094 | 1.0462 | -376.0237 | 4089.6665 | 2245.5378 | 780.5866 | -199.8631 | 1.0003 | -384.4338 | 1948.3921 | 210.1043 | -319.4208
2030-06-02 | 2 | -22.2743 | 1135.7347 | -48.3259 | -345.1342 | -1612.8231 | -602.864 | 2812.0735 | -89.8139 | 420.0971 | -131.5872 | 3782.4192 | 195.0001 | 1918.3215 | 495.1112 | 2222.9102 | -1225.7898 | 142.1956 | 209.9989 | -563.8088 | 715.1871 | -1603.3634 | -2896.4592 | -157.165 | -66.2879 | 2983.7278 | -1535.5602 | -2874.6997 | -426.2978 | -115.6268 | -175.9664 | 102.0005 | 2979.0942 | -1322.3534 | 816.8022 | 5.4106 | 2421.2009 | 2685.8811 | -2.3765 | 293.5807 | 0.99962 | -1530.9475 | 13.357 | 2678.8906 | 934.928 | 4115.7383 | 1.0006 | -279.4096 | 3310.9216 | 1575.1218 | 794.9285 | 82.9479 | 0.99546 | 1.0044 | 1701.9429 | 210.1043 | -180.9047
2030-06-02 | 3 | -24.6684 | 886.0953 | -44.4043 | -312.6591 | -1774.1486 | -483.3814 | 2470.7922 | -2.5861 | 1463.4185 | -149.7279 | 3696.6062 | 71.1154 | 1852.6543 | 355.6829 | 1953.9078 | -904.0608 | 306.4356 | 209.9989 | -454.2023 | 434.4958 | -1420.0999 | -2850.6892 | -188.3696 | -92.626 | 2349.7598 | -1534.829 | -2405.3796 | -423.6568 | -113.2181 | -122.5598 | 434.7685 | 2708.1719 | -959.3036 | 927.0779 | 6.156 | 2680.0254 | 3433.8555 | 127.1964 | 586.5093 | 1.0003 | -1136.9919 | -23.1412 | 1605.4918 | 746.686 | 3368.9854 | 1.0044 | -279.1081 | 3288.2988 | 1185.9104 | 364.6324 | -1017.2797 | -189.1869 | 732.9131 | 3078.856 | 210.1043 | -141.7044
2030-06-02 | 4 | -22.933 | 893.5576 | -43.1189 | -312.4303 | -1652.598 | -533.808 | 1280.569 | -2.385 | 1755.8811 | -137.6087 | 3663.9412 | 64.5078 | 1860.9606 | 282.2026 | 1830.8496 | -139.6828 | 311.0287 | 209.9989 | -456.0909 | 344.1528 | -1382.6764 | -3261.9158 | -198.2426 | -86.8939 | 2417.8521 | -1576.6901 | -2151.9209 | -446.8195 | -111.9382 | -101.0649 | 656.2501 | 2289.6807 | -804.6536 | 814.7794 | 5.9914 | 2579.8501 | 3720.6423 | 47.3677 | 409.2039 | 0.99979 | -1063.9829 | -97.2445 | 1605.4015 | 782.5612 | 3222.7751 | -2.904 | -279.2005 | 3253.6541 | 815.5041 | 233.8531 | -1492.2979 | -444.8789 | 734.5057 | 3549.6365 | 210.1043 | -127.3154
2030-06-02 | 5 | -27.5771 | 1049.7969 | -45.1785 | -363.2581 | -1549.4297 | -621.3778 | 406.0482 | 0.99717 | 1905.604 | -125.2921 | 3680.4316 | 51.1797 | 1864.6249 | 153.1427 | 1571.709 | 384.7767 | 384.8859 | 209.9989 | -443.5533 | 233.2599 | -1385.0104 | -3574.907 | -215.674 | -76.989 | 2385.9053 | -1842.8583 | -1948.9993 | -463.6212 | -114.3395 | -105.6312 | 1053.8158 | 2214.8633 | -653.8629 | 827.2444 | 5.6534 | 2513.071 | 4232.124 | -27.543 | 392.8003 | 1.0004 | -1000.7366 | -131.4669 | 1602.2222 | 857.8103 | 3207.8608 | 1.0011 | -279.3055 | 3336.7932 | 764.5519 | 173.9607 | -1485.6394 | -714.8629 | 849.1414 | 4163.584 | 210.1043 | -106.5726
2030-06-02 | 6 | -24.4471 | 1099.3123 | -45.1008 | -356.6095 | -1549.0054 | -677.6104 | 264.9671 | 0.99213 | 1903.1466 | -121.6523 | 3724.925 | 39.1147 | 1858.2648 | 56.438 | 1497.5248 | 1006.5237 | 435.2023 | 209.9989 | -425.1715 | 261.1875 | -1360.6749 | -3604.8323 | -216.1518 | -69.504 | 2281.9187 | -1758.2068 | -1986.2257 | -474.8108 | -116.077 | -121.5753 | 942.5844 | 1695.0032 | -711.601 | 758.8427 | 5.0587 | 2185.1501 | 4000.3145 | -87.3773 | 468.3629 | 1.0009 | -964.089 | -136.6621 | 1435.6418 | 790.6498 | 3128.3965 | 1.0035 | -279.3855 | 3392.7632 | 864.9092 | 120.7415 | -1551.984 | -694.3912 | 911.0395 | 4283.6392 | 210.1043 | -99.9756
2030-06-02 | 7 | -22.764 | 1167.6849 | -45.0577 | -381.0784 | -1491.3115 | -753.5655 | 703.9413 | -2.0253 | 1812.1392 | -105.741 | 3715.2764 | 59.6898 | 1880.2438 | -18.883 | 1444.1915 | 1199.5343 | 448.649 | 209.9989 | -426.8336 | 358.4961 | -1409.9688 | -3686.2788 | -211.0822 | -65.9042 | 2192.885 | -1721.8956 | -1971.4031 | -500.9821 | -119.7295 | -175.3514 | 778.1957 | 1486.3826 | -771.4221 | 598.6353 | 6.3395 | 2171.8872 | 4030.0193 | -135.6353 | 421.4727 | 0.99903 | -1118.7649 | -125.7867 | 1483.6162 | 591.5596 | 3119.8103 | -2.5316 | -278.0538 | 3232.9275 | 652.9196 | 207.1829 | -1415.5277 | -898.7904 | 829.5257 | 4539.8535 | 210.1043 | -104.2884
2030-06-02 | 8 | -27.9562 | 632.5982 | -50.2602 | -368.6198 | -1337.4998 | -550.3929 | 1050.5951 | 0.99445 | 744.9072 | -100.0675 | 3779.4844 | 111.1022 | 1855.9657 | -30.1538 | 1553.4207 | 1038.6418 | 477.6622 | 209.9989 | -425.4354 | 439.7041 | -1363.5436 | -3756.2363 | -122.8137 | -68.7768 | 2193.2517 | -1567.8683 | -2138.6042 | -415.9951 | -99.3594 | 2.3293 | 603.2015 | 1827.3593 | -1060.8956 | 799.4536 | 5.9453 | 1966.5033 | 4567.6011 | -447.679 | 658.8864 | 1.0004 | -1570.1088 | 45.2528 | 1762.9128 | 708.7339 | 3572.8149 | 0.99341 | -280.1156 | 3201.1401 | 573.6977 | 568.86 | -186.2526 | -1551.1118 | 417.2631 | 5256.8477 | 210.1043 | -61.0232
2030-06-02 | 9 | -24.715 | 857.5047 | -56.9717 | -389.2992 | -980.8135 | -776.5385 | 152.2759 | 940.4351 | -2.9291 | -138.629 | 3724.0105 | 65.5449 | 1857.4517 | -16.9852 | 1876.7225 | 1217.3569 | 390.9099 | 209.9989 | -447.2523 | 361.7169 | -1209.1908 | -3716.2722 | -76.6021 | -58.1613 | 2545.031 | -1606.8938 | -1924.0278 | -487.0934 | -115.2902 | 196.0164 | 759.8807 | 1126.9858 | -1048.1768 | 638.0247 | 4.8405 | 1894.9817 | 4217.3071 | -9.7211 | 647.9537 | 0.99948 | -1817.958 | 185.4912 | 2007.9923 | 639.4417 | 3686.9526 | 1.0171 | -279.8941 | 3143.9792 | 226.4524 | 536.0487 | -24.3251 | -1912.1476 | 93.6054 | 4294.2163 | 210.1043 | -47.4804
2030-06-02 | 10 | -34.1234 | 476.5781 | -60.792 | -420.0275 | -1096.9945 | -542.4941 | 0.99441 | 809.1503 | -303.8079 | -138.2083 | 3933.1204 | 146.6873 | 1986.8805 | -15.0221 | 2214.6333 | 879.1767 | 473.3468 | 209.9989 | -444.2162 | 560.7922 | -1361.1338 | -3450.5435 | 33.4679 | -49.4728 | 2420.7556 | -1535.8185 | -1914.9816 | -416.5944 | -97.328 | 344.086 | 893.2349 | 2225.5464 | -1200.8677 | 933.1895 | 4.7165 | 1373.2346 | 5555.9126 | -2.655 | 387.6746 | 1.0006 | -1811.1748 | 480.0624 | 3254.3469 | 1006.486 | 4374.9097 | 201.0036 | -279.9443 | 2513.8821 | 175.3113 | 1108.8987 | 759.6099 | -1291.0326 | -275.0615 | 5550.9971 | 210.1043 | -144.761
2030-06-02 | 11 | -40.9534 | 766.8425 | -67.6944 | -516.6907 | -931.7877 | -705.1065 | -14.5036 | 1290.3104 | -2.9591 | -154.7505 | 4110.8838 | 97.227 | 2089.1201 | 15.8195 | 2201.5015 | 675.9713 | 476.8358 | 209.9989 | -453.2444 | 311.9796 | -1251.0516 | -3410.1479 | 4.5348 | -54.7439 | 2595.3357 | -1884.4823 | -1265.9811 | -497.1004 | -114.1091 | 417.618 | 1419.8285 | 2939.9019 | -760.3852 | 941.6929 | 4.4968 | 1606.2719 | 6254.29 | 1.0021 | 488.8329 | 0.99981 | -1758.6002 | 367.05 | 3634.7336 | 1126.6816 | 4982.7056 | -3.8043 | -278.1929 | 2634.2734 | -274.5246 | 972.048 | 248.9678 | -1308.5079 | -220.2837 | 5428.2671 | 210.1043 | -220.7383
2030-06-02 | 12 | -44.3573 | 883.2299 | -71.7952 | -545.7161 | -1238.0221 | -782.4995 | -10.8715 | 867.233 | -55.0595 | -167.2292 | 3921.0498 | 78.4779 | 2162.6768 | 179.0652 | 2188.6379 | 498.6188 | 441.3932 | 209.9989 | -463.1939 | 305.8328 | -1484.1201 | -3843.2107 | 2.3146 | -71.4029 | 2781.0525 | -2073.0969 | -1303.9587 | -517.5956 | -120.4019 | 400.768 | 1433.7996 | 3095.8477 | -584.1169 | 947.3991 | 4.3614 | 2070.9766 | 6147.4858 | -89.2225 | 457.0667 | 55.1287 | -1429.4091 | 468.2709 | 3767.9414 | 1178.4022 | 5018.6025 | -3.4077 | -277.3125 | 2712.3389 | 21.1084 | 930.1669 | 319.0687 | -1634.3966 | -204.9487 | 5831.2461 | 210.1043 | -285.0375
2030-06-02 | 13 | -49.0855 | 1378.485 | -77.1324 | -567.6008 | -1275.5913 | -999.688 | 1289.3557 | 1230.5076 | -290.0328 | -177.5912 | 3847.5735 | 107.1963 | 2135.8081 | 347.2102 | 2168.3538 | 16.9473 | 491.8237 | 209.9989 | -610.6928 | 288.5549 | -1755.1798 | -4087.0742 | -86.2107 | -84.4941 | 3513.1877 | -2445.9573 | -1548.5664 | -620.7491 | -145.4602 | 229.494 | 1147.9585 | 4047.9956 | -279.9643 | 920.1692 | 6.2704 | 2972.4504 | 6367.8384 | -152.9034 | 400.2015 | 0.99852 | -1381.5615 | 234.3056 | 3732.1504 | 1315.1934 | 5022.2886 | -3.6663 | -278.1762 | 2609.9551 | 490.9233 | 989.9321 | 0.99283 | -886.1226 | -170.4923 | 5739.0039 | 210.1043 | -315.1886
2030-06-02 | 14 | -43.8521 | 1297.4989 | -77.5564 | -529.6366 | -1298.2135 | -976.9932 | 3337.8257 | 429.3336 | -490.7402 | -231.8277 | 3822.5994 | 195.0049 | 2124.4773 | 410.1902 | 2190.9763 | 661.2457 | 752.989 | 209.9989 | -630.1176 | 517.2819 | -1855.15 | -4619.7944 | -87.4506 | -64.9998 | 3492.1667 | -2205.6697 | -2269.1907 | -591.6774 | -131.7021 | 67.3345 | 1036.2162 | 3840.6885 | -767.4642 | 925.3981 | 4.747 | 2629.7969 | 5993.3521 | -357.9137 | 499.4647 | 0.99963 | -1504.205 | 162.0852 | 3558.2896 | 1307.8105 | 4998.6533 | -3.8301 | -278.1931 | 2627.7144 | 424.5404 | 1262.3923 | -217.8877 | -312.5511 | -2.6973 | 5458.6807 | 210.1043 | -379.7295
2030-06-02 | 15 | -50.9674 | 1258.3821 | -76.6369 | -493.8998 | -869.6029 | -871.8798 | 4320.3369 | -1.9847 | -1774.3058 | -190.6274 | 3826.8582 | 194.9988 | 2130.0613 | 545.682 | 2319.1926 | 278.173 | 692.913 | 209.9989 | -646.6622 | 1010.8373 | -1759.9119 | -3698.3279 | -139.2494 | -58.4856 | 3624.4109 | -2051.3882 | -2448.4512 | -495.9292 | -130.0617 | -132.8972 | 1214.7845 | 3443.1738 | -887.814 | 911.0878 | 5.0771 | 2647.4858 | 5161.7192 | -462.8911 | 132.2301 | 1.0003 | -1193.6309 | -74.0813 | 3552.8767 | 1276.7854 | 4344.1904 | 138.5454 | -956.6403 | 2356.4275 | 418.6858 | 840.3217 | -1184.1888 | 437.9352 | -26.2852 | 3948.1072 | 210.1043 | -394.193
2030-06-02 | 16 | -41.6782 | 1261.0171 | -73.6135 | -465.3663 | -889.7043 | -843.8314 | 4083.7812 | -2.2628 | -1742.9727 | -148.2634 | 3833.7039 | 195.0018 | 2114.7532 | 611.7578 | 2376.8228 | 155.1651 | 517.0876 | 209.9989 | -632.3762 | 862.66 | -1737.67 | -3622.4041 | -145.0804 | -52.8019 | 3480.3416 | -1898.0848 | -2326.1025 | -473.2569 | -131.0152 | -143.1108 | 1138.0177 | 2562.2581 | -909.7338 | 673.5065 | 5.2838 | 2516.0962 | 3740.6348 | -536.0831 | -114.167 | 450.2915 | -1159.4323 | -218.3873 | 4352.8062 | 1249.4331 | 5016.3462 | 0.9954 | -277.4528 | 2946.5205 | 437.1715 | 761.6158 | -1185.1582 | 595.5722 | -5.7847 | 2448.6729 | 210.1043 | -379.0283
2030-06-02 | 17 | -42.3405 | 1336.0089 | -76.9145 | -486.7814 | -934.5607 | -891.0759 | 3741.3782 | -2.4462 | -1767.8483 | -187.8341 | 3843.6294 | 195.0018 | 2078.3284 | 653.782 | 2414.8406 | 5.7337 | 418.8601 | 209.9989 | -633.6581 | 792.873 | -1772.0359 | -3744.8779 | -181.1493 | -52.1782 | 3521.5771 | -1949.238 | -2303.616 | -493.6219 | -136.1803 | -189.6996 | 1207.226 | 2496.7185 | -844.6451 | 628.2454 | 5.2419 | 2510.0615 | 3616.8162 | -598.8425 | -229.2297 | 450.369 | -1116.8456 | -338.563 | 4474.6646 | 1244.0917 | 5015.4097 | 1.0024 | -277.2205 | 3030.4272 | 251.2895 | 699.9064 | -1325.7524 | 753.0935 | -140.6047 | 2382.376 | 210.1043 | -401.5563
2030-06-02 | 18 | -40.5272 | 1251.293 | -75.6455 | -472.6782 | -977.5208 | -783.0069 | 3729.3511 | -45.9844 | -1675.422 | -230.898 | 3852.9705 | 195.0021 | 1692.6074 | 673.1018 | 2421.8564 | -22.2843 | 364.3766 | 209.9989 | -642.8687 | 692.1194 | -1800.1139 | -3731.8328 | -203.3379 | -45.0867 | 3635.0227 | -1825.6595 | -2151.2664 | -475.393 | -136.177 | -187.568 | 1165.9974 | 2308.6555 | -852.3682 | 588.264 | 5.2502 | 2345.4509 | 3528.9221 | -452.2779 | -105.511 | 450.3337 | -1016.9745 | -403.0985 | 4375.1592 | 1280.9556 | 5016.7856 | 1.0033 | -278.1282 | 3265.5269 | -44.105 | 638.2641 | -1690.4794 | 979.5769 | 1.0185 | 2248.5818 | 210.1043 | -436.2282
2030-06-02 | 19 | -39.8998 | 1034.4135 | -72.591 | -450.0479 | -1025.7208 | -665.3278 | 4428.106 | -161.6536 | -1761.4391 | -224.1623 | 3852.8252 | 194.9995 | 1983.1593 | 702.9654 | 2431.4285 | 104.2302 | 407.7496 | 209.9989 | -664.0514 | 868.368 | -1861.0795 | -3652.9888 | -170.8397 | -25.3665 | 3786.3516 | -1624.9896 | -2332.9275 | -399.3646 | -130.0784 | -208.7073 | 848.7737 | 2307.3875 | -1084.7123 | 662.1092 | 5.38 | 1935.3915 | 3603.6152 | -566.8283 | -57.991 | 200.8701 | -1123.2012 | -222.8351 | 4318.2427 | 1230.3323 | 5016.272 | 0.99718 | -277.122 | 3259.6216 | -128.1073 | 760.8276 | -1125.1321 | 804.9054 | 73.9606 | 2639.0959 | 210.1043 | -428.8206
2030-06-02 | 20 | -42.966 | 877.1184 | -72.203 | -442.6083 | -873.9064 | -507.6764 | 4201.9336 | 247.3562 | -498.5768 | -246.4254 | 3880.9204 | 195.0006 | 2125.1482 | 661.0101 | 2392.4749 | 430.2268 | 462.0938 | 209.9989 | -656.9112 | 785.9817 | -1781.5671 | -3245.9487 | -103.9094 | -23.4708 | 3871.1797 | -1600.4584 | -2004.0573 | -384.8244 | -122.6629 | 1 | 789.7426 | 2478.9146 | -1069.0654 | 686.3009 | 5.601 | 1901.7997 | 3860.6682 | -852.0197 | 51.8152 | 0.99917 | -1167.33 | -26.7319 | 3207.3645 | 1248.6095 | 4032.1655 | -3.4362 | -572.5619 | 2983.709 | -485.1657 | 822.7495 | -524.9902 | 580.1706 | -4.2808 | 3088.739 | 210.1043 | -374.0392
2030-06-02 | 21 | -48.0018 | 1224.2659 | -74.5083 | -477.3095 | -851.3719 | -826.0117 | 3401.4961 | 764.8116 | -94.3144 | -403.5685 | 3096.0076 | -15.8369 | -990.0238 | 499.3698 | 2305.8403 | 674.8143 | 579.9285 | 209.9989 | -560.0951 | 400.6154 | -1765.9791 | -3112.0195 | -124.3993 | -53.7304 | 3149.3438 | -1863.1367 | -1608.9617 | -463.5907 | -131.0071 | 87.005 | 924.7722 | 2766.3997 | -771.3309 | 668.1298 | 6.3149 | 2292.2715 | 4426.9805 | 739.6824 | 1299.7557 | 1.1005 | -1186.2722 | -18.4403 | 2412.3645 | 1493.9161 | 3177.4653 | 1714.0234 | -754.84 | 2748.7991 | -215.0667 | 959.3026 | 39.7408 | -151.1851 | -117.7257 | 3713.7454 | 210.1043 | -360.6055
2030-06-02 | 22 | -50.1385 | 1011.9482 | -76.3263 | -477.2521 | -805.139 | -725.6162 | 3672.9761 | 873.0923 | -101.2883 | -239.6523 | 3897.3208 | 194.9989 | 2121.6182 | 517.0027 | 2276.9968 | 816.2823 | 646.8173 | 209.9989 | -722.3829 | 309.5354 | -1930.3651 | -3986.3513 | -97.5575 | -53.0135 | 4202.6802 | -1922.6384 | -2097.6023 | -430.6971 | -130.8873 | 102.6641 | 796.1989 | 3267.6294 | -954.0521 | 771.1395 | 5.5378 | 2358.459 | 4677.0205 | -941.9862 | 1.0007 | 434.0945 | -1389.2808 | 147.4583 | 3372.9778 | 1218.1053 | 4459.314 | -204.0539 | -277.3724 | 3005.9392 | -500.0777 | 1088.3893 | 146.4611 | -353.145 | 96.2222 | 4220.2271 | 210.1043 | -329.9106
2030-06-02 | 23 | -29.044 | 1473.4626 | -69.3452 | -454.9151 | -1517.7302 | -922.5037 | 3347.8535 | 465.4323 | -37.2658 | -219.8342 | 3879.2393 | 195.0018 | 2129.7192 | 546.7411 | 2293.9282 | 619.6282 | 502.1234 | 209.9989 | -720.3926 | 756.2513 | -1918.9124 | -3342.106 | -129.278 | -23.8293 | 4175.2583 | -1952.4919 | -2582.4067 | -536.0117 | -138.0216 | -97.4317 | 516.1614 | 2366.1819 | -1056.6106 | 570.5057 | 6.7219 | 1861.0188 | 2910.6138 | -1194.2289 | -0.90626 | 0.99984 | -1101.3169 | 249.577 | 2795.0879 | 1168.5215 | 4091.7744 | -281.5159 | -647.2032 | 3166.2341 | 20.5624 | 895.2748 | -1494.795 | 304.3145 | -752.1882 | 2159.4092 | 210.1043 | -430.0837
2030-06-02 | 24 | -31.4465 | 1293.5278 | -60.026 | -434.3851 | -1375.3356 | -735.9474 | 2988.843 | 0.99403 | 1.0031 | -179.6861 | 3863.2249 | 131.7097 | 2079.0801 | 596.0711 | 2370.665 | -394.2264 | 237.2293 | 209.9989 | -556.6647 | 624.4265 | -1833.1498 | -1533.105 | -142.4741 | -42.2636 | 3172.6323 | -1891.4629 | -2152.1733 | -486.5228 | -125.4531 | -97.9107 | 627.6229 | 2867.2737 | -948.1258 | 826.0524 | 7.1 | 1950.9061 | 3080.96 | 1.0011 | 405.4729 | 0.99886 | -699.1977 | 220.3161 | 3237.3638 | 1284.3115 | 4617.2383 | -3.1577 | -278.4149 | 3301.3604 | 390.5277 | 757.35 | -1537.2993 | 1.0034 | -1117.8735 | 2317.9387 | 210.1043 | -407.8509
2030-06-03 | 1 | -39.8138 | 580.3369 | -57.1565 | -432.9039 | -2028.6313 | -475.0534 | 0.99217 | -115.9006 | 1107.7823 | -250.5439 | 3859.1514 | -90.8571 | 1886.0143 | 472.0328 | 2156.3105 | -347.5295 | 275.6358 | 209.9989 | -539.3457 | 345.1916 | -1271.4984 | -603.2595 | -130.8095 | -63.2252 | 3049.5212 | -2010.1893 | -1795.5642 | -353.2935 | -98.7944 | 83.6259 | 845.831 | 4198.168 | -767.3561 | 986.7145 | 7.4408 | 2363.5439 | 3776.1243 | -3.2867 | 603.2157 | 0.99873 | -1267.2313 | 0.99733 | 2593.2395 | 1183.9022 | 3992.7366 | 301.9803 | -280.8558 | 3572.2563 | -432.2823 | 840.7161 | -1246.8405 | -48.415 | -849.5336 | 4942.3394 | 210.1043 | -357.7183
2030-06-03 | 2 | -21.4097 | 405.4079 | -50.0873 | -392.4157 | -1706.3656 | -643.4011 | -1076.8779 | -76.2386 | 1591.2145 | -202.5171 | 3812.0273 | -98.4715 | 1874.0167 | 386.2979 | 1892.4016 | -40.227 | 88.3719 | 209.9989 | -480.3663 | 303.7596 | -1130.5436 | -2674.7197 | -178.1622 | -29.1485 | 2598.9946 | -1741.1432 | -1965.6368 | -389.5894 | -88.662 | -10.86 | 575.5703 | 1624.1206 | -970.2977 | 567.519 | 6.4635 | 1408.2572 | 1830.4603 | -183.2608 | 740.4959 | 0.99983 | -1470.1594 | -318.3236 | 2259.6455 | 1312.0884 | 3694.0005 | 495.4321 | -281.8612 | 3709.0869 | 37.6189 | 848.9642 | -1951.7926 | -49.6629 | -925.3306 | 5072.2085 | 210.1043 | -382.2995
2030-06-03 | 3 | -31.9824 | 826.301 | -52.463 | -465.6445 | -1450.9172 | -858.9539 | -2791.3965 | 605.1077 | 1951.3459 | -216.1666 | 3526.1155 | -195.0419 | 584.7299 | 83.1082 | 1568.4244 | 674.5777 | 230.6368 | 209.9989 | -370.9792 | 27.3007 | -934.7415 | -2948.3774 | -246.1584 | -42.1855 | 1847.8562 | -2051.5813 | -1480.3512 | -489.92 | -89.2429 | 1.0004 | 1107.8024 | 2024.5627 | -505.1149 | 763.486 | 6.7059 | 1527.3499 | 3077.7417 | -6.1308 | 782.9166 | 0.99988 | -1561.1035 | -574.516 | 1796.4391 | 640.7911 | 3695.8682 | 66.0612 | -279.8205 | 3746.5376 | -767.5496 | 665.7046 | -1798.4689 | -703.9888 | -202.611 | 5654.2856 | 210.1043 | -185.5382
2030-06-03 | 4 | -14.0302 | 1354.7786 | -44.7253 | -443.3462 | -831.9057 | -1201.3756 | -4464.7656 | 1834.6736 | 1520.0869 | -190.9901 | 3351.8657 | -192.1388 | 1108.5409 | -80.2831 | 1485.2534 | 1286.1202 | 87.194 | 209.9989 | -253.2987 | 128.671 | -860.3798 | -4203.1167 | -233.5517 | -43.825 | 1220.0034 | -1761.1552 | -1907.3301 | -592.242 | -118.1534 | 63.3798 | 859.3724 | 0.99096 | -797.9736 | 215.3766 | 3.9211 | 1233.1515 | -42.7761 | -3.7588 | 762.9633 | 0.99856 | -1754.0269 | -390.295 | 1612.3383 | 445.9239 | 3582.0562 | -2.6595 | -277.2392 | 3052.948 | -1736.4425 | 341.9312 | -1455.152 | -1945.7111 | 909.8021 | 4572.3145 | 210.1042 | 21.4593
2030-06-03 | 5 | -21.6803 | 1542.5953 | -48.5642 | -423.6267 | -397.9094 | -1402.3036 | -5681.5752 | 2776.7832 | 1230.7 | -188.9821 | 3571.6011 | -194.9792 | 1890.332 | -403.7497 | 1477.8171 | 632.5098 | 176.0179 | 209.9989 | -196.3721 | -80.0855 | -799.5604 | -5228.8799 | -240.7957 | -77.8366 | 990.1484 | -2135.946 | -1712.0065 | -684.8675 | -132.2437 | 186.5078 | 1181.2908 | 53.3034 | -468.9114 | 252.444 | 2.7395 | 1713.0902 | 757.2843 | -62.7869 | 377.6085 | 0.99997 | -1874.5114 | -413.6266 | 1779.2855 | 698.0626 | 3430.5166 | -2.9145 | -278.8458 | 2211.4355 | -2491.5181 | 321.5239 | -1197.2216 | -2846.9229 | 890.0858 | 4171.667 | 210.1043 | 35.6101
2030-06-03 | 6 | -22.7709 | 2320.9312 | -54.4393 | -549.5522 | 227.8451 | -1996.0309 | -7875.5376 | 4236.8013 | 1438.7058 | -359.7353 | 3399.363 | -166.346 | 1893.1526 | -544.9562 | 996.506 | 649.7758 | 0.99887 | 209.9989 | -168.5457 | -351.0027 | -681.4961 | -5926.4868 | -268.6155 | -120.8626 | 1060.4897 | -2647.272 | -1824.3684 | -962.3221 | -177.8767 | 329.3291 | 1322.668 | 0.99872 | -275.1182 | 62.8188 | 0.60344 | 2073.1064 | 388.1568 | 20.3777 | 607.054 | 1.0001 | -1975.2426 | -485.6905 | 1704.407 | 670.4929 | 3451.0635 | 76.3813 | -279.064 | 2290.5254 | -2828.8672 | 189.2488 | -733.9211 | -3768.5977 | 1232.6354 | 5490.6309 | 210.1043 | 70.3749
2030-06-03 | 7 | -36.8214 | 1435.1073 | -60.9707 | -608.9698 | -330.274 | -1776.4803 | -9651.9268 | 3082.3369 | 1065.3134 | -295.1039 | 3922.8821 | 147.9321 | 2135.0913 | -109.9031 | 1458.7732 | 670.9556 | 86.7388 | 209.9989 | -189.1464 | -180.3424 | -993.0968 | -6276.0234 | -120.1931 | -87.135 | 1134.7842 | -2765.4363 | -2036.9036 | -897.0817 | -126.8435 | 550.5027 | 1974.1385 | 412.8813 | -224.8127 | 367.2112 | 0.56555 | 1806.9797 | 4137.0103 | -134.9288 | 192.0233 | 0.99937 | -2060.376 | -138.951 | 3045.687 | 1201.4525 | 4286.8701 | 1.0021 | -278.999 | 2408.2249 | -2623.7954 | 728.748 | 256.3599 | -3218.5535 | -0.71565 | 9205.1611 | 210.1043 | -58.9495
2030-06-03 | 8 | -42.7997 | 1038.3002 | -65.9699 | -773.6591 | -574.1036 | -1453.7246 | -8773.4082 | 2411.1792 | 158.8547 | -337.0207 | 3963.6794 | 150.3541 | 2146.8145 | -15.3006 | 2046.9609 | 459.0875 | 178.333 | 209.9989 | -167.4184 | 83.1406 | -1310.0833 | -6216.8252 | -40.5056 | -57.4832 | 868.8195 | -2844.864 | -2379.7046 | -822.1252 | -109.2819 | 592.4146 | 2420.4329 | 1891.6873 | -287.5638 | 570.7151 | 0.5582 | 1208.9558 | 5990.0464 | -152.0727 | 1 | 240.9473 | -2141.2126 | 143.437 | 3713.126 | 1209.6454 | 4582.9751 | -2.605 | -272.1613 | 1614.804 | -3412.4419 | 1006.4915 | 934.7712 | -2511.3706 | -545.6961 | 10377.9004 | 210.1043 | -132.5044
2030-06-03 | 9 | -34.6544 | 457.4205 | -58.8464 | -718.1603 | -1216.955 | -922.2372 | -7175.8374 | 938.8367 | -3.0696 | -316.956 | 3936.1233 | 195.0009 | 2140.6255 | 190.2204 | 2087.2717 | 1135.4543 | 97.749 | 209.9989 | -140.6637 | 319.5217 | -1699.3162 | -6337.7227 | -14.8089 | -42.2989 | 514.9094 | -2338.7756 | -2637.5125 | -653.4642 | -101.1954 | 508.873 | 2313.9065 | 1627.1904 | -523.696 | 618.1292 | 0.46329 | 880.4063 | 6160.4839 | -179.9608 | 0.9983 | 434.7582 | -1744.3894 | 350.42 | 3679.53 | 1231.0392 | 4602.7715 | -2.7178 | -272.2583 | 1731.7744 | -3173.5256 | 1052.6383 | 787.636 | -1357.7074 | -435.4912 | 10874.2754 | 210.1043 | -208.9677
2030-06-03 | 10 | -30.0219 | 429.0072 | -56.8995 | -682.4366 | -1660.7747 | -918.6689 | -6603.4165 | 671.7475 | -75.3031 | -327.5966 | 3947.033 | 184.7065 | 2130.0874 | 148.419 | 2055.6726 | 801.5256 | 120.4485 | 209.9989 | -162.0574 | 85.0667 | -1667.9609 | -6341.9263 | -43.4268 | -72.4342 | 624.3204 | -2256.7024 | -2133.3613 | -657.5858 | -108.6998 | 541.3676 | 2154.7075 | 1399.5171 | -301.4999 | 505.4881 | 1.653 | 1662.5638 | 6037.5352 | -406.4679 | 0.99842 | 449.5644 | -1792.5059 | 224.169 | 3510.1648 | 1210.5664 | 4574.2935 | -210.9977 | -272.3676 | 1582.4868 | -2579.1338 | 1078.7954 | 807.2255 | -1803.5519 | -624.9941 | 12272.0771 | 210.1043 | -254.2676
2030-06-03 | 11 | -29.4751 | 139.1182 | -59.0516 | -650.5516 | -1775.6609 | -774.9997 | -7236.5591 | 602.1791 | -118.8559 | -360.9475 | 3984.425 | 96.3317 | 2123.3823 | 142.8077 | 2063.1333 | 150.0994 | 100.6568 | 209.9989 | -174.7283 | -105.6294 | -1571.5372 | -6218.5566 | -33.8592 | -106.7519 | 823.0142 | -2109.738 | -1613.5996 | -612.8328 | -107.8164 | 657.1341 | 1823.1686 | 1359.9313 | -193.058 | 575.6356 | 1.8196 | 2240.0334 | 5992.5791 | -537.585 | 104.4533 | 449.4105 | -1816.7732 | 183.9134 | 3979.7502 | 1215.6716 | 5079.6177 | -244.9654 | -453.3742 | 1835.3898 | -2449.8186 | 1073.3821 | 326.4721 | -1593.1727 | -389.4477 | 12627.7627 | 210.1043 | -277.3912
2030-06-03 | 12 | -28.3112 | -4.6146 | -60.5004 | -634.435 | -1738.4033 | -614.2762 | -7359.5669 | 468.9142 | -611.1415 | -379.4496 | 3996.3948 | 48.4894 | 1798.6368 | 252.97 | 2134.5613 | -33.1711 | 14.5532 | 209.9989 | -267.9059 | 39.0905 | -1649.8057 | -6154.6221 | -50.8226 | -92.28 | 1347.2919 | -1883.1714 | -1753.4498 | -556.2573 | -107.6255 | 569.6544 | 1698.3644 | 1488.0448 | -301.198 | 612.5832 | 2.2947 | 2103.8638 | 5319.7344 | 1.0021 | 131.3982 | 449.5695 | -2014.5453 | 143.3301 | 3979.7568 | 1165.4835 | 4945.8032 | -243.0758 | -840.8337 | 3108.022 | -1717.6537 | 1139.9491 | 760.3115 | -1400.3108 | -477.2566 | 11569.918 | 210.1043 | -260.6635
2030-06-03 | 13 | -30.7221 | 365.1781 | -78.5298 | -596.0734 | -1710.3135 | -810.4669 | -4440.5615 | 908.6448 | -849.1274 | -407.2056 | 3917.4758 | -54.0355 | 2028.5938 | 245.8508 | 2170.3989 | -147.0679 | 119.4389 | 209.9989 | -283.5336 | -211.8838 | -1477.4403 | -4874.3604 | -121.4181 | -90.4807 | 1624.9635 | -2331.2488 | -1155.9432 | -563.2955 | -121.2682 | 420.5766 | 1996.2159 | 1523.5233 | 21.703 | 359.1395 | 4.2165 | 2483.9773 | 4210.6777 | -303.1302 | 237.6941 | 450.2476 | -1339.6228 | -100.3177 | 3790.1284 | 1220.9607 | 5021.0146 | -243.0338 | -277.0272 | 2298.4971 | -2411.6133 | 841.0028 | -182.1242 | -1405.988 | -250.4122 | 11222.4951 | 210.1043 | -252.8226
2030-06-03 | 14 | -36.5665 | 699.6629 | -81.7944 | -584.649 | -1668.4972 | -734.679 | -2391.4255 | 193.9059 | -1952.8456 | -371.0313 | 3916.4966 | 119.1325 | 2098.1187 | 199.3192 | 2113.3701 | 709.512 | 638.7997 | 209.9989 | -280.3442 | -29.4574 | -1433.7677 | -3200.3103 | -210.0527 | -84.3468 | 1424.0598 | -2389.5544 | -872.0762 | -437.1486 | -123.6879 | 214.003 | 2311.7449 | 2472.4077 | -52.7495 | 422.7021 | 3.8969 | 2532.3752 | 4404.1738 | -257.5424 | 1.0008 | -2.4273 | -1278.3435 | -515.5162 | 3513.928 | 1200.4263 | 4293.6016 | -3.0317 | -900.3727 | 2161.437 | -2445.0654 | 631.6578 | -623.4775 | -952.1528 | 226.3644 | 7912.9443 | 210.1043 | -248.1148
2030-06-03 | 15 | -17.7632 | 863.6602 | -76.7856 | -490.0587 | -1627.5867 | -755.808 | -17.6569 | 1.0005 | -2151.2798 | -402.6068 | 3927.894 | -3.5813 | 2088.7256 | 366.9642 | 2213.8303 | 761.3531 | 477.7815 | 209.9989 | -543.7983 | 204.3632 | -1506.2244 | -4077.6543 | -299.9975 | -26.4523 | 2828.0049 | -1959.9739 | -1310.948 | -441.7737 | -133.7496 | -1.589 | 1830.3717 | 275.3906 | -457.6608 | 170.4824 | 3.3819 | 1910.9581 | 1808.8573 | -453.623 | -2.1191 | 0.99971 | -1142.8019 | -890.7115 | 4039.1814 | 1131.3595 | 4883.9712 | -243.4018 | -706.5779 | 2237.4221 | -2340.3047 | 505.9338 | -1849.4862 | -216.1163 | -372.0257 | 6182.4565 | 210.1043 | -352.8003
2030-06-03 | 16 | -17.9508 | 967.179 | -79.4815 | -512.9398 | -1613.765 | -838.4196 | -207.4731 | 109.9964 | -1852.1768 | -345.2809 | 3953.5588 | 195.0005 | 1839.9172 | 402.9225 | 2186.6692 | 652.7333 | 334.955 | 209.9989 | -607.2501 | 300.8654 | -1719.1323 | -4258.1631 | -294.6666 | -13.2852 | 3164.9788 | -1956.064 | -1480.7908 | -453.9887 | -135.0448 | -27.2888 | 1791.3687 | 4.2749 | -579.0563 | 197.2178 | 3.4175 | 1837.6755 | 1690.59 | -399.3325 | -112.015 | -2.6862 | -1177.0598 | -870.366 | 4064.6265 | 1161.7832 | 4607.7178 | -66.0779 | -1552.8102 | 2174.7617 | -2765.0071 | 660.6104 | -1542.7156 | -366.6448 | -542.3949 | 6045.4795 | 210.1043 | -343.2717
2030-06-03 | 17 | -20.7429 | 829.6686 | -82.3047 | -499.9183 | -1608.3009 | -837.594 | -615.3904 | 223.6691 | -1929.6536 | -345.0953 | 4031.9121 | 194.9999 | 1708.025 | 406.1085 | 2185.7222 | 546.0914 | 323.9214 | 209.9989 | -725.4233 | 443.6825 | -1827.9935 | -4181.1504 | -230.9622 | -0.80184 | 4038.759 | -1948.4839 | -1866.2671 | -449.5582 | -127.122 | 48.9688 | 1630.6068 | 3.8328 | -718.1915 | 251.7878 | 3.4278 | 1806.3474 | 1419.8743 | -485.9106 | -74.1267 | -2.7003 | -1032.6246 | -654.2389 | 4122.9468 | 1221.4927 | 4634.98 | -3.157 | -1583.2219 | 2319.5281 | -3012.1621 | 786.9955 | -1249.8811 | -477.3773 | -790.3104 | 6497.2969 | 210.1042 | -336.6955
2030-06-03 | 18 | -24.5136 | 1050.6796 | -83.2096 | -531.4961 | -1584.0598 | -890.2708 | -718.4093 | 291.9537 | -1894.2845 | -344.8078 | 4075.3787 | 194.9996 | 1709.4012 | 352.73 | 2160.116 | 603.6085 | 291.4655 | 209.9989 | -760.9668 | 453.4909 | -1842.1327 | -3955.7322 | -263.6352 | -5.3379 | 4194.5459 | -2091.7739 | -1793.7615 | -487.9908 | -137.9067 | -52.4242 | 1729.0858 | 1.0038 | -552.5349 | 285.2352 | 4.6061 | 1974.1735 | 2263.926 | -619.9873 | -98.0835 | -2.9457 | -903.9744 | -733.5219 | 4165.7983 | 1180.2596 | 4885.2158 | -241.9564 | -1088.0751 | 2351.5413 | -2848.0366 | 729.8499 | -1924.0254 | -174.7592 | -709.5245 | 6163.1602 | 210.1043 | -351.0168
2030-06-03 | 19 | -19.8344 | 1083.6281 | -76.6527 | -503.0867 | -1380.5929 | -795.167 | -288.7408 | 550.2588 | -1709.4918 | -344.9332 | 4097.4937 | 193.5123 | 1576.0354 | 411.4063 | 2184.0742 | 395.517 | 184.4447 | 209.9989 | -549.4948 | 420.3857 | -1859.1064 | -4104.0737 | -280.1669 | -32.202 | 3177.689 | -1925.0339 | -1675.7108 | -454.9152 | -145.3278 | -55.5137 | 1602.0991 | -437.4599 | -600.1771 | 301.8806 | 4.7517 | 2028.3638 | 1711.6147 | -341.4689 | 69.5416 | 450.3779 | -888.9249 | -661.7859 | 4260.1294 | 1224.41 | 4916.2246 | -3.6618 | -450.6822 | 2714.8208 | -2821.2871 | 530.2337 | -1765.6312 | -7.1848 | 552.812 | 5125.189 | 210.1043 | -245.8129
2030-06-03 | 20 | -23.5976 | 809.1269 | -76.3078 | -491.6856 | -1442.3074 | -688.5096 | -628.1215 | 1078.8813 | -618.9767 | -344.9483 | 4019.0569 | 194.9997 | 1593.1707 | 426.7267 | 2187.9668 | 469.7003 | 215.3591 | 209.9989 | -608.5437 | 436.6486 | -1731.9612 | -4301.8081 | -193.4414 | -28.8047 | 3727.2581 | -1892.5936 | -1810.3147 | -418.0028 | -134.4347 | 175.9802 | 1345.9382 | 1.3142 | -707.4475 | 397.3044 | 4.9248 | 2012.1272 | 1910.4293 | -140.0327 | 623.1006 | 117.0934 | -1461.0701 | -378.465 | 3813.5459 | 1204.651 | 5051.5337 | -4.0798 | -277.0454 | 2766.5962 | -2672.0647 | 827.4727 | -353.3448 | -748.491 | -1.2753 | 5797.1704 | 210.1043 | -188.9352
2030-06-03 | 21 | -24.1762 | 761.1779 | -75.9786 | -470.5339 | -1518.7159 | -758.8141 | -29.3436 | 833.7343 | -211.2514 | -345.067 | 3990.2441 | 192.5947 | 1594.986 | 430.6299 | 2192.8301 | 462.8736 | 281.3536 | 209.9989 | -660.2889 | 178.5916 | -1638.533 | -4797.9531 | -160.2043 | -25.6441 | 4118.2314 | -1873.7118 | -2169.1636 | -426.059 | -126.3441 | 208.637 | 1144.5662 | 264.6205 | -868.0552 | 371.2102 | 4.3539 | 2027.4581 | 1766.5291 | -161.0017 | 621.6006 | 96.3783 | -1735.4933 | -256.9495 | 3843.7144 | 1226.678 | 5049.8599 | -4.2986 | -277.3295 | 2730.7339 | -2735.6372 | 896.4835 | 190.5165 | -1042.2472 | 1.0263 | 7076.3311 | 210.1043 | -221.7445
2030-06-03 | 22 | -48.0294 | 818.23 | -74.5794 | -557.3862 | -1590.0245 | -904.2968 | -283.2342 | 1032.6526 | -2.9271 | -370.638 | 3960.5967 | 42.97 | 1812.4824 | 482.1436 | 2278.6553 | -301.2461 | 221.932 | 209.9989 | -648.6602 | 200.6644 | -1461.796 | -2185.1179 | -115.781 | -44.121 | 4148.1016 | -2213.7192 | -1833.1906 | -501.8492 | -127.9281 | 287.0461 | 1650.8529 | 2930.3906 | -375.9302 | 545.3852 | 5.3513 | 2484.8027 | 3361.5417 | -241.2294 | 281.3169 | 1.0001 | -1470.5806 | -35.5422 | 3136.6628 | 1237.7163 | 4265.7383 | 1.016 | -279.1528 | 2592.9011 | -2852.7681 | 901.1552 | 230.9069 | -1291.9703 | 0.99738 | 10063.0361 | 210.1043 | -261.7576
2030-06-03 | 23 | -50.0376 | 1138.7852 | -71.6413 | -576.0515 | -1717.2883 | -973.2999 | 215.5948 | 647.8121 | 247.4348 | -360.4962 | 3987.1477 | 78.1011 | 1963.2834 | 485.3967 | 2276.4634 | -299.5898 | 235.4144 | 209.9989 | -736.7946 | 352.058 | -1772.1499 | -3309.7078 | -144.4613 | -35.8484 | 4426.689 | -2360.7051 | -1786.266 | -573.8395 | -132.174 | 153.3619 | 1754.9524 | 4016.0398 | -353.0783 | 639.3378 | 5.1069 | 2584.1836 | 3610.4724 | -550.0726 | -40.5107 | -2.9079 | -1467.0881 | 94.7873 | 3262.3662 | 1172.1752 | 4281.8477 | -271.9183 | -334.232 | 2665.676 | -2151.8445 | 997.7733 | 0.98491 | -790.9301 | -87.54 | 9849.2637 | 210.1043 | -351.3433
2030-06-03 | 24 | -40.594 | 531.6171 | -63.0024 | -528.8072 | -1736.7878 | -478.8473 | 1375.2742 | 0.99592 | 222.5004 | -349.1974 | 4006.1716 | 179.4113 | 2114.5393 | 456.6079 | 2247.2336 | -373.6014 | 240.9616 | 209.9989 | -608.8014 | 410.9136 | -1792.0236 | -3246.8118 | -80.9369 | -43.9685 | 3432.1689 | -2033.2059 | -1736.248 | -400.4656 | -105.1944 | 188.6825 | 1284.38 | 4325.5215 | -682.3038 | 909.7224 | 4.7633 | 2342.2112 | 3877.1272 | -213.1244 | 148.4306 | 1.0006 | -1265.8032 | 290.8685 | 3200.541 | 1336.4005 | 4307.8003 | 0.99491 | -279.3771 | 3146.2163 | -1332.1201 | 1080.7504 | -80.3865 | -707.2524 | -972.2712 | 9670.7139 | 210.1043 | -348.3303
2030-06-04 | 1 | -43.9071 | 362.1032 | -64.1574 | -542.4644 | -1876.6593 | -799.8544 | -3111.7852 | -134.0949 | 951.0833 | -400.1639 | 3708.4229 | -44.2111 | 1886.1888 | 381.503 | 2249.9368 | -121.691 | 294.41 | 209.9989 | -244.687 | 301.6167 | -1251.7747 | -2651.6687 | -34.122 | -86.0214 | 1475.097 | -2330.8933 | -1457.652 | -544.638 | -89.0952 | 372.7922 | 1503.3995 | 3872.9595 | -321.838 | 802.4994 | 6.0109 | 2460.3562 | 3615.4983 | 1.0011 | 332.2328 | 1.0012 | -1309.6012 | 389.5706 | 1895.8442 | 799.5454 | 3327.3398 | 0.99969 | -279.2473 | 3065.7068 | -1501.8318 | 901.3774 | -79.3084 | -409.6022 | 1.0269 | 12546.3984 | 210.1043 | -163.2508
2030-06-04 | 2 | -34.0197 | 342.7751 | -59.1849 | -567.1803 | -1487.6302 | -1026.9921 | -7354.082 | 366.833 | 1497.493 | -362.1151 | 3745.5684 | 110.2669 | 1905.3561 | 260.2426 | 2094.3252 | 181.5131 | 104.2579 | 209.9989 | -155.53 | 448.9144 | -935.8555 | -3261.9678 | 18.9319 | -30.152 | 968.0792 | -2034.3749 | -1826.3418 | -622.9683 | -72.2518 | 494.3548 | 2153.3335 | 2022.7903 | -579.2654 | 496.5054 | 3.9955 | 100.3487 | 2638.3342 | 18.0884 | 542.009 | 0.99936 | -2109.5991 | 321.8987 | 2292.2488 | 1011.8455 | 3986.5005 | -3.487 | -278.2319 | 2696.0894 | -1432.3179 | 1087.6721 | -22.9357 | -810.6877 | -112.9741 | 11219.5859 | 210.1043 | -173.7374
2030-06-04 | 3 | -21.6872 | 786.1631 | -51.4628 | -430.1001 | -1014.7728 | -1443.9547 | -9546.5439 | 1563.7592 | 1907.0198 | -298.8026 | 3697.4924 | -2.8128 | 1927.552 | 0.99946 | 2068.1819 | 99.4657 | 113.8641 | 209.9989 | -163.7623 | 416.9068 | -637.9041 | -3969.5234 | 16.0989 | -40.1301 | 1264.3833 | -1786.4861 | -2308.5454 | -699.169 | -74.3024 | 503.2273 | 1931.9932 | 115.9028 | -954.629 | 286.0851 | 1.527 | 5.498 | -399.3493 | -178.424 | 505.4035 | 0.99999 | -2368.1931 | 248.5122 | 2420.2659 | 1082.4701 | 4054.7905 | 0.99565 | -278.8208 | 2631.4983 | -1341.7665 | 1001.0439 | -145.7599 | -1775.3821 | -54.7476 | 9173.3555 | 210.1043 | -131.8478
2030-06-04 | 4 | -16.5214 | 933.0539 | -48.117 | -361.3275 | -950.3126 | -1399.0648 | -9654.2949 | 1672.6733 | 1772.7292 | -376.8311 | 3707.9404 | -55.5541 | 1852.9388 | -3.5948 | 1641.85 | -200.7416 | 125.1272 | 209.9989 | -101.6121 | 257.2437 | -661.9263 | -4311.3271 | -71.3034 | -48.8953 | 1067.7146 | -1908.2653 | -2284.5049 | -686.146 | -90.6949 | 383.8001 | 1672.7028 | 6.9152 | -929.6389 | 278.7149 | 0.67044 | 4.4601 | 12.5618 | -159.3418 | 444.9888 | 1.0016 | -2297.8049 | 0.99939 | 2387.9583 | 969.8887 | 3970.7688 | 1.0201 | -277.9391 | 2690.8064 | -1375.6963 | 814.6891 | -623.2948 | -1700.7823 | 135.7965 | 4914.4731 | 210.1043 | -74.4056
2030-06-04 | 5 | -15.094 | 1751.053 | -48.1545 | -423.0394 | -543.0951 | -1921.8025 | -10926.6738 | 2541.4585 | 1445.7739 | -379.4455 | 3714.5427 | -101.1709 | 1879.5142 | -43.1447 | 1638.4282 | -195.2396 | 174.9675 | 209.9989 | -153.1978 | 69.4512 | -680.7236 | -5306.8921 | -132.0173 | -47.2844 | 1334.696 | -2107.1404 | -1996.8976 | -865.3115 | -135.485 | 366.0932 | 1917.6316 | 5.9055 | -705.2469 | 94.0041 | 0.70925 | 184.6146 | -931.5505 | -2.3228 | 328.2254 | 1.0043 | -2315.4236 | -142.4401 | 2358.8948 | 1151.7167 | 3792.8765 | 120.7962 | -279.9628 | 2502.9578 | -1618.9794 | 677.9295 | -497.8912 | -2313.5146 | 367.3969 | 3951.6331 | 210.1043 | -73.742
2030-06-04 | 6 | -18.8152 | 1954.0792 | -55.6918 | -437.7225 | -311.9748 | -2140.2816 | -11597.583 | 3039.981 | 1322.1603 | -369.4716 | 3784.6559 | -16.9844 | 1973.2245 | 81.9193 | 1848.4531 | -138.3176 | 115.6139 | 209.9989 | -218.5082 | -141.7815 | -767.3799 | -5618.3184 | -181.044 | -42.8404 | 1490.3428 | -2281.7944 | -1717.9671 | -941.1859 | -145.948 | 384.0569 | 2257.0958 | 5.6454 | -471.7879 | -34.7501 | 0.64568 | 335.623 | -1189.0714 | -0.66143 | 164.6113 | 93.3706 | -2274.5818 | -305.7513 | 2899.2756 | 1087.3093 | 4122.8845 | 59.1029 | -278.2778 | 2463.1194 | -2005.658 | 615.2756 | -287.1798 | -2690.8501 | 284.2973 | 4160.4508 | 210.1043 | -100.2562
2030-06-04 | 7 | -22.5363 | 2157.1055 | -63.2291 | -452.4057 | -80.8544 | -2358.7607 | -12268.4922 | 3538.5034 | 1198.5466 | -359.4976 | 3854.769 | 67.2021 | 2066.9348 | 206.9832 | 2058.478 | -81.3956 | 56.2603 | 209.9989 | -283.8187 | -353.0141 | -854.0362 | -5929.7446 | -230.0706 | -38.3963 | 1645.9895 | -2456.4485 | -1439.0366 | -1017.0603 | -156.4111 | 402.0207 | 2596.5601 | 5.3853 | -238.3289 | -163.5042 | 0.58211 | 486.6314 | -1446.5923 | 0.99997 | 0.99719 | 185.7369 | -2233.74 | -469.0624 | 3439.6565 | 1022.9019 | 4452.8926 | -2.5904 | -276.5929 | 2423.281 | -2392.3367 | 552.6218 | -76.4684 | -3068.1855 | 201.1978 | 4369.2686 | 210.1043 | -126.7704
2030-06-04 | 8 | -22.9184 | 2083.2522 | -66.2214 | -403.2004 | -6.3962 | -2451.821 | -12617.0254 | 3460.2058 | 1.0048 | -325.3932 | 4064.1218 | 194.9992 | 2144.1194 | 224.92 | 2038.6638 | -233.5697 | -20.3309 | 209.9989 | -289.753 | -8.9232 | -1455.0771 | -6287.0791 | -130.7935 | -6.0432 | 1370.5602 | -2522.0254 | -1864.755 | -1029.6638 | -146.5283 | 422.9094 | 2777.5144 | 513.0642 | -282.3761 | -235.9058 | 0.59865 | -170.4385 | -1458.322 | -525.6626 | 101.5906 | 449.4879 | -1883.2074 | -2.9393 | 3530.2788 | 1277.6227 | 4737.376 | -274.9361 | -272.4241 | 2105.5051 | -2781.8589 | 835.5005 | 845.522 | -2964.2278 | -427.3056 | 4451.3628 | 210.1043 | -122.2033
2030-06-04 | 9 | -23.8432 | 1883.1044 | -68.9334 | -470.2334 | -6.389 | -2364.7385 | -13380.4629 | 3829.5347 | -2.9215 | -325.4355 | 4028.1084 | 195.0002 | 1867.0349 | 251.731 | 2057.4397 | -437.6278 | -212.2622 | 209.9989 | -295.8303 | 24.0748 | -1503.4719 | -6458.7837 | -73.0605 | 7.0973 | 1397.2073 | -2739.7817 | -1624.042 | -1018.9495 | -142.7919 | 552.2464 | 2844.8228 | 653.4274 | -188.9426 | -316.6059 | 0.56681 | -120.1782 | -1338.022 | -282.9952 | 62.9766 | 449.6107 | -2094.7341 | 126.0545 | 3845.1711 | 1294.6603 | 5058.5142 | -259.2921 | -379.9241 | 1793.0344 | -3018.416 | 1023.2193 | 1069.5586 | -2608.7205 | -461.7585 | 5485.9072 | 210.1043 | -170.8175
2030-06-04 | 10 | -12.5741 | 1757.4911 | -58.0304 | -516.8137 | -296.9261 | -2182.1594 | -13122.5566 | 3245.1704 | -35.8047 | -328.2708 | 3986.5237 | 195.0025 | 1874.4978 | 273.3353 | 2076.3506 | -403.0928 | -404.1309 | 209.9989 | -321.7811 | -69.3631 | -1553.0464 | -6820.2295 | -105.7978 | -3.5666 | 1565.4607 | -2666.7627 | -1374.9447 | -986.287 | -141.6835 | 505.3689 | 2359.9368 | 5.2086 | -203.6329 | -427.5712 | 0.53929 | 325.5399 | -1631.9824 | -475.3828 | 0.99898 | 449.4615 | -2143.4045 | 6.3298 | 3734.0015 | 1285.0548 | 4811.2671 | -250.4321 | -456.5532 | 1620.8749 | -3102.3716 | 984.189 | 381.4518 | -2164.9434 | -250.1351 | 6575.4185 | 210.1042 | -238.3553
2030-06-04 | 11 | -14.4872 | 1456.6764 | -62.0838 | -623.2489 | -729.6615 | -1880.3571 | -12218.043 | 2412.7656 | -374.4312 | -335.2271 | 3953.1331 | 195.0004 | 2023.3368 | 281.8902 | 2085.6113 | -346.6616 | -468.2225 | 209.9989 | -366.6505 | -128.4364 | -1532.3618 | -6526.0352 | -87.1268 | -11.1779 | 1890.5432 | -2687.6206 | -1600.2677 | -921.1152 | -131.7641 | 509.3093 | 2161.6392 | 584.5906 | -221.569 | -338.2397 | 0.51944 | 589.5438 | -803.7797 | -948.1535 | 0.99917 | 80.6767 | -2172.1311 | -44.4308 | 3287.9795 | 1224.9426 | 4347.1968 | -245.3681 | -871.4619 | 1735.7611 | -2886.2383 | 980.7878 | 377.6424 | -2317.9988 | -248.7495 | 7618.042 | 210.1043 | -236.8031
2030-06-04 | 12 | -7.4831 | 1105.1801 | -58.7245 | -651.157 | -1298.8497 | -1455.444 | -10249.9658 | 1357.3926 | -79.2119 | -373.1967 | 3981.1211 | 58.803 | 1950.371 | 276.8315 | 2091.2527 | -261.1084 | -403.441 | 209.9989 | -364.8032 | -184.2464 | -1531.1152 | -6208.7515 | -204.3008 | -45.9447 | 1923.7706 | -2324.7151 | -1287.3363 | -793.4938 | -139.3875 | 392.884 | 1381.5748 | -14.1609 | -62.1145 | -296.9901 | 2.6571 | 2486.4514 | 1108.8761 | -188.1907 | 236.7753 | 34.7888 | -2082.2825 | -391.7987 | 3597.2546 | 1280.181 | 4786.3193 | -48.0584 | -276.6013 | 1579.9937 | -2949.6846 | 749.4783 | -224.4296 | -1973.056 | 130.3385 | 8331.373 | 210.1043 | -226.8577
2030-06-04 | 13 | -27.8511 | 132.1608 | -71.1191 | -557.4346 | -1744.205 | -709.6629 | -7381.3398 | 533.8752 | -94.0208 | -389.51 | 3976.7881 | -1.6197 | 1949.1222 | 435.1511 | 2234.3743 | -151.3162 | 261.3294 | 209.9989 | -332.7752 | -47.862 | -1283.0244 | -5648.0479 | -103.2873 | -75.1116 | 1859.0134 | -2377.8972 | -1027.8468 | -540.6214 | -110.5334 | 474.0303 | 1704.1093 | 1967.0092 | 39.2591 | 403.3831 | 4.4743 | 2655.3723 | 3492.0959 | -774.0771 | 100.2584 | 0.99995 | -1770.3447 | -246.8577 | 3085.2715 | 1208.988 | 4321.7856 | -229.1094 | -277.2553 | 1967.7084 | -2440.4087 | 775.881 | -135.3517 | -1550.2205 | -176.0201 | 7716.2764 | 210.1043 | -199.9179
2030-06-04 | 14 | -36.8634 | 767.1092 | -74.6808 | -588.9383 | -1648.9827 | -663.5258 | -5231.5547 | 1269.6013 | -532.5537 | -382.479 | 3983.0571 | 33.7155 | 1897.1233 | 500.7264 | 2297.3455 | -169.5455 | 317.4718 | 209.9989 | -321.6133 | 265.261 | -1218.972 | -4595.4775 | -160.93 | -73.8887 | 1689.0414 | -2393.7622 | -859.792 | -458.561 | -134.2697 | 393.2157 | 1816.5319 | 2827.5078 | 59.8481 | 429.857 | 5.7234 | 2717.5974 | 3446.71 | -843.6664 | 1.0002 | 183.282 | -1292.3075 | -465.8669 | 2958.3923 | 1228.4344 | 4087.957 | -236.7981 | -477.4822 | 2052.3357 | -2533.5349 | 603.8293 | -393.8116 | -1819.0413 | 28.0345 | 2701.4998 | 210.1043 | -118.1731
2030-06-04 | 15 | -33.3559 | 743.1426 | -73.7022 | -526.4482 | -1452.8623 | -632.2068 | -2360.386 | 1266.9126 | -1014.8687 | -371.5374 | 4000.3418 | 89.4158 | 1945.0287 | 559.9465 | 2337.8516 | -382.7491 | 301.1501 | 209.9989 | -300.4043 | 549.0853 | -1564.1799 | -4703.3237 | -137.4455 | -54.8699 | 1701.9203 | -2127.9487 | -1432.5322 | -413.8931 | -132.385 | 315.0027 | 1507.5182 | 2491.5881 | -369.4942 | 455.2109 | 4.8295 | 2366.1877 | 2601.7942 | -942.7183 | 1.0022 | 101.8339 | -750.8625 | -370.3817 | 3004.6863 | 1235.6653 | 4133.394 | -237.4011 | -677.5758 | 2131.8342 | -2659.7947 | 679.9103 | -551.5359 | -1387.2539 | 0.97632 | 33.8987 | 210.1043 | -115.5643
2030-06-04 | 16 | -35.49 | 784.2845 | -76.5522 | -479.0296 | -1183.8756 | -499.4944 | 46.2712 | 1088.1351 | -1490.9781 | -352.4592 | 4012.9126 | 159.1559 | 1908.0439 | 571.9151 | 2338.0125 | -532.1843 | 366.8741 | 209.9989 | -333.7303 | 454.4835 | -1510.3788 | -4856.3149 | -259.7608 | -60.0546 | 1701.7262 | -2002.4545 | -1496.9611 | -354.9754 | -143.6979 | 81.4586 | 1453.6495 | 2521.1423 | -506.6019 | 527.3243 | 4.5615 | 2355.9294 | 2788.031 | -555.1716 | 0.99678 | 171.0258 | -1058.4305 | -867.35 | 4054.1804 | 1254.1604 | 4920.3955 | -237.8853 | -322.78 | 2378.2737 | -2804.5754 | 547.449 | -2045.0825 | -375.1948 | -732.0508 | -1322.963 | 210.1043 | -286.2523
2030-06-04 | 17 | -43.0729 | 468.8207 | -80.0462 | -502.0995 | -801.7698 | -284.9299 | 1886.1743 | 973.116 | -1863.2872 | -358.865 | 3993.0918 | 120.0423 | 1796.3743 | 616.0709 | 2364.7644 | -745.2099 | 354.0576 | 209.9989 | -650.0054 | 515.6543 | -1522.2378 | -4271.1929 | -261.4045 | -29.1341 | 3400.0398 | -1951.7688 | -1659.1322 | -233.4503 | -128.5563 | 54.9701 | 1427.7662 | 3175.3845 | -647.4055 | 723.0749 | 5.5219 | 2367.1379 | 3596.1782 | -407.7592 | 1.002 | 1.0019 | -1007.1347 | -905.2362 | 4151.8208 | 1193.8043 | 4942.7002 | -235.6216 | -1199.2727 | 2339.3391 | -3288.2178 | 536.1487 | -1792.0543 | -242.0931 | -650.3735 | -259.8142 | 210.1043 | -238.347
2030-06-04 | 18 | -49.2936 | 0.9963 | -82.9523 | -484.5177 | -787.7509 | -45.8501 | 2860.0786 | 485.4608 | -1886.6438 | -372.731 | 3979.6199 | 92.3228 | 1212.574 | 653.1384 | 2400.2939 | -776.998 | 305.5491 | 209.9989 | -707.5422 | 457.0674 | -1602.1838 | -3397.6416 | -187.6637 | -23.8192 | 3855.3481 | -1822.0846 | -1519.8462 | -140.1115 | -100.817 | 131.6436 | 1228.5449 | 3555.7781 | -762.45 | 822.8452 | 5.3585 | 2342.9304 | 4264.6753 | -100.4833 | 40.7023 | 450.2774 | -775.5635 | -793.3328 | 4774.8403 | 1327.6974 | 5086.3462 | 260.0929 | -855.2065 | 2967.6096 | -3207.134 | 589.1551 | -1648.7463 | 1.004 | -680.8923 | 1100.6726 | 210.1043 | -236.311
2030-06-04 | 19 | -48.5528 | 43.4038 | -83.3847 | -456.9383 | -1159.6177 | -140.7972 | 3783.0693 | -90.7795 | -1739.092 | -358.9474 | 4010.2317 | 147.1229 | 752.0355 | 664.2236 | 2398.0933 | -774.2534 | 313.3244 | 209.9989 | -517.2107 | 739.7299 | -1531.5651 | -3089.8408 | -201.8188 | -46.0119 | 2838.7551 | -1761.6583 | -1964.08 | -151.0635 | -99.954 | 27.6685 | 928.582 | 3543.5613 | -983.3738 | 836.6774 | 5.3098 | 2425.9839 | 4192.3618 | -90.3042 | 41.7923 | 450.2886 | -1180.6984 | -773.0076 | 4472.0459 | 1296.5656 | 5067.2812 | 1.0487 | -523.4988 | 4375.7617 | -1921.4672 | 723.4675 | -1610.3674 | 764.3219 | -858.1242 | 2394.7959 | 210.1043 | -312.4098
2030-06-04 | 20 | -50.1148 | 439.9151 | -73.7455 | -516.8247 | -1248.8778 | -312.4115 | 3754.0933 | -2.066 | -1219.2535 | -371.1203 | 3954.8103 | 109.9327 | 1026.7589 | 654.2614 | 2418.0693 | -819.6696 | 360.162 | 209.9989 | -474.1044 | 630.8295 | -1522.8262 | -2700.2161 | -255.1086 | -53.5794 | 2740.4395 | -1898.1294 | -1514.6764 | -236.0614 | -112.5796 | -58.9385 | 1175.2952 | 4167.7134 | -667.7264 | 815.9093 | 5.4706 | 2542.2322 | 4373.2676 | -347.7682 | -64.7989 | 404.8304 | -941.6395 | -856.9775 | 4545.7148 | 1305.4731 | 5055.9561 | -3.4314 | -280.0666 | 3483.4741 | -2707.2869 | 507.8596 | -2831.2607 | 1242.5493 | -556.8121 | 2233.3582 | 210.1043 | -401.815
2030-06-04 | 21 | -44.1264 | 381.6253 | -69.6915 | -493.5824 | -1054.3296 | -238.3012 | 4002.4976 | 0.98307 | -173.3708 | -344.5804 | 3968.6074 | 194.9996 | 1746.5765 | 616.4046 | 2365.6047 | -790.7908 | 381.7026 | 209.9989 | -515.3704 | 764.0084 | -1348.0833 | -2384.0637 | -160.2055 | -33.7151 | 3023.8271 | -1668.9026 | -1937.9802 | -200.5485 | -105.2519 | 23.5382 | 918.0529 | 4106.8657 | -987.4009 | 744.3712 | 4.1349 | 2354.3135 | 3581.7925 | -539.818 | 94.936 | 450.3293 | -1503.8983 | -548.7017 | 3795.5596 | 1220.993 | 4698.481 | -250.0799 | -277.3202 | 2724.6511 | -2972.52 | 412.6809 | -1677.0363 | 273.3401 | 451.5237 | 1903.868 | 210.1043 | -190.7496
2030-06-04 | 22 | -51.6495 | 310.3456 | -72.1731 | -519.5472 | -1058.802 | -211.3546 | 3359.4731 | 351.5048 | -2.9534 | -344.7508 | 3925.9434 | 194.9731 | 1851.3066 | 577.5444 | 2335.0447 | -650.9986 | 525.7307 | 209.9989 | -599.0308 | 520.3466 | -1404.1594 | -3094.8906 | -98.3849 | -24.6438 | 3485.3171 | -1840.168 | -2134.6582 | -239.7942 | -105.2725 | 142.1288 | 943.4075 | 4657.1792 | -929.0062 | 889.8323 | 4.2605 | 2392.5925 | 3995.825 | -676.5273 | 140.7189 | 449.9761 | -1661.1949 | -249.9682 | 3582.7759 | 1241.3104 | 4685.5249 | -210.7535 | -277.0134 | 2823.8181 | -2932.7109 | 701.3392 | -367.9111 | -720.6926 | 77.2819 | 2933.2854 | 210.1042 | -194.8456
2030-06-04 | 23 | -51.872 | 727.1751 | -68.4362 | -580.6383 | -1132.3407 | -440.418 | 2737.6912 | 389.1599 | 708.2903 | -344.5443 | 3928.7075 | 189.4974 | 2022.9264 | 575.8981 | 2348.1174 | -1586.3807 | 205.3819 | 209.9989 | -698.8585 | 590.7555 | -1500.9767 | -2945.9614 | -135.0275 | -21.9992 | 3989.8611 | -2122.2891 | -2416.9802 | -341.2802 | -119.5948 | 45.0047 | 1131.1282 | 5495.5991 | -762.7872 | 1059.2072 | 5.1982 | 2619.7275 | 4477.2739 | -966.306 | 1.0032 | 101.1332 | -1660.8737 | -152.6278 | 2918.5039 | 1181.316 | 4041.7686 | -268.442 | -277.5026 | 2784.0745 | -2542.5576 | 928.2371 | -114.9424 | -587.6203 | 74.7397 | 2900.2317 | 210.1043 | -321.5048
2030-06-04 | 24 | -42.6046 | 1084.4591 | -61.1236 | -568.2491 | -1446.2729 | -525.4714 | 873.644 | 737.761 | 1008.7128 | -344.3971 | 3892.8687 | 192.8456 | 2145.5139 | 500.4068 | 2288.3984 | -1157.0664 | 201.2618 | 209.9989 | -709.3186 | 372.1542 | -1595.8416 | -3754.6812 | -174.5048 | -34.7746 | 4027.5635 | -2289.7234 | -1936.7538 | -443.2017 | -141.4552 | 94.7121 | 941.6204 | 5219.6875 | -511.0097 | 986.1722 | 5.7001 | 2885.5579 | 3939.8162 | -211.4323 | 226.5136 | 0.99736 | -1464.6908 | -8.1291 | 2852.8428 | 1288.2635 | 4015.1157 | 0.99098 | -279.6644 | 2592.9312 | -2044.2761 | 762.0639 | -395.4279 | -781.89 | 397.0233 | 2547.5837 | 210.1043 | -278.2286
2030-06-05 | 1 | -48.8794 | 737.8819 | -59.9051 | -579.2006 | -1916.2568 | -484.3146 | -1786.3104 | 472.6497 | 1379.3829 | -295.5485 | 3792.3684 | 120.6164 | 1985.3972 | 458.0112 | 2269.2905 | -1047.6729 | 270.7854 | 209.9989 | -563.836 | 404.8604 | -1787.5245 | -3734.353 | -92.6771 | -27.3385 | 2998.7 | -2335.1836 | -1328.957 | -409.27 | -110.8166 | 199.8999 | 1465.6444 | 5501.1987 | -301.6744 | 1055.3674 | 6.2354 | 1558.8932 | 4342.4053 | 1.0011 | 546.0117 | 1.0023 | -1120.1505 | 283.3367 | 1846.4702 | 1011.8229 | 3619.28 | 0.99385 | -278.86 | 2920.4541 | -176.9312 | 910.5654 | -16.9117 | -547.509 | 46.2045 | 5444.9888 | 210.1043 | -177.4657
2030-06-05 | 2 | -44.0529 | 791.472 | -60.7227 | -634.5275 | -1954.9985 | -966.7374 | -4362.2559 | 162.8871 | 1633.422 | -245.414 | 3638.4033 | -18.7412 | 1872.2389 | 425.0709 | 2275.1602 | -614.6301 | 209.9427 | 209.9989 | -437.988 | 266.011 | -1436.3911 | -4180.7852 | -119.2028 | -20.0737 | 2184.4995 | -2621.2893 | -957.1772 | -630.3959 | -105.5196 | 178.6696 | 2364.136 | 4508.8169 | 194.0557 | 627.119 | 5.4768 | 1041.6908 | 4022.3726 | 1.0021 | 618.287 | 1 | -1284.3353 | 56.322 | 1633.9244 | 742.5041 | 3420.3215 | 1.0018 | -279.0915 | 3058.6191 | -358.5981 | 738.0719 | -561.1783 | -631.2918 | 138.8972 | 9039.0625 | 210.1042 | -175.5782
2030-06-05 | 3 | -37.8478 | 679.6218 | -55.696 | -631.9273 | -1566.717 | -1110.7238 | -7572.4595 | 757.1382 | 1981.7354 | -242.9955 | 3603.1614 | -191.003 | 1884.7147 | 316.8779 | 2171.5667 | 38.8244 | 148.507 | 209.9989 | -189.7704 | 300.3908 | -1208.105 | -5185.4004 | -73.3413 | -32.2765 | 916.1756 | -2399.7883 | -1262.1462 | -678.4248 | -92.2588 | 311.6068 | 2207.2988 | 3111.7483 | -114.7547 | 583.8568 | 3.3415 | 678.4147 | 3705.0039 | -1.9919 | 651.3672 | 1.0001 | -1776.3162 | 49.2143 | 1593.1499 | 475.8937 | 3410.031 | -2.457 | -277.1574 | 2972.1489 | -957.5641 | 874.2579 | -885.682 | -1145.9205 | 1.0011 | 9149.9287 | 210.1043 | -168.9408
2030-06-05 | 4 | -32.5681 | 1578.4498 | -52.2751 | -527.6232 | -883.4687 | -1857.6917 | -9615.5576 | 2212.0928 | 1800.636 | -383.6058 | 3543.3638 | -115.3632 | 1883.2305 | -15.2266 | 1754.1117 | 837.3058 | 82.7936 | 209.9989 | -159.4045 | -30.4577 | -828.962 | -5775.6909 | -156.5912 | -48.1805 | 1134.1924 | -2581.0171 | -1417.0334 | -901.3085 | -127.2278 | 359.908 | 2265.2476 | 1315.5498 | -226.2227 | 205.7506 | 0.63235 | 550.6927 | 1489.3672 | 1.011 | 674.2987 | 0.96282 | -1968.2457 | -235.5674 | 1457.2972 | 589.9921 | 3315.2893 | 1.0099 | -278.8893 | 2710.8818 | -1134.0752 | 552.9925 | -682.0952 | -2215.3552 | 552.5689 | 8804.1758 | 210.1043 | -89.147
2030-06-05 | 5 | -19.9414 | 2121.249 | -48.7323 | -491.6961 | -539.2916 | -2243.1396 | -10941.4375 | 2978.022 | 1819.6108 | -386.758 | 3458.5671 | -138.1982 | 1888.1171 | -6.2917 | 1741.1597 | 1172.0684 | 276.9565 | 209.9989 | -162.8642 | -165.6885 | -788.6443 | -5782.6313 | -213.3457 | -70.7173 | 1323.1396 | -2458.0386 | -1418.5265 | -1003.959 | -151.2159 | 326.1144 | 2345.594 | 4.0831 | -179.7918 | -35.5011 | 0.61517 | 937.366 | -827.1527 | 49.7785 | 622.8311 | 0.99937 | -1932.7274 | -371.1719 | 1560.2821 | 600.1644 | 3322.25 | 33.0487 | -279.0376 | 2383.7905 | -1597.5143 | 392.5702 | -691.799 | -2720.3599 | 796.6577 | 6402.4038 | 210.1043 | -39.2966
2030-06-05 | 6 | -26.3983 | 2187.7236 | -60.5076 | -388.7755 | -256.6588 | -2414.6411 | -11778.1621 | 3532.3374 | 1906.9939 | -350.433 | 3564.4648 | 20.9693 | 1932.3611 | -45.5164 | 1648.3059 | 1291.3661 | 313.9464 | 209.9989 | -170.7036 | -150.8105 | -1118.2917 | -5951.8911 | -182.3716 | -76.9189 | 899.1429 | -2534.1172 | -1502.762 | -1029.3452 | -155.6758 | 374.7108 | 2405.7959 | 4.0889 | -132.6356 | -69.7578 | 0.57027 | 1029.6962 | -1307.0935 | -19.9443 | 553.6066 | 0.99816 | -1694.8516 | -124.0665 | 1805.0056 | 634.9946 | 3468.1694 | -2.7998 | -278.9355 | 1632.1486 | -2570.2695 | 489.4621 | 0.99164 | -3348.1431 | 540.8934 | 5012.5254 | 210.1043 | -0.73994
2030-06-05 | 7 | -27.8227 | 2087.0598 | -65.6202 | -409.2296 | -117.0263 | -2422.9187 | -12120.2988 | 3823.3159 | 1094.2854 | -314.0291 | 3881.0718 | 140.6306 | 2107.3223 | -91.2069 | 1607.6656 | 1145.9994 | 283.0281 | 209.9989 | -169.6775 | -308.5775 | -1126.9589 | -6106.8794 | -198.4094 | -70.1603 | 867.958 | -2647.0066 | -1239.6212 | -1034.5566 | -153.5526 | 451.6693 | 2606.7578 | 3.9758 | -2.0932 | -119.7049 | 0.55953 | 870.2135 | -1372.2643 | -217.4392 | 127.7382 | 1.0009 | -1872.4553 | -306.5729 | 3248.512 | 1107.1219 | 4311.3154 | 0.98926 | -277.7805 | 2089.231 | -1820.1582 | 623.4316 | -61.6726 | -3095.9866 | -135.0869 | 5614.9355 | 210.1043 | -138.9646
2030-06-05 | 8 | -23.5201 | 1826.4409 | -59.4227 | -547.8057 | -6.8174 | -2238.0764 | -12655.2246 | 3946.7993 | 1.0055 | -331.6096 | 3907.3162 | 195.0011 | 2132.8042 | -15.1137 | 2021.6416 | 1006.7728 | 159.4744 | 209.9989 | -174.7359 | -102.5167 | -1280.4139 | -6057.8857 | -94.113 | -43.8635 | 834.8405 | -2707.6404 | -1405.583 | -1012.3721 | -139.8475 | 601.1749 | 2807.4246 | 0.99639 | -53.8323 | -129.6566 | 0.56205 | 257.2 | -266.8007 | -325.3818 | 421.5802 | 82.0624 | -2079.9226 | 55.3565 | 3849.5544 | 1277.3987 | 5043.2026 | -3.4553 | -276.5424 | 2417.4092 | -1509.9419 | 934.4001 | 1119.9382 | -3047.8662 | -609.7297 | 6234.4028 | 210.1043 | -128.5074
2030-06-05 | 9 | -31.015 | 1483.0145 | -66.3847 | -596.015 | -425.7307 | -1945.6666 | -11592.7129 | 3089.3433 | -3.0733 | -326.0197 | 3914.6067 | 195.0008 | 1864.9202 | 0.99934 | 2032.2657 | 987.7486 | 80.8596 | 209.9989 | -168.5616 | 179.7314 | -1680.6652 | -6330.5391 | -34.1687 | -31.2815 | 619.5492 | -2842.6448 | -1833.0875 | -934.9274 | -124.4343 | 562.3677 | 2813.8091 | 658.0511 | -169.5709 | 37.0057 | 0.54999 | 86.9579 | 1707.5 | -737.333 | 109.4107 | 449.3426 | -1790.0687 | 313.9512 | 3824.4241 | 1282.978 | 4887.6851 | -258.9934 | -272.3961 | 2055.6602 | -1605.7822 | 1053.8696 | 1253.24 | -2137.8594 | -392.7356 | 6258.334 | 210.1043 | -187.5415
2030-06-05 | 10 | -33.1116 | 837.6141 | -64.8143 | -602.793 | -883.6549 | -1440.0775 | -10618.8467 | 2180.5696 | -3.0854 | -325.0847 | 3909.5007 | 195.0012 | 1533.7244 | 116.6576 | 2063.8245 | 752.5911 | -12.2331 | 209.9989 | -272.7724 | 185.6636 | -1782.9731 | -6703.5396 | -50.0021 | -33.5716 | 1271.4285 | -2436.3142 | -1874.0454 | -792.9753 | -113.9198 | 524.6812 | 2826.6428 | 1416.1608 | -166.3471 | 158.2175 | 0.46067 | 338.895 | 2739.3877 | -720.476 | 215.4372 | 449.3868 | -1890.0211 | 193.8006 | 3811.9795 | 1262.0376 | 5080.8364 | -252.5767 | -317.3149 | 1823.792 | -1418.6493 | 1127.5166 | 601.7045 | -1586.7947 | -435.9204 | 6849.3501 | 210.1043 | -275.6
2030-06-05 | 11 | -26.0056 | 660.1105 | -68.437 | -704.979 | -1158.1761 | -1310.772 | -10569.1602 | 2028.0544 | -345.1452 | -324.3076 | 3898.7327 | 194.9988 | 1608.1613 | 129.4601 | 2046.7729 | 753.5775 | -86.3245 | 209.9989 | -417.8765 | 108.3996 | -1756.0684 | -6914.3203 | -58.6603 | -59.3337 | 2317.0364 | -2465.8557 | -1849.9122 | -783.5318 | -115.5784 | 562.606 | 2433.6233 | 1401.7585 | -190.5878 | 69.0545 | 0.43142 | 1045.4478 | 4183.4292 | -305.7586 | 127.0106 | 449.1982 | -2014.4214 | 191.3586 | 3927.9292 | 1278.8989 | 5063.2563 | -249.2116 | -276.5712 | 1516.8463 | -1293.905 | 1188.2616 | 418.9455 | -2242.6272 | -540.0652 | 8186.6919 | 210.1043 | -268.1589
2030-06-05 | 12 | -40.3019 | 394.1171 | -78.2158 | -726.9178 | -1583.7377 | -1066.9775 | -9362.9805 | 1265.0898 | -3.057 | -327.2157 | 3908.1003 | 195.0002 | 1630.8362 | 138.0578 | 2053.7124 | 538.1229 | -10.0172 | 209.9989 | -479.765 | 229.805 | -1826.2949 | -7090.0259 | -81.4568 | -58.0003 | 2769.021 | -2627.6838 | -1921.8943 | -706.3601 | -108.3055 | 447.3363 | 2201.8345 | 2589.9788 | -242.9318 | 360.7892 | 0.41249 | 1556.3108 | 4762.3838 | -20.4227 | 301.015 | 247.8579 | -2013.5564 | 56.6867 | 3878.1375 | 1312.7263 | 5085.1504 | -3.1752 | -277.5295 | 1387.941 | -1431.1827 | 1057.1528 | -151.2996 | -1587.3763 | -432.5504 | 8382.6807 | 210.1043 | -222.8479
2030-06-05 | 13 | -54.4668 | 337.248 | -96.5435 | -724.6315 | -1711.38 | -777.4141 | -6368.9038 | 922.6537 | -37.9801 | -342.7964 | 3900.9575 | 194.9992 | 1797.7721 | 169.8997 | 2105.8032 | 681.3716 | 238.1235 | 209.9989 | -528.5294 | 224.7492 | -1803.382 | -6845.9658 | -113.8203 | -67.1673 | 2824.8015 | -2912.0029 | -2066.0452 | -583.2828 | -114.1423 | 297.1314 | 1835.3988 | 4425.0903 | -199.8931 | 800.0735 | 2.2434 | 2460.4199 | 5181.251 | -614.5735 | 401.3334 | 0.99939 | -1899.3384 | -174.988 | 3294.042 | 1227.7849 | 4619.937 | -3.1387 | -277.9211 | 1782.9989 | -1192.4486 | 977.8976 | -35.1549 | -1234.2692 | -65.9642 | 7242.499 | 210.1043 | -152.795
2030-06-05 | 14 | -44.8228 | 985.3267 | -93.8753 | -643.3723 | -1616.3617 | -996.8787 | -4122.0439 | 1615.702 | -601.1234 | -383.8382 | 3892.4355 | 31.4153 | 1791.9996 | 170.6171 | 2154.8176 | 299.8677 | 318.635 | 209.9989 | -505.6932 | 174.5777 | -2036.6749 | -6567.6494 | -177.5673 | -58.7641 | 2714.5981 | -2777.5652 | -2119.4595 | -612.726 | -137.2573 | 196.6308 | 2142.5117 | 4125.8257 | -185.7468 | 609.7044 | 3.0968 | 2324.9067 | 3886.8613 | -584.783 | 422.7183 | 1.0013 | -1192.2395 | -237.4461 | 3231.3445 | 1255.0374 | 4591.7183 | -3.1731 | -364.0935 | 1938.2795 | -1119.9822 | 778.4996 | -997.5336 | -1046.3387 | -1.3687 | 3852.7649 | 210.1043 | -113.0935
2030-06-05 | 15 | -42.6219 | 904.526 | -92.3743 | -635.4993 | -1249.7159 | -862.7535 | -1518.428 | 1319.257 | -1396.6638 | -357.1768 | 3872.9465 | 169.3668 | 1754.1531 | 152.7312 | 2109.2148 | 1010.2099 | 641.7679 | 209.9989 | -499.1913 | 369.9207 | -2201.8389 | -6280.2363 | -204.2857 | -43.2186 | 2478.5752 | -2598.4304 | -1983.2427 | -529.3583 | -130.0606 | 32.9959 | 2309.8418 | 3430.6553 | -215.6778 | 546.7572 | 2.9734 | 2299.0081 | 4415.9233 | -628.0717 | 314.6998 | 0.99973 | -990.8062 | -424.1225 | 3205.9365 | 1258.3228 | 4476.4971 | -3.1925 | -589.3585 | 1947.2496 | -1321.0651 | 779.7215 | -1368.2157 | -677.2385 | -608.6231 | 2617.2766 | 210.1043 | -225.3604
2030-06-05 | 16 | -47.6869 | 824.8343 | -95.3038 | -641.6998 | 54.5262 | -658.5453 | 399.9821 | 2109.0015 | -1969.7697 | -342.4235 | 3868.7239 | 194.9998 | 1695.5312 | 316.8232 | 2149.8652 | 160.7268 | 504.1501 | 209.9989 | -486.0116 | 339.3462 | -2121.2434 | -6184.6841 | -251.6815 | -39.2972 | 2506.042 | -2581.2236 | -2342.5835 | -478.7172 | -135.3396 | 1.0024 | 1989.6796 | 4290.082 | -411.6012 | 730.3663 | 2.8214 | 2013.7747 | 4649.6743 | -326.4323 | -110.4703 | 450.3057 | -939.988 | -574.8485 | 4568.5332 | 1255.2333 | 5076.2642 | 0.99025 | -832.9017 | 2097.6213 | -1893.2196 | 633.1037 | -875.2458 | -1059.8315 | -197.1902 | 2090.1646 | 210.1043 | -110.1318
2030-06-05 | 17 | -51.9958 | 431.7636 | -98.7848 | -638.8918 | -144.6303 | -504.7572 | 749.5132 | 1801.3652 | -2234.5632 | -343.8433 | 3866.4478 | 195.0016 | 1668.3453 | 323.6468 | 2153.387 | 256.127 | 667.9962 | 209.9989 | -560.6638 | 533.5386 | -2360.0457 | -6155.0205 | -170.7349 | -29.8946 | 3025.2131 | -2562.0562 | -2744.7942 | -412.1225 | -115.3962 | 90.7533 | 1949.3748 | 4910.3101 | -526.3615 | 807.9008 | 2.85 | 1953.8168 | 4880.8428 | -336.4827 | -75.9953 | 357.3 | -437.6565 | -296.3907 | 4537.0269 | 1265.9199 | 5079.2944 | -3.4714 | -954.9501 | 2286.7307 | -1797.207 | 837.9 | -638.547 | -844.8732 | -320.53 | 3967.6592 | 210.1043 | -132.3255
2030-06-05 | 18 | -61.6018 | 298.9673 | -106.9827 | -682.7289 | -388.2449 | -466.3528 | 868.1073 | 1583.4355 | -1769.5836 | -333.2964 | 3847.9912 | 195.0017 | 1606.9078 | 198.2874 | 2107.124 | 235.3615 | 716.0015 | 209.9989 | -806.6149 | 451.0213 | -2457.957 | -5706.0278 | -135.2429 | -14.927 | 4228.7129 | -2713.4043 | -2515.9702 | -407.2901 | -104.6636 | 112.7109 | 2094.8108 | 6001.8018 | -440.7217 | 946.3093 | 2.8603 | 2141.499 | 6354.1582 | -333.8168 | -37.7501 | 273.5934 | -489.8721 | -271.6696 | 4509.272 | 1273.224 | 5074.3242 | -3.3806 | -955.0189 | 2490.3865 | -1799.377 | 928.4801 | -668.3871 | -412.258 | -416.4746 | 4870.3945 | 210.1043 | -163.8887
2030-06-05 | 19 | -59.0975 | 515.9099 | -106.1464 | -690.5161 | -711.5584 | -557.0051 | 1078.9574 | 1386.302 | -1218.5065 | -345.0988 | 3899.5762 | 195.0007 | 1129.3802 | 214.1571 | 2109.719 | -411.1309 | 434.1775 | 209.9989 | -554.5502 | 348.5266 | -2327.3113 | -5893.1641 | -249.6559 | -46.8543 | 2806.3967 | -2827.1401 | -2177.3367 | -450.1932 | -116.0682 | 1.0002 | 2144.459 | 5892.6699 | -276.5262 | 874.0317 | 3.0018 | 2341.9038 | 5840.7153 | -297.1828 | 0.99903 | 187.7525 | -978.1884 | -525.7537 | 4322.812 | 1201.0615 | 4996.2222 | -60.0558 | -867.5748 | 4102.2549 | -972.8236 | 750.9866 | -1340.5579 | 28.3238 | -548.4456 | 5995.2964 | 210.1043 | -179.9517
2030-06-05 | 20 | -52.7725 | 594.3916 | -98.1087 | -644.7019 | -766.8962 | -527.191 | 1082.5793 | 1418.3914 | -902.778 | -347.8648 | 3837.3562 | 195.0001 | 1786.0802 | 175.4894 | 2094.2068 | -411.1198 | 445.1711 | 209.9989 | -530.9661 | 326.46 | -2113.803 | -5876.0532 | -234.5018 | -51.0602 | 2798.834 | -2697.7517 | -2028.1273 | -468.3374 | -123.5787 | -13.2929 | 1995.141 | 5102.3413 | -304.0238 | 769.858 | 2.8474 | 2528.1555 | 4688.791 | -746.9181 | 52.4245 | 450.2394 | -1038.1176 | -543.4692 | 3408.7979 | 1214.1466 | 4506.5103 | -261.2884 | -277.313 | 2555.5769 | -1760.324 | 457.68 | -1697.1932 | -3.298 | 383.1469 | 4587.1118 | 0.10427 | -103.8624
2030-06-05 | 21 | -56.1706 | 507.0138 | -86.5828 | -672.9317 | -1145.1012 | -490.7244 | 1536.1843 | 1191.4928 | -882.2767 | -347.9508 | 3851.1172 | 195 | 1370.9615 | 147.6033 | 2092.8086 | -28.0731 | 431.4249 | 209.9989 | -527.2776 | 349.2058 | -2309.9753 | -6448.1396 | -185.9431 | -55.9053 | 2900.5071 | -2551.6401 | -2355.4553 | -451.4277 | -120.8623 | 43.8262 | 1618.7926 | 5762.5625 | -438.1796 | 920.0733 | 2.3498 | 2418.2131 | 5793.8872 | -535.0929 | 508.1131 | 82.1807 | -984.0562 | -279.2265 | 3249.6863 | 1262.4928 | 4681.1494 | -3.4075 | -277.271 | 2808.092 | -1369.1722 | 799.7866 | -797.1381 | 1.0092 | 479.9274 | 5157.1147 | 210.1043 | -112.6349
2030-06-05 | 22 | -64.298 | 684.6692 | -87.811 | -729.554 | -1192.2263 | -557.8734 | 550.3275 | 1559.0271 | -355.4508 | -342.5257 | 3839.4568 | 195.001 | 1532.4982 | 148.3189 | 2086.8408 | -99.0405 | 459.2391 | 209.9989 | -609.696 | 519.5029 | -2152.9998 | -6407.7651 | -186.1689 | -29.8793 | 3371.2415 | -2796.2947 | -2411.343 | -540.3286 | -131.0134 | 76.9463 | 2229.7178 | 6525.2539 | -293.2688 | 1052.6312 | 1.8224 | 1315.6566 | 6724.2944 | -448.483 | 545.874 | 58.3321 | -1269.7585 | -171.3246 | 3311.4348 | 1291.8368 | 4698.4219 | -3.6711 | -277.6825 | 2694.1365 | -1444.3136 | 788.2261 | -525.7585 | -351.5829 | 279.313 | 4970.5547 | 210.1043 | -146.8906
2030-06-05 | 23 | -63.3647 | 490.3578 | -76.6818 | -744.4322 | -1489.4462 | -464.0154 | -1246.4154 | 1473.2479 | 378.3378 | -330.4525 | 3812.9998 | 194.9992 | 1791.5585 | 174.9934 | 2084.1055 | -13.0457 | 375.0295 | 209.9989 | -638.6239 | 492.6582 | -1898.4427 | -6294.2773 | -97.1993 | -12.4515 | 3624.8525 | -2750.8982 | -2618.6091 | -526.8667 | -119.3177 | 334.231 | 2731.1455 | 6434.5767 | -202.3421 | 935.6987 | 0.29872 | 856.6038 | 6607.397 | -5.3616 | 1017.9435 | 1.0016 | -1715.7941 | 92.5546 | 3449.2905 | 1471.613 | 4887.354 | 390.6116 | -280.0828 | 2754.0371 | -1255.601 | 913.2328 | -54.8942 | -949.4699 | -56.9656 | 7513.8188 | 210.1043 | -194.6115
2030-06-05 | 24 | -74.7657 | -521.3378 | -67.5279 | -673.4774 | -1706.8628 | -62.9876 | -4376.4937 | 691.8506 | 377.1367 | -329.6565 | 3813.572 | 160.1888 | 1817.5171 | 146.197 | 2063.3179 | -58.4464 | 492.0148 | 209.9989 | -431.5456 | 511.5118 | -1750.4685 | -6134.4883 | 55.1898 | -5.9914 | 2126.3198 | -2629.6787 | -2346.4453 | -404.9642 | -80.9545 | 616.0126 | 2796.1267 | 7526.3052 | -186.4186 | 1414.8784 | 0.4511 | 463.8867 | 7923.6982 | -157.6758 | 465.7964 | 0.99683 | -1798.8268 | 645.4826 | 2808.0005 | 1094.2838 | 4290.499 | 0.99364 | -278.6864 | 2584.6021 | -1071.0996 | 1193.2142 | 325.2054 | -1541.4136 | -226.8677 | 8673.166 | 210.1043 | -196.6313
2030-06-06 | 1 | -69.491 | -246.7785 | -64.4429 | -724.3409 | -1874.9396 | -491.188 | -7350.1816 | 692.024 | 1056.6691 | -352.5737 | 3628.8799 | 79.3796 | 1975.7231 | 221.0987 | 2098.7402 | -146.073 | 492.8166 | 209.9989 | -338.1011 | 452.5216 | -1576.8142 | -5900.2871 | 97.4794 | -39.5891 | 1582.3621 | -3070.4282 | -2305.0925 | -552.1804 | -72.182 | 721.7168 | 2647.7021 | 7131.1216 | -116.5615 | 1272.6282 | 0.46672 | 844.4584 | 6794.9292 | -137.7906 | 488.9358 | 0.99994 | -1719.1084 | 752.5762 | 1566.2139 | 795.1713 | 3369.8403 | 0.99194 | -279.1887 | 2639.8376 | -823.4836 | 1269.0288 | 345.2354 | -1160.5061 | -204.0915 | 9863.5859 | 210.1043 | -205.1662
2030-06-06 | 2 | -46.8572 | 32.7724 | -53.6348 | -635.5637 | -1518.8884 | -706.858 | -8142.1929 | 948.3765 | 1408.6394 | -344.7037 | 3490.8782 | 84.3606 | 1881.0488 | 1.0009 | 2007.2374 | 75.6286 | 298.3366 | 209.9989 | -339.8713 | 390.2562 | -1318.198 | -5621.4658 | 21.2954 | -44.781 | 1616.4469 | -2643.1394 | -2359.2651 | -584.7963 | -76.754 | 580.0694 | 1992.7668 | 5337.0571 | -384.2008 | 849.642 | 0.47193 | 763.4006 | 4307.5391 | -118.9791 | 306.7326 | 1.0006 | -1833.718 | 399.3435 | 1518.6588 | 637.8421 | 3128.8223 | -2.8028 | -279.1389 | 2535.4546 | -958.8393 | 1077.7286 | -422.8539 | -940.5135 | -1.8043 | 8064.687 | 210.1043 | -203.9028
2030-06-06 | 3 | -28.516 | 792.8602 | -49.7046 | -624.0426 | -1228.226 | -1223.967 | -9330.0703 | 1563.494 | 1791.5695 | -349.7546 | 3510.3252 | 71.4515 | 1909.2856 | -120.1541 | 2068.2446 | 696.7753 | 137.5404 | 209.9989 | -203.6221 | 424.7185 | -1254.2543 | -5520.9019 | -1.4487 | -70.9574 | 1067.7542 | -2630.1936 | -2441.4131 | -719.6533 | -97.0851 | 487.6522 | 1615.7251 | 3349.4954 | -585.6456 | 403.8264 | 0.45075 | 809.6669 | 2024.0758 | -109.942 | 262.3835 | 1.0002 | -1811.9459 | 315.6306 | 1683.6155 | 522.3731 | 3141.2109 | -2.3479 | -276.7396 | 2637.4099 | -841.15 | 1014.3694 | -85.5795 | -1723.0272 | 1.0009 | 7549.8208 | 210.1043 | -169.5574
2030-06-06 | 4 | -3.9114 | 639.1746 | -37.8554 | -427.7214 | -1092.0173 | -1065.4227 | -9187.9053 | 1741.1897 | 1929.0706 | -309.8661 | 3620.6155 | -101.1123 | 1894.4475 | 0.99919 | 1383.5468 | 702.4548 | -202.3397 | 209.9989 | -122.6727 | 231.3576 | -1181.1697 | -5789.5469 | -66.7065 | -72.2613 | 791.8412 | -1764.0319 | -1837.6851 | -639.3162 | -110.3488 | 412.4781 | 742.5476 | 1059.3177 | -798.634 | -7.4505 | 0.7197 | 391.0486 | -617.8741 | -146.6334 | 279.6461 | 1.0021 | -1702.1134 | 66.8142 | 1595.9586 | 536.6323 | 3073.5103 | 1.0113 | -278.3799 | 2857.8271 | -544.2129 | 860.2286 | -173.438 | -2029.0017 | 215.0625 | 5295.3975 | 210.1043 | -144.5155
2030-06-06 | 5 | -1.554 | 922.858 | -38.1417 | -411.0134 | -965.841 | -1250.1779 | -9206.1113 | 1956.5908 | 1945.2671 | -166.6815 | 3510.0535 | -194.9864 | 1843.1157 | -84.6457 | 1279.0167 | 614.0689 | -227.5655 | 209.9989 | -329.8918 | 63.6894 | -1214.4282 | -5844.1387 | -105.0326 | -55.3763 | 1847.307 | -1758.9943 | -1046.1918 | -687.1979 | -120.2367 | 381.3433 | 775.4014 | 452.3423 | -626.6014 | -117.2955 | 1.928 | 527.0921 | -689.995 | 1.0009 | 389.2891 | 1.0022 | -1660.162 | -2.2834 | 1391.4398 | 608.4543 | 2998.8245 | -2.7234 | -278.9692 | 2701.2346 | -802.7454 | 805.9039 | -85.9932 | -2297.2153 | 158.6227 | 5068.7539 | 210.1043 | -126.889
2030-06-06 | 6 | -11.4132 | 1005.0626 | -41.5892 | -481.3438 | -1066.49 | -1272.5157 | -8552.3311 | 1725.5389 | 1684.9105 | -101.8369 | 3867.4521 | 26.1514 | 1971.3973 | 40.814 | 1489.2427 | 818.7783 | 26.6694 | 209.9989 | -313.5792 | -246.5833 | -1215.4152 | -6005.7632 | -192.7498 | -68.8208 | 1668.7052 | -2113.3552 | -58.5415 | -691.863 | -120.7391 | 338.6354 | 1345.0248 | 931.3063 | -104.9332 | 24.9011 | 4.2062 | 864.2148 | 864.3134 | -2.3442 | 174.2295 | 1 | -1935.9545 | -388.1824 | 2392.1729 | 969.2968 | 3503.3955 | 235.0387 | -281.0213 | 2941.9392 | -322.5343 | 850.0783 | -84.5076 | -1566.099 | -57.1624 | 5797.5254 | 210.1043 | -204.5023
2030-06-06 | 7 | -20.7157 | 732.0048 | -49.3303 | -490.8893 | -1376.4995 | -1083.068 | -7390.2007 | 861.9042 | 787.8877 | -112.3097 | 3978.634 | 48.5949 | 2148.3406 | 139.637 | 1698.7135 | 494.8163 | 178.4987 | 209.9989 | -295.063 | -166.8395 | -1644.1434 | -5862.0698 | -150.4545 | -79.393 | 1725.8392 | -2129.5034 | -120.8514 | -633.9775 | -112.2969 | 308.8385 | 1633.5706 | 1574.554 | -77.6217 | 306.6243 | 3.7742 | 1279.4449 | 1899.8654 | -121.7864 | 1.0011 | -2.2261 | -1321.2167 | -100.4141 | 2955.3638 | 1078.5076 | 3950.6965 | 1.0181 | -277.8645 | 2927.6121 | -681.8409 | 767.7711 | 0.99853 | -1193.3896 | -211.7596 | 6737.5684 | 210.1043 | -245.4926
2030-06-06 | 8 | -15.2711 | 517.262 | -49.771 | -462.4973 | -1539.5778 | -916.7964 | -6984.6235 | 724.0609 | 407.6181 | -146.9592 | 3967.7307 | 1.0004 | 2086.7241 | 230.6378 | 1960.3069 | 101.351 | 197.9075 | 209.9989 | -335.2348 | -1.6596 | -1889.6553 | -5801.1514 | -96.4088 | -93.7149 | 2014.2606 | -1867.504 | -373.3819 | -557.3285 | -113.3217 | 372.5292 | 1215.5444 | 1766.0917 | -271.0669 | 331.3986 | 4.0927 | 1600.7351 | 1859.1477 | -237.2479 | 373.6135 | 1.0321 | -1287.5969 | 119.6795 | 3523.7073 | 1213.1265 | 4721.7583 | -3.3261 | -276.5077 | 2836.4758 | -586.2595 | 904.0767 | 746.6211 | -1150.7625 | -259.228 | 4889.2192 | 210.1043 | -228.3534
2030-06-06 | 9 | -16.5461 | 755.6483 | -54.7168 | -477.761 | -1876.8781 | -1109.5935 | -6863.7271 | 628.666 | 250.9798 | -377.9028 | 3998.3655 | -46.9805 | 1806.9392 | 277.6172 | 2160.2104 | -253.9361 | 233.4942 | 209.9989 | -445.0359 | -96.735 | -1797.3087 | -5645.4634 | -117.2309 | -107.989 | 2945.3518 | -2143.8911 | -505.9843 | -627.2987 | -123.7502 | 397.9317 | 1098.4742 | 2194.1492 | -94.4401 | 192.0591 | 4.5407 | 2749.9485 | 1698.6288 | -363.5185 | 0.99927 | 449.4718 | -1473.9565 | 61.2219 | 3537.8584 | 1176.2347 | 4432.5054 | -3.2207 | -274.8787 | 2639.0552 | -503.6388 | 866.1954 | 431.1767 | -1183.3413 | -173.0437 | 5835.1826 | 210.1043 | -271.4657
2030-06-06 | 10 | -25.1818 | 178.3166 | -60.8885 | -473.7965 | -1814.4659 | -682.2953 | -5266.4756 | 1054.5886 | 316.0512 | -401.0096 | 4018.0754 | -33.9416 | 1917.4668 | 286.3952 | 2167.98 | -78.9389 | 264.4901 | 209.9989 | -545.2168 | -139.2853 | -1664.0721 | -5587.9751 | -92.6519 | -108.2814 | 3751.2017 | -1986.1865 | -980.9183 | -474.9171 | -119.5749 | 505.2318 | 845.4702 | 3154.5969 | -345.1102 | 563.9334 | 3.2952 | 2959.406 | 2401.4934 | -654.507 | 77.0867 | 436.7561 | -1640.3645 | 95.5936 | 3335.8726 | 1158.6691 | 4506.3047 | -257.1047 | -277.0594 | 2426.0989 | -453.6891 | 1033.0896 | 105.6225 | -1504.2427 | -216.9204 | 6237.3354 | 210.1043 | -297.9718
2030-06-06 | 11 | -28.9549 | 455.6067 | -70.2135 | -535.5613 | -1753.0803 | -887.2456 | -5823.6475 | 1260.0946 | 1.0004 | -402.1062 | 4016.7258 | -46.237 | 1915.7288 | 265.4825 | 2156.7793 | -220.0397 | 277.6742 | 209.9989 | -548.4855 | -12.8754 | -1790.3267 | -5585.5957 | -139.6828 | -114.4393 | 3804.5884 | -2293.614 | -1384.369 | -552.9551 | -128.9732 | 426.5833 | 1090.1439 | 3143.5039 | -257.1463 | 478.9895 | 3.2241 | 3014.7458 | 1850.1888 | -629.4105 | 342.5056 | 0.99968 | -1741.5759 | -61.7418 | 3403.1121 | 1158.7025 | 4788.0361 | -243.9306 | -276.9814 | 2164.7275 | -258.8936 | 964.1043 | 0.96793 | -1064.8777 | -52.5189 | 7453.3862 | 210.1043 | -213.0019
2030-06-06 | 12 | -37.8312 | 682.1252 | -71.1688 | -531.6841 | -1716.9108 | -930.4916 | -5612.1445 | 1581.166 | -419.6706 | -398.9548 | 3992.1775 | -24.5361 | 1962.1978 | 253.4798 | 2149.7598 | -92.6222 | 291.9824 | 209.9989 | -501.5485 | -10.0353 | -1883.9897 | -4751.4551 | -87.2021 | -112.3398 | 3452.0242 | -2240.0652 | -1096.8634 | -499.2736 | -129.76 | 469.8056 | 1343.4315 | 3015.0947 | -180.3908 | 279.9908 | 3.8272 | 2985.5183 | 1694.6409 | -660.4791 | 306.3261 | 0.9974 | -1220.6372 | -2.9936 | 3364.7681 | 1168.1775 | 4843.1079 | -237.6018 | -277.0398 | 1968.7305 | -262.8741 | 879.0346 | -190.7001 | -969.9724 | 1.0127 | 6390.5518 | 210.1043 | -165.2244
2030-06-06 | 13 | -38.2377 | 591.4383 | -80.1338 | -527.6689 | -1208.9718 | -632.5691 | -91.8441 | 1798.8013 | -838.3931 | -392.403 | 3968.9956 | 1.0226 | 1922.1234 | 292.7444 | 2181.1746 | -241.2162 | 257.993 | 209.9989 | -373.3633 | 366.7992 | -2009.473 | -3805.3174 | -101.701 | -77.9087 | 2357.74 | -2059.1016 | -1516.5995 | -347.4883 | -127.8408 | 346.5881 | 1370.3773 | 2589.6997 | -574.388 | 475.9265 | 4.0687 | 2361.915 | 2346.2217 | -732.9402 | 189.5871 | 450.1066 | -899.7349 | -45.6396 | 3207.4644 | 1167.8964 | 4604.9888 | -254.165 | -276.847 | 2145.8667 | -371.6422 | 823.5433 | -192.5758 | -1055.5304 | 87.371 | 3411.7434 | 210.1043 | -105.6462
2030-06-06 | 14 | -33.8902 | 1172.5435 | -90.0404 | -611.5384 | -292.817 | -928.205 | 1233.1863 | 1965.6605 | -1411.8977 | -399.4094 | 4008.9053 | -14.183 | 1808.2013 | 256.3271 | 2152.4316 | 114.9086 | 565.0196 | 209.9989 | -532.0203 | 441.856 | -1917.7939 | -3582.9976 | -233.3704 | -54.1688 | 2895.2297 | -2534.7488 | -1342.2897 | -492.822 | -147.8005 | 37.6072 | 1920.2246 | 2885.2544 | -213.9805 | 281.469 | 3.4569 | 2390.9612 | 3023.5984 | -301.5957 | -166.5951 | 450.3759 | -609.6219 | -657.8472 | 4612.1421 | 1181.9224 | 5073.7192 | 1.0057 | -679.9979 | 2251.7461 | -1112.7815 | 514.7365 | -1057.4192 | -815.9904 | 1.0165 | 4477.2334 | 210.1043 | -129.5625
2030-06-06 | 15 | -48.4175 | 199.1086 | -93.9218 | -556.3204 | -0.062974 | -326.5567 | 2455.9248 | 1703.533 | -2111.7058 | -389.8813 | 4002.9175 | 27.277 | 1810.0883 | 277.4749 | 2126.2227 | -299.0832 | 654.734 | 209.9989 | -503.4781 | 750.4083 | -2225.9661 | -4867.1543 | -61.832 | -39.048 | 2769.7913 | -2074.6875 | -2605.1157 | -239.8471 | -104.8356 | 211.6333 | 1400.1022 | 3433.1626 | -1064.0919 | 718.1286 | 3.0079 | 1908.705 | 3322.9556 | -399.7879 | -68.9644 | 231.9816 | -258.081 | -175.7478 | 4501.9263 | 1185.9663 | 5076.9814 | -2.9257 | -1043.1953 | 2359.9419 | -1129.687 | 936.5534 | -139.0146 | -965.7877 | -290.6556 | 3814.3774 | 210.1043 | -145.8525
2030-06-06 | 16 | -69.5666 | 72.6582 | -102.702 | -605.3599 | -23.6595 | -266.296 | 2523.3528 | 1895.3944 | -1724.9301 | -347.3637 | 3955.272 | 194.9989 | 1760.4421 | 291.8113 | 2102.9062 | -676.7515 | 740.3741 | 209.9989 | -514.0685 | 560.3095 | -2239.2793 | -5100.123 | -38.8107 | -58.697 | 2950.5718 | -2277.394 | -2436.3474 | -245.8182 | -93.202 | 322.6786 | 1633.979 | 4942.8247 | -864.735 | 1020.0678 | 2.8435 | 2442.4895 | 4921.4224 | -298.024 | -138.178 | 450.3415 | -270.7733 | -122.4607 | 4578.9746 | 1193.9767 | 5072.0645 | 0.98269 | -735.4796 | 2547.6777 | -1064.5808 | 897.8984 | -0.28788 | -1769.9077 | -166.2153 | 4465.2515 | 210.1043 | -113.8144
2030-06-06 | 17 | -79.0389 | 0.99078 | -109.4597 | -671.7942 | -91.1093 | -303.9682 | 1776.5651 | 2181.3804 | -1670.9036 | -350.3718 | 3938.5688 | 164.7718 | 1759.0702 | 280.5231 | 2096.4143 | -867.496 | 741.0524 | 209.9989 | -544.9887 | 395.9839 | -2125.8149 | -4895.0684 | 4.7986 | -61.9888 | 3269.1038 | -2486.5999 | -1726.7758 | -268.2402 | -89.0415 | 465.3281 | 1677.0889 | 6098.7119 | -664.4448 | 1152.7662 | 2.8037 | 2341.5134 | 5923.8018 | -360.8101 | -111.1321 | 238.0008 | -304.0576 | -2.9593 | 4574.3374 | 1197.3615 | 5076.501 | -2.8776 | -1030.2032 | 2515.2581 | -842.7983 | 835.9185 | -80.8855 | -1888.4215 | -190.3618 | 4019.1689 | 210.1043 | -108.4418
2030-06-06 | 18 | -82.9266 | -13.9833 | -114.0362 | -707.6401 | -279.0737 | -268.2575 | 1867.8414 | 1885.371 | -1485.8953 | -361.1526 | 3925.7515 | 147.9621 | 1685.7031 | 309.7784 | 2139.9622 | -1604.8632 | 394.4669 | 209.9989 | -626.8632 | 455.2163 | -2193.7825 | -4656.3691 | -33.0334 | -71.5611 | 3689.5393 | -2618.3069 | -1673.4122 | -279.7358 | -89.1166 | 410.9225 | 1438.9531 | 7001.3257 | -809.6036 | 1239.6578 | 1.5678 | 2290.8403 | 6489.5151 | -341.3549 | -209.9697 | 184.4787 | -414.6699 | -34.5092 | 4673.3691 | 1227.0822 | 5074.1626 | -3.0613 | -1031.9115 | 2747.2217 | -1718.9724 | 819.7424 | -602.8892 | -1013.6464 | -348.0734 | 3653.2595 | 210.1043 | -156.116
2030-06-06 | 19 | -91.152 | 208.6772 | -110.4031 | -768.6656 | -491.0252 | -307.6494 | 2649.2112 | 1131.1998 | -1098.5922 | -345.0725 | 3960.3154 | 195.0188 | 1546.4899 | 275.3793 | 2105.1509 | -1325.0875 | 445.1862 | 209.9989 | -700.8248 | 705.6785 | -2199.9573 | -4792.9346 | -117.4193 | -38.2662 | 4039.0786 | -2708.5522 | -2416.4272 | -335.5837 | -100.5933 | 60.3145 | 1700.4559 | 7817.6719 | -817.2077 | 1357.775 | 1.7797 | 1519.572 | 7176.6943 | -329.871 | -219.7424 | 361.0712 | -1013.4425 | -160.3963 | 4657.6006 | 1239.1237 | 5059.8315 | -1.9536 | -651.7565 | 2903.3235 | -1667.422 | 873.6704 | -257.9392 | -228.8638 | -176.9576 | 4071.2178 | 210.1043 | -191.1875
2030-06-06 | 20 | -78.7996 | 486.6044 | -101.798 | -730.4033 | -764.5531 | -395.2738 | 2700.1409 | 1282.6976 | -703.9661 | -349.8229 | 3901.656 | 195.0004 | 1308.5548 | 205.0432 | 2069.8806 | -1071.2561 | 412.2028 | 209.9989 | -455.0516 | 422.2153 | -2312.3538 | -5461.7124 | -177.0278 | -58.8542 | 2817.4897 | -2596.0073 | -2164.5994 | -348.3472 | -116.5057 | 0.99886 | 1841.1273 | 6715.3105 | -724.0281 | 1083.8451 | 1.8675 | 679.4764 | 5909.6191 | -342.8297 | -94.7536 | 450.102 | -910.7906 | -247.4365 | 4529.707 | 1310.5599 | 5058.1382 | 0.98961 | -276.8791 | 2726.0193 | -1465.353 | 481.889 | -1143.8342 | -52.2276 | -9.8172 | 2777.1531 | 0.10427 | -170.0537
2030-06-06 | 21 | -79.1289 | 495.9106 | -100.16 | -731.6231 | -798.5606 | -407.1785 | 2627.7834 | 956.4046 | -796.9329 | -345.8281 | 3906.4668 | 195.0018 | 1501.1914 | 160.8544 | 2056.1296 | -881.6289 | 497.3018 | 209.9989 | -534.3368 | 387.6663 | -2310.8838 | -5433.6182 | -162.29 | -60.5286 | 3283.3315 | -2789.0796 | -2019.3007 | -372.4631 | -115.7496 | 39.4922 | 1831.0309 | 7188.7368 | -539.4786 | 1168.4199 | 1.6402 | 1088.4888 | 6499.9463 | -703.8228 | 1.0045 | 97.3622 | -991.8412 | -214.832 | 3399.6433 | 1244.6296 | 4584.4858 | -257.9453 | -276.841 | 2642.1145 | -1216.1652 | 667.3353 | -493.5753 | -577.719 | 120.7218 | 3813.7908 | 0.10427 | -145.8775
2030-06-06 | 22 | -70.5253 | 766.5659 | -100.7193 | -782.0344 | -651.654 | -584.3299 | 1992.0953 | 1316.875 | -696.3668 | -345.5462 | 3877.3792 | 194.9996 | 1677.3096 | 186.658 | 2062.5874 | -1146.0927 | 441.437 | 209.9989 | -645.7886 | 448.7182 | -2160.0044 | -5623.063 | -151.9942 | -33.7293 | 3995.8787 | -2937.9333 | -2243.7219 | -485.7425 | -126.6238 | 47.6454 | 1955.5387 | 6992.7129 | -458.5237 | 1094.8722 | 1.0844 | 996.7227 | 6467.3066 | -666.1601 | -103.8473 | -3.2121 | -1011.158 | -113.1225 | 3441.0134 | 1246.3885 | 4425.147 | -261.4779 | -276.9715 | 2749.5278 | -1244.8109 | 536.9839 | -272.7468 | -613.6011 | 317.6636 | 3962.4055 | 210.1043 | -114.7535
2030-06-06 | 23 | -66.6984 | 1042.6479 | -89.0018 | -779.2993 | -651.3112 | -597.1792 | 2078.8218 | 1285.798 | -232.1052 | -345.7494 | 3860.3992 | 194.9995 | 1962.4681 | 193.3001 | 2061.0208 | -1289.1063 | 411.2271 | 209.9989 | -702.2219 | 681.2112 | -2070.8125 | -5161.2534 | -196.3755 | -22.039 | 4209.9863 | -2865.7751 | -2659.6946 | -533.9889 | -136.9124 | -38.3839 | 1874.5585 | 6911.0391 | -492.2662 | 1052.0049 | 1.5905 | 954.4641 | 6455.0796 | -153.6038 | 435.6178 | 1.0009 | -1294.5911 | -72.5884 | 3636.9817 | 1350.5167 | 4885.7764 | -3.7934 | -278.2651 | 2908.8696 | -821.5942 | 726.5319 | -323.9722 | -558.894 | 98.3066 | 4088.8015 | 210.1043 | -177.9775
2030-06-06 | 24 | -63.4892 | 504.3127 | -77.9644 | -696.3917 | -1235.407 | -515.9136 | -1337.0179 | 1101.7305 | 1.0085 | -336.5002 | 3888.438 | 195.0017 | 2117.7351 | 216.3049 | 2067.5242 | -1285.0653 | 450.3427 | 209.9989 | -528.1436 | 640.78 | -1879.0171 | -4836.1387 | 5.8211 | -41.7033 | 3099.8772 | -2649.2261 | -2286.1284 | -505.0138 | -105.3934 | 388.5279 | 1921.4686 | 6534.2368 | -504.7068 | 1139.7024 | 1.2251 | 1045.0201 | 5843.3921 | 1.0006 | 1.0015 | 344.3813 | -1293.9258 | 492.6641 | 3447.7896 | 1197.9879 | 4456.8618 | -2.6358 | -276.8237 | 2825.2783 | -890.6451 | 1042.1583 | 637.5735 | -1176.751 | -466.5022 | 4735.0806 | 210.1043 | -278.8054
2030-06-07 | 1 | -46.1159 | 85.0565 | -66.1685 | -540.0031 | -1607.9126 | -330.504 | -1103.4275 | 0.99848 | 1.0054 | -121.9421 | 3858.2612 | 122.89 | 2014.08 | 228.5365 | 2024.4495 | -1106.9747 | 424.8769 | 209.9989 | -439.1541 | 720.4835 | -1596.4086 | -4263.8149 | 37.86 | -54.272 | 2373.5222 | -1993.7501 | -2242.4509 | -347.4485 | -81.1354 | 368.1349 | 977.0073 | 4852.3149 | -1086.391 | 995.9846 | 2.1461 | 923.6578 | 3932.1858 | 1.0034 | 166.7534 | 0.99373 | -1665.2433 | 466.274 | 2856.7952 | 1051.657 | 4119.0298 | 38.7205 | -279.3336 | 2873.9153 | -244.4845 | 1372.8429 | 253.1177 | -233.9688 | -1278.2384 | 4302.0278 | 210.1043 | -407.6407
2030-06-07 | 2 | -41.487 | 438.5337 | -58.6874 | -501.12 | -1554.4845 | -435.4492 | -312.1951 | 0.99219 | 510.7402 | -209.5931 | 3677.5034 | -97.6165 | 1876.3347 | 58.8956 | 1837.9338 | -613.3759 | 484.7249 | 209.9989 | -446.1384 | 423.5914 | -1528.7692 | -3170.2517 | -66.6583 | -78.3329 | 2359.9292 | -2008.6787 | -1388.3273 | -362.6525 | -95.3854 | 221.826 | 1081.8444 | 4633.877 | -789.3812 | 917.2768 | 5.3214 | 1457.6487 | 3822.4016 | 18.7569 | 393.8311 | 0.99978 | -1143.0764 | 220.0643 | 1538.1749 | 588.924 | 3146.0569 | -3.0387 | -278.9219 | 3173.0828 | -141.453 | 1013.6272 | 327.8701 | -494.3148 | 1.0068 | 4808.0991 | 210.1042 | -201.6895
2030-06-07 | 3 | -44.0491 | 541.1518 | -60.8821 | -508.5713 | -1742.4698 | -529.9317 | -13.6287 | -116.1894 | 1476.4052 | -277.1374 | 3675.2322 | -194.962 | 1879.321 | 245.5972 | 2113.3101 | -40.638 | 575.3049 | 209.9989 | -346.5739 | 198.0784 | -1541.5897 | -3313.0408 | -134.3183 | -96.2561 | 2085.0149 | -2180.7351 | -999.2028 | -403.6762 | -98.3237 | 135.0625 | 1264.916 | 4862.7378 | -555.1622 | 964.3441 | 5.9706 | 1742.7745 | 4620.5732 | 1.0019 | 172.4665 | 1.001 | -896.9756 | 40.8517 | 1649.9695 | 713.5284 | 3014.4504 | 1.0121 | -278.9939 | 2977.5405 | 123.8478 | 676.4627 | -978.8701 | -50.2657 | 455.6233 | 6126.2588 | 210.1043 | -208.7806
2030-06-07 | 4 | -40.1569 | 441.8375 | -58.5234 | -527.0733 | -1522.4919 | -580.5755 | -1532.6475 | -1.8438 | 1735.9044 | -278.1864 | 3687.8965 | -194.9531 | 1866.7527 | 69.1538 | 2108.9939 | 537.2232 | 468.3676 | 209.9989 | -226.7356 | 181.5486 | -1226.54 | -3156.2109 | -114.1 | -85.4438 | 1635.4172 | -2075.7063 | -1155.5753 | -403.2951 | -94.2467 | 225.9039 | 1379.701 | 3698.8999 | -653.002 | 802.9265 | 4.7368 | 1298.4656 | 3983.1311 | 118.5889 | 271.6936 | 0.99994 | -1287.6942 | 0.99986 | 1717.6045 | 743.5977 | 3171.8418 | -2.9125 | -278.7699 | 2869.1853 | -319.2003 | 685.0798 | -777.5847 | -965.978 | 427.3251 | 6764.8354 | 210.1042 | -177.7911
2030-06-07 | 5 | -33.2593 | 553.5717 | -59.5305 | -512.9836 | -1459.8926 | -796.9652 | -2312.5398 | 0.99696 | 1791.6307 | -268.9859 | 3654.7622 | -194.9495 | 1865.9517 | -110.7216 | 2169.3113 | 1004.626 | 387.1993 | 209.9989 | -153.048 | 217.2918 | -1216.121 | -2538.4312 | -121.7224 | -79.7607 | 1237.7863 | -2026.7957 | -870.3423 | -481.7005 | -97.6034 | 171.461 | 1385.7241 | 2644.8914 | -656.0519 | 526.1051 | 5.1408 | 1284.6851 | 3567.4302 | 141.6713 | 313.7475 | 0.99933 | -1323.0887 | 1.0066 | 1646.4829 | 683.822 | 3143.2737 | 1.0014 | -278.9388 | 2787.7698 | -548.3355 | 596.2538 | -652.4268 | -1058.1787 | 612.1549 | 6622.4272 | 210.1043 | -147.9786
2030-06-07 | 6 | -25.9344 | 393.1906 | -58.0645 | -446.7769 | -1195.6953 | -802.9986 | -2913.8381 | 341.5284 | 1516.8765 | -197.1805 | 3676.1401 | -54.7673 | 1902.4993 | 52.196 | 2183.239 | 1222.4473 | 332.1967 | 209.9989 | -82.0651 | 210.009 | -1072.7389 | -1079.6885 | -84.0099 | -83.6537 | 894.7497 | -1845.1136 | -950.6282 | -451.0332 | -94.3191 | 310.6263 | 1154.2996 | 1839.9287 | -833.2084 | 414.4185 | 5.2778 | 1230.5631 | 2625.3789 | 64.0244 | 558.9052 | 0.99738 | -1520.0939 | 59.9226 | 1619.1067 | 634.4404 | 3340.0452 | -2.877 | -278.7855 | 2780.5891 | -1003.5092 | 630.3162 | -80.0663 | -1736.6196 | 537.3152 | 6209.2402 | 210.1043 | -94.3984
2030-06-07 | 7 | -17.1933 | 597.5858 | -57.3392 | -416.6036 | -887.6871 | -897.3054 | -3178.3423 | 1020.6974 | 476.1125 | -155.0998 | 3735.0798 | 27.9473 | 1972.0366 | 248.4787 | 2150.3828 | 1280.9521 | 237.1516 | 209.9989 | -275.0141 | 122.7328 | -1311.0892 | -1221.9788 | -97.8014 | -74.5427 | 1749.9139 | -1745.1451 | -818.7393 | -482.1195 | -112.0665 | 320.1049 | 1418.0938 | 1005.9711 | -750.8277 | 208.4064 | 5.4184 | 1208.4309 | 1748.8545 | 242.8645 | 677.4996 | 1.0014 | -1301.3865 | 107.0291 | 2307.1284 | 779.6791 | 4027.2581 | -3.3152 | -278.1166 | 2800.2869 | -1188.5533 | 529.3021 | 1.0099 | -1755.6573 | 712.9927 | 5375.3423 | 210.1042 | -58.0062
2030-06-07 | 8 | -28.383 | 911.2233 | -67.9909 | -494.6743 | -679.5758 | -1039.3835 | -4264.4873 | 1607.0293 | 1.0062 | -373.5992 | 4057.022 | 108.4051 | 2133.1169 | 374.1992 | 2178.7932 | 832.4084 | 244.7175 | 209.9989 | -306.6761 | -54.4672 | -1430.3162 | -1819.8953 | -152.6225 | -78.8595 | 2014.7927 | -2194.4294 | -602.5189 | -589.9465 | -136.0719 | 298.6979 | 1569.1644 | 1774.4753 | -328.3458 | 466.6696 | 5.5919 | 1257.0479 | 2843.9412 | 1.0005 | 433.8784 | 131.8438 | -1380.6622 | -67.2512 | 3417.8794 | 1230.4863 | 4768.4229 | -3.1888 | -277.4753 | 2745.3772 | -880.5841 | 743.0258 | -33.8657 | -1576.9745 | -1.9967 | 5918.6992 | 210.1043 | -214.2702
2030-06-07 | 9 | -31.5398 | 905.7458 | -71.2315 | -526.077 | -952.5463 | -928.6743 | -4319.3193 | 1611.7297 | -72.7189 | -355.6959 | 4056.0637 | 182.8998 | 2073.5925 | 372.8919 | 2139.3855 | 800.8771 | 191.0519 | 209.9989 | -382.7058 | 326.2775 | -1814.9729 | -2088.1201 | -99.6312 | -60.7389 | 2399.1113 | -2140.3782 | -1755.7172 | -568.8832 | -141.1134 | 284.0695 | 1307.4594 | 1865.1725 | -499.9225 | 590.3912 | 5.8445 | 1526.9382 | 3382.595 | -533.1153 | 1.0015 | 449.6839 | -1435.7933 | 157.822 | 3706.2422 | 1168.403 | 4786.7153 | -259.9883 | -669.9449 | 2506.1973 | -1222.5032 | 1039.4747 | 480.3025 | -1472.2251 | -381.4488 | 4934.084 | 210.1043 | -254.636
2030-06-07 | 10 | -35.4964 | 807.7313 | -76.5531 | -539.1645 | -1265.3079 | -794.619 | -3381.2756 | 1432.7142 | -228.0646 | -354.5041 | 3974.8386 | 124.2416 | 1796.5579 | 374.6823 | 2168.5398 | 814.4044 | 247.6202 | 209.9989 | -446.0854 | 46.4064 | -1871.001 | -3433.1306 | -156.6273 | -89.1967 | 2867.7126 | -2276.0356 | -1471.974 | -535.5222 | -153.6821 | 297.7285 | 1223.5718 | 2258.9004 | -245.8679 | 595.8001 | 6.358 | 2855.4783 | 4291.6318 | -202.918 | 158.6491 | 449.7279 | -1513.3451 | -15.3056 | 3874.9236 | 1230.271 | 5027.8467 | -253.7389 | -323.8145 | 2273.0005 | -977.2557 | 977.9191 | 107.77 | -1763.9438 | -99.519 | 4877.4321 | 210.1043 | -269.6966
2030-06-07 | 11 | -35.8675 | 349.7564 | -74.5011 | -473.2691 | -1767.0387 | -371.5135 | -2198.5876 | 933.5374 | -453.8125 | -346.4702 | 3933.7537 | 194.3963 | 1747.9846 | 325.8461 | 2152.3567 | 903.605 | 313.3299 | 209.9989 | -534.7663 | 150.2762 | -1744.4586 | -3544.9675 | -129.7651 | -95.4383 | 3529.864 | -1961.2712 | -1648.0396 | -334.779 | -135.5739 | 343.1707 | 904.1875 | 2370.9221 | -653.6571 | 724.4944 | 5.341 | 3077.3718 | 4050.7009 | -244.8513 | 449.4074 | 49.4028 | -1633.775 | -11.1313 | 3773.4312 | 1292.1184 | 5076.8955 | -3.89 | -357.1888 | 2000.1981 | -891.885 | 1053.1371 | -323.1624 | -1019.2573 | -30.4426 | 4214.4458 | 210.1043 | -264.4581
2030-06-07 | 12 | -27.6156 | 619.2437 | -74.9459 | -443.0493 | -1689.5737 | -633.3134 | -1733.2477 | 795.4792 | -780.5706 | -350.3962 | 3914.1868 | 181.6442 | 1785.3025 | 280.6081 | 2158.155 | 711.6777 | 315.1902 | 209.9989 | -486.5509 | 255.8742 | -1893.1703 | -3287.3367 | -192.7397 | -102.7005 | 3156.5093 | -1983.6519 | -2015.6237 | -421.0559 | -138.4834 | 212.6405 | 957.1904 | 1936.2131 | -685.4361 | 560.7635 | 4.8207 | 3107.0071 | 3085.0574 | -84.0975 | 46.7716 | 1.0015 | -1562.6852 | -291.7561 | 3881.4656 | 1324.4982 | 4871.9253 | -3.6541 | -278.2858 | 1793.9092 | -1111.7137 | 871.5508 | -851.5221 | -347.0947 | -634.1537 | 2644.7148 | 210.1043 | -314.7487
2030-06-07 | 13 | -25.7685 | 371.9416 | -78.1912 | -420.2852 | -1062.8502 | -467.6858 | 1652.6309 | 1240.6964 | -2103.4514 | -345.3261 | 3892.634 | 195.0013 | 1785.2225 | 418.0373 | 2175.7817 | 1895.9027 | 544.1038 | 209.9989 | -397.6631 | 397.5283 | -1767.1583 | -2821.0081 | -133.5475 | -77.9655 | 2598.5364 | -1800.1727 | -2226.2222 | -285.6527 | -125.9846 | 272.9384 | 659.2368 | 1163.712 | -1039.3628 | 393.6229 | 2.926 | 2528.8901 | 2497.1467 | -67.4769 | -131.307 | 450.5152 | -1094.3019 | -280.3064 | 4753.4653 | 1273.3982 | 5093.3696 | 127.0561 | -346.5836 | 1859.5828 | -1277.9423 | 595.0491 | -209.3446 | -680.5285 | -201.0895 | 2398.6306 | 210.1043 | -158.0435
2030-06-07 | 14 | -51.7514 | -13.3785 | -88.2665 | -466.9771 | -769.6964 | -141.1841 | 3751.6172 | 360.6363 | -2150.7891 | -334.1043 | 3931.136 | 195.0012 | 1784.7573 | 519.4047 | 2261.5444 | 1626.6918 | 620.358 | 209.9989 | -672.007 | 958.4878 | -1745.401 | -2025.7799 | -146.8729 | -39.71 | 3785.7051 | -1781.4467 | -2353.6633 | -185.8061 | -99.4749 | 102.2547 | 831.9524 | 2755.2666 | -1132.8586 | 734.7767 | 3.1577 | 2472.1006 | 4225.9194 | -123.8303 | -305.5369 | 450.574 | -904.3728 | -566.811 | 4784.6475 | 1203.1683 | 5084.5923 | 1.0012 | -1161.4038 | 2011.9106 | -1372.6163 | 380.9916 | -82.3801 | -233.142 | -172.7798 | 2859.4709 | 210.1043 | -138.4452
2030-06-07 | 15 | -47.8012 | -535.1165 | -87.4614 | -434.6343 | -804.2495 | -42.8086 | 3448.4568 | 400.218 | -2088.1968 | -344.4603 | 3863.1025 | 175.3547 | 1632.4426 | 599.1848 | 2313.6682 | 1103.6851 | 463.5021 | 209.9989 | -702.8633 | 742.4001 | -1830.5132 | -2919.6899 | -89.1705 | -43.978 | 3972.6521 | -1389.8066 | -2413.3789 | -83.9509 | -74.7502 | 253.2954 | 637.9655 | 2403.5586 | -1317.3065 | 708.4897 | 4.1351 | 2421.7351 | 4031.8477 | -75.4193 | -244.9984 | 450.5097 | -882.2677 | -465.9646 | 4830.167 | 1219.4774 | 5089.0581 | 136.6437 | -1191.1346 | 2043.3701 | -1213.3251 | 420.1701 | -82.1062 | -1277.2234 | -181.8743 | 2990.9744 | 210.1043 | -86.6731
2030-06-07 | 16 | -53.4419 | -203.8376 | -96.9473 | -505.7881 | -491.0003 | -354.2945 | 1128.267 | 1526.3092 | -2471.6262 | -358.4631 | 3858.1135 | 103.6348 | 1577.4432 | 573.9253 | 2312.3181 | 1331.6611 | 469.9948 | 209.9989 | -722.4423 | 549.384 | -1729.7214 | -3276.645 | -56.5515 | -73.1269 | 4181.3921 | -1812.9592 | -1923.3593 | -225.9907 | -86.2005 | 439.8221 | 1031.7843 | 2277.0759 | -926.7285 | 631.3074 | 4.633 | 2938.6448 | 4455.6411 | -40.493 | -200.6051 | 450.4873 | -931.5042 | -341.5827 | 4883.3447 | 1244.02 | 5090.0972 | 215.8624 | -1246.6876 | 2029.5255 | -1354.6588 | 506.9935 | 1.003 | -1745.3131 | -399.4478 | 3436.332 | 210.1043 | -94.0577
2030-06-07 | 17 | -52.2252 | -13.4401 | -101.6882 | -519.6983 | -341.675 | -490.2366 | 48.9564 | 1911.9039 | -2612.8005 | -314.6708 | 3908.1401 | 195.0016 | 1438.8328 | 539.1955 | 2269.3528 | 1596.5409 | 420.2158 | 209.9989 | -736.6782 | 774.8325 | -1769.6477 | -3518.3745 | 0.99958 | -74.1594 | 4261.7559 | -1870.0835 | -2051.793 | -289.2033 | -86.8682 | 478.6343 | 626.0268 | 1638.3654 | -1166.8623 | 542.7562 | 3.9068 | 2926.207 | 3910.106 | 42.8371 | -121.6003 | 450.407 | -1233.9008 | -154.4308 | 4872.6611 | 1265.9231 | 5094.2158 | 305.6402 | -1276.7842 | 2107.8787 | -1310.8519 | 749.3563 | 825.5475 | -2074.8303 | -346.0736 | 3534.8669 | 210.1043 | -44.0167
2030-06-07 | 18 | -41.4231 | 0.99514 | -104.1597 | -532.2864 | -418.7181 | -476.0307 | 0.98939 | 1639.8259 | -2396.2273 | -262.2795 | 3926.9719 | 148.3529 | 1593.6868 | 517.2775 | 2252.8545 | 2010.5083 | 535.4854 | 209.9989 | -741.8728 | 1088.639 | -1692.7222 | -2337.9954 | 35.188 | -70.8097 | 4342.8198 | -1841.3184 | -2301.1594 | -307.629 | -87.9866 | 444.4913 | 449.8152 | 1898.1464 | -1426.0444 | 622.8456 | 3.8004 | 2899.3987 | 4117.0752 | -397.0293 | -461.6431 | 450.6184 | -1486.5377 | 24.2539 | 4847.6753 | 1230.0006 | 5086.2036 | 1.0037 | -1167.6443 | 2228.1836 | -1529.3417 | 933.2611 | 814.0352 | -1344.5432 | -347.0398 | 4573.7017 | 210.1043 | -82.2547
2030-06-07 | 19 | -36.0253 | 384.7581 | -104.3341 | -512.5685 | -412.7311 | -709.704 | 0.99159 | 1314.8113 | -2474.0356 | -236.4217 | 3973.3723 | 195.0008 | 2123.1169 | 454.2963 | 2185.822 | 2017.2556 | 479.2842 | 209.9989 | -563.9942 | 1304.2871 | -1830.8557 | -696.8865 | 30.6469 | -66.5753 | 3680.4011 | -1707.4482 | -2982.8535 | -395.1747 | -98.1043 | 255.4586 | -165.1013 | 1201.4667 | -1834.6982 | 484.5329 | 4.0954 | 2429.8357 | 3082.325 | -404.6665 | -2.214 | 343.6329 | -1580.6368 | 149.346 | 4132.9463 | 1222.0753 | 5068.2041 | -240.073 | -582.8508 | 2250.4634 | -1799.6407 | 800.3253 | -273.33 | -1243.1033 | -189.6331 | 4266.9287 | 210.1043 | -91.4461
2030-06-07 | 20 | -49.1629 | 533.7466 | -104.6067 | -551.899 | -1078.1116 | -728.0762 | 0.99302 | 1369.0874 | -1917.7367 | -334.0117 | 3928.2358 | 171.3524 | 1734.1694 | 424.1938 | 2178.074 | 1207.6165 | 357.2806 | 209.9989 | -564.137 | 807.0219 | -1971.8523 | -1554.6827 | -26.9113 | -90.4944 | 3694.4009 | -2018.434 | -2436.8401 | -423.5964 | -115.0098 | 274.575 | 154.2999 | 2148.4976 | -1385.0347 | 839.8211 | 6.9032 | 2969.0698 | 4058.4878 | -119.3139 | 158.8693 | 450.3196 | -1603.9579 | 234.6419 | 4233.2075 | 1274.2542 | 5071.8462 | 0.99382 | -445.4955 | 2753.2087 | -1159.2642 | 1158.8632 | -239.2883 | -1290.1254 | -749.0327 | 4620.0112 | 0.10427 | -41.2337
2030-06-07 | 21 | -46.7953 | 853.081 | -100.4523 | -553.652 | -1001.769 | -870.94 | 0.98918 | 1514.1396 | -1872.3905 | -261.7685 | 3870.5249 | 34.1698 | 1567.0317 | 469.3345 | 2255.0747 | 1394.1272 | 327.2881 | 209.9989 | -535.601 | 465.0453 | -1904.3339 | -2036.6984 | -129.209 | -98.0419 | 3487.9006 | -2268.7134 | -1887.6749 | -510.984 | -131.1762 | 206.452 | 346.7866 | 1968.4946 | -993.0323 | 695.5232 | 6.7152 | 3066.0222 | 3779.7139 | -61.4072 | 175.9846 | 450.0171 | -1545.7985 | 1.3165 | 4212.3276 | 1297.8712 | 5066.458 | 1.019 | -677.7405 | 2903.7209 | -949.574 | 996.4344 | -859.8386 | -1475.8856 | -792.3979 | 4959.8892 | 210.1043 | -80.302
2030-06-07 | 22 | -43.0145 | 867.5543 | -97.7683 | -525.6923 | -1509.2528 | -939.067 | 0.98607 | 1028.7695 | -565.2456 | -348.2067 | 3913.6873 | 171.869 | 1933.2112 | 391.6057 | 2178.1147 | 1675.5393 | 333.0638 | 209.9989 | -583.3957 | 608.7821 | -1925.5392 | -1203.2131 | -102.5 | -94.1169 | 3697.6211 | -2132.7749 | -2009.6074 | -510.6421 | -125.6917 | 176.8646 | 282.3521 | 1966.946 | -1151.4047 | 611.7446 | 6.3459 | 2970.0598 | 3682.1067 | -105.8946 | 131.7871 | 450.3368 | -1449.6301 | 130.5387 | 4246.0776 | 1357.3329 | 5059.7993 | 36.7074 | -277.0903 | 2915.7354 | -959.3087 | 1008.5376 | -78.7153 | -1225.8734 | -200.9577 | 5277.144 | 210.1043 | -109.756
2030-06-07 | 23 | -44.053 | 512.0345 | -90.454 | -496.7688 | -1633.3273 | -689.043 | -80.5406 | 722.7985 | -367.7223 | -202.2421 | 3864.5818 | 132.853 | 2043.804 | 427.298 | 2219.0637 | 1244.0702 | 342.0935 | 209.9989 | -542.9709 | 740.0728 | -1730.0406 | -863.9355 | 8.6781 | -66.3273 | 3276.8955 | -2010.4135 | -2134.0059 | -428.0802 | -109.2822 | 336.2177 | 492.0922 | 2165.9307 | -1222.6218 | 820.225 | 6.042 | 2074.6284 | 3707.6448 | 286.8561 | 570.8821 | 449.4789 | -1499.499 | 484.9431 | 4016.9268 | 1598.326 | 5039.894 | 388.5418 | -280.4995 | 3009.6514 | -284.0103 | 1339.23 | 451.9802 | -1274.295 | -730.1304 | 5954.0977 | 210.1043 | -265.0631
2030-06-07 | 24 | -39.931 | 489.4636 | -81.937 | -450.0472 | -1733.1176 | -727.0101 | -2723.1851 | 388.2377 | -138.8605 | -170.3774 | 3848.144 | 116.9603 | 2003.3287 | 260.0475 | 2246.3037 | 1299.8665 | 371.0465 | 209.9989 | -495.8597 | 730.4195 | -1439.3312 | -220.5485 | 76.0052 | -76.3097 | 2932.0505 | -1981.7317 | -1822.6981 | -417.7599 | -96.3549 | 461.2686 | 973.1349 | 2024.8866 | -1114.5728 | 718.7501 | 5.9744 | 1701.8185 | 2860.7727 | 1.0003 | 401.3949 | 0.99961 | -1526.4208 | 751.0538 | 3457.4817 | 1282.4263 | 4844.6592 | 1.0039 | -278.6894 | 2908.1055 | 56.2203 | 1392.0747 | 1079.683 | -1569.175 | -1152.5022 | 6233.355 | 210.1043 | -383.2367
2030-06-08 | 1 | -29.3165 | 226.335 | -74.9346 | -456.8239 | -1820.9948 | -1015.2662 | -7333.1499 | -2.4454 | -245.0213 | -171.0974 | 3796.291 | 98.5861 | 1921.7141 | 1.0002 | 2259.4734 | 2284.9924 | 266.8049 | 209.9989 | -491.1234 | 718.1337 | -1088.6191 | -628.6967 | 140.9755 | -52.9206 | 2862.3208 | -1943.28 | -1697.4122 | -535.8909 | -71.1001 | 601.1671 | 1285.4384 | 474.0608 | -1032.649 | 345.2212 | 5.2708 | 488.2474 | 1804.8616 | 284.7308 | 843.7356 | 1.0005 | -1914.9351 | 784.04 | 3193.344 | 1368.7542 | 4778.5024 | 329.1396 | -279.93 | 3164.2239 | 1115.3322 | 1318.9919 | 937.2021 | -795.497 | -1252.1313 | 8090.3843 | 210.1043 | -383.3919
2030-06-08 | 2 | -31.4683 | 182.7627 | -69.2161 | -504.5074 | -1102.5492 | -1121.1078 | -9925.5488 | 1455.6246 | 1.0065 | -223.7132 | 3693.593 | -117.2416 | 1895.894 | -140.9969 | 2054.3157 | 2401.7573 | 163.0524 | 209.9989 | -400.4514 | 523.5645 | -807.1692 | -1791.8594 | 179.6614 | -32.5386 | 2317.5911 | -1813.172 | -1272.1351 | -586.4323 | -64.6141 | 823.4356 | 1781.1266 | -167.0793 | -897.6422 | 427.1266 | 5.1354 | 205.7975 | 2429.6021 | 0.98167 | 648.7418 | 1.0665 | -2391.9758 | 773.2338 | 2160.6594 | 929.4365 | 4096.3896 | -3.7055 | -278.151 | 2676.0898 | -34.7045 | 1445.8967 | 1716.8577 | -1947.714 | -469.5045 | 10321.5518 | 210.1043 | -167.44
2030-06-08 | 3 | -17.0256 | 702.2974 | -61.3187 | -482.2776 | -648.1229 | -1490.9766 | -11496.332 | 2425.1089 | 469.7051 | -222.0302 | 3669.8513 | -146.0313 | 1921.9146 | -237.0616 | 1952.7791 | 2458.196 | -14.881 | 209.9989 | -368.5305 | 595.7183 | -704.0949 | -4016.9365 | 182.3526 | -24.7277 | 2153.573 | -1647.9585 | -1991.6245 | -683.0464 | -81.0313 | 806.0598 | 1369.6886 | -1756.6069 | -1241.1088 | 60.9206 | 2.3025 | -70.4797 | -586.8343 | -91.4249 | 591.9688 | 1.0007 | -2501.459 | 740.2532 | 2210.053 | 969.0311 | 4110.6699 | 0.99327 | -279.0887 | 2584.4927 | -115.6939 | 1395.5902 | 1426.791 | -3060.7004 | -729.3903 | 9600.5479 | 210.1043 | -141.5755
2030-06-08 | 4 | -19.9777 | 1120.1982 | -61.1281 | -466.7907 | -836.8033 | -1575.2402 | -10574.1699 | 2074.5024 | 1155.9424 | -206.0759 | 3769.8079 | -171.3976 | 1896.3275 | -71.856 | 1656.9517 | 1910.3168 | 168.7614 | 209.9989 | -127.6389 | 436.6736 | -739.7803 | -3535.4346 | 16.5375 | -47.972 | 929.4572 | -1955.6259 | -1791.4282 | -726.5361 | -85.4881 | 497.6074 | 1549.0029 | -371.42 | -818.2276 | 100.4038 | 3.2974 | 1.0143 | -429.0191 | -3.3756 | 602.1501 | 1.0003 | -2183.2947 | 262.194 | 2001.2532 | 905.9105 | 3910.5408 | 0.99717 | -278.4701 | 2911.2629 | 125.5997 | 1071.1385 | -80.1377 | -2307.9683 | -233.6193 | 6436.8545 | 210.1043 | -168.229
2030-06-08 | 5 | -20.8722 | 1287.0553 | -60.9931 | -459.4931 | -681.2331 | -1649.36 | -10964.4941 | 2560.9746 | 1332.62 | -245.3311 | 3731.6987 | -166.9198 | 1905.665 | -110.073 | 1569.3535 | 1790.0392 | 272.4013 | 209.9989 | -110.714 | 414.7566 | -675.6356 | -2492.2239 | 20.016 | -47.8129 | 867.5692 | -2044.6222 | -1668.1165 | -750.729 | -93.6923 | 539.7697 | 1672.1099 | 1.0002 | -679.3436 | 95.6368 | 3.6817 | 0.98761 | -758.6905 | -3.9835 | 583.6813 | 0.99954 | -2141.1313 | 294.517 | 1919.1741 | 669.711 | 3788.887 | -2.9481 | -277.3443 | 3043.9355 | 105.1303 | 1108.3702 | -80.5335 | -1716.8759 | -225.2744 | 4832.7534 | 210.1042 | -180.6498
2030-06-08 | 6 | -18.4063 | 1326.0093 | -59.6162 | -479.0901 | -641.4833 | -1640.1318 | -10498.5908 | 2574.3174 | 1293.7965 | -255.5743 | 3699.3804 | -195.0287 | 1908.8612 | -364.8929 | 1635.3888 | 1555.8661 | 221.9146 | 209.9989 | -113.9314 | 330.0903 | -684.66 | -3086.0779 | -4.4679 | -43.3965 | 889.4562 | -1982.5801 | -1525.7965 | -752.663 | -97.6611 | 518.0864 | 1571.8168 | 0.99528 | -706.2668 | 69.0677 | 2.772 | -83.6456 | -807.5472 | -3.2085 | 423.1645 | 1.0012 | -2087.5952 | 222.8407 | 1863.0601 | 598.4357 | 3521.616 | -2.883 | -277.563 | 2771.1421 | -275.1722 | 991.0483 | -193.4927 | -1811.5797 | -15.3833 | 5143.7417 | 210.1043 | -156.929
2030-06-08 | 7 | -16.0793 | 1319.1783 | -60.4522 | -511.252 | -575.4615 | -1677.3584 | -10236.1592 | 2453.1843 | 846.8527 | -205.9973 | 3804.2097 | -174.0134 | 1844.6106 | -349.2989 | 1723.6851 | 1618.1584 | 57.8736 | 209.9989 | -117.7921 | 320.6353 | -709.3515 | -3647.342 | -10.5216 | -49.0913 | 892.2952 | -1950.9872 | -1699.6389 | -770.7279 | -96.1555 | 508.8576 | 1486.7645 | -903.145 | -792.0232 | 0.99817 | 1.8994 | 1.0063 | -815.3535 | 1.0008 | 1028.8485 | 1.0008 | -2244.0117 | 169.0001 | 2068.1313 | 954.8948 | 3888.4058 | 308.7138 | -280.5863 | 3005.2402 | 221.7458 | 931.3726 | 140.7639 | -2853.7485 | 75.431 | 6814.8281 | 210.1042 | -103.4715
2030-06-08 | 8 | -21.3249 | 1418.4214 | -69.9411 | -583.15 | -153.1304 | -1892.3389 | -11493.8047 | 3259.4614 | -3.0403 | -246.8131 | 3622.447 | -194.9926 | 1864.5077 | -319.4926 | 1701.5498 | 1517.9811 | -5.4373 | 209.9989 | -285.0544 | 295.6638 | -887.085 | -3740.4248 | 22.9358 | -25.4911 | 1619.733 | -2214.8716 | -1871.02 | -859.1179 | -123.1569 | 641.3409 | 1784.3386 | -1357.2474 | -563.611 | -66.8033 | 1.4637 | 1.0025 | 232.0212 | -141.5262 | 777.0908 | 0.99771 | -2001.3889 | 355.3909 | 2057.8665 | 650.4199 | 3942.9011 | 0.99957 | -279.3228 | 2875.8271 | -312.5312 | 953.9614 | 837.0901 | -3417.8569 | -0.53238 | 7592.062 | 210.1043 | -48.6417
2030-06-08 | 9 | -24.4279 | 961.4658 | -78.1019 | -615.6842 | -71.3442 | -1792.2955 | -11763.2705 | 3454.5266 | -278.4597 | -227.2296 | 3826.6072 | -156.9722 | 1955.0161 | -240.0618 | 2109.7456 | 1467.1124 | -22.9808 | 209.9989 | -324.5775 | 427.6722 | -1155.3201 | -3923.0859 | 121.7352 | -25.1551 | 1798.6172 | -2220.417 | -2212.0085 | -821.4061 | -104.6702 | 845.6321 | 2010.2921 | -1653.0745 | -601.8192 | -24.7913 | 1.8242 | 284.9334 | 2110.5081 | 83.2875 | 655.5344 | 0.99812 | -2087.8455 | 688.4795 | 2780.8184 | 713.5607 | 4421.8994 | -4.1291 | -278.083 | 2462.7268 | -534.5681 | 1309.3475 | 1784.2086 | -3320.6096 | -406.732 | 9222.5967 | 210.1043 | -64.4634
2030-06-08 | 10 | -36.4222 | 879.9362 | -88.1432 | -662.4592 | -957.0352 | -1596.6155 | -9877.8535 | 1881.3337 | -41.463 | -324.9314 | 3914.0535 | -19.8254 | 2051.3792 | -231.7179 | 2113.9197 | 1598.006 | 104.9527 | 209.9989 | -391.6069 | 525.5631 | -1380.4092 | -4455.4634 | 70.088 | -25.1881 | 1978.6145 | -2393.3433 | -2422.6628 | -776.7763 | -107.7649 | 647.7844 | 2064.3259 | -720.2401 | -487.0396 | 234.3064 | 3.1297 | 779.2863 | 3618.7573 | 1.0008 | 457.8541 | 50.8218 | -2199.6428 | 465.1288 | 3634.9285 | 1118.5922 | 4956.2563 | -4.3123 | -278.1215 | 2519.033 | -339.4173 | 1540.0154 | 1276.722 | -2114.9106 | -910.5309 | 9806.0859 | 210.1043 | -311.17
2030-06-08 | 11 | -44.805 | 646.4344 | -96.5304 | -694.1262 | -1322.5686 | -1419.6742 | -8666.0928 | 1225.7101 | -632.0161 | -390.945 | 3906.853 | 1.0001 | 2142.5916 | -233.7384 | 2105.5552 | 1676.7754 | 189.6743 | 209.9989 | -440.1187 | 621.0506 | -1461.2129 | -4338.0796 | 62.2525 | -38.7114 | 2272.1147 | -2471.637 | -2623.5095 | -717.8295 | -102.7322 | 592.1003 | 1849.8374 | 0.99856 | -535.3759 | 391.9424 | 3.1787 | 1300.7734 | 4533.7227 | -40.5732 | 315.398 | 130.3551 | -2192.9302 | 515.8819 | 3920.2383 | 1146.1794 | 5019.1191 | -3.851 | -276.7796 | 2389.0925 | -124.1889 | 1532.3652 | 1357.5245 | -1892.9583 | -567.0339 | 10958.2812 | 210.1043 | -249.0276
2030-06-08 | 12 | -49.9851 | 243.1561 | -102.2932 | -705.3161 | -1653.8785 | -1228.5253 | -7422.875 | 507.1904 | -1433.5314 | -389.2122 | 3882.4021 | 2.3535 | 2143.4629 | -166.9534 | 2154.6204 | 1717.4066 | 153.0631 | 209.9989 | -410.0488 | 919.2107 | -1839.0123 | -4430.9482 | 149.9957 | -43.1122 | 2103.7461 | -2487.0859 | -3050.249 | -660.7046 | -84.1629 | 629.8857 | 1708.3473 | 481.2436 | -708.8206 | 419.262 | 1.6702 | 1183.8545 | 4893.7676 | 1.0015 | 30.9572 | 449.435 | -1654.7207 | 797.0507 | 4094.0005 | 1217.4803 | 4890.1313 | -3.357 | -276.6486 | 2047.7216 | -135.1432 | 1554.4849 | 1161.6912 | -1725.7892 | -949.9473 | 13179.0469 | 210.1043 | -172.7565
2030-06-08 | 13 | -57.0223 | 402.7708 | -111.701 | -760.7381 | -1645.1462 | -1110.296 | -4368.166 | 850.4473 | -1857.8467 | -287.8632 | 3850.3022 | 0.99979 | 2127.9292 | -86.9347 | 2235.7161 | 1653.3633 | 165.3 | 209.9989 | -522.7921 | 965.3361 | -1925.1469 | -5046.5405 | 84.3263 | -46.1116 | 2715.8223 | -2609.5391 | -3369.3887 | -619.5837 | -97.5309 | 487.3437 | 1503.9274 | 1428.485 | -753.2832 | 529.1802 | 1.3312 | 1670.9282 | 5338.3423 | 1.0026 | 125.4835 | 337.9883 | -1656.2192 | 614.0595 | 4134.7212 | 1263.5453 | 5031.3872 | -3.3585 | -276.9628 | 1964.5341 | 280.4451 | 1288.9785 | 583.5211 | -1487.2758 | -686.1793 | 11869.541 | 210.1043 | -128.6277
2030-06-08 | 14 | -60.0019 | 950.2084 | -114.9366 | -747.1777 | -830.8693 | -1023.282 | -735.5941 | 1631.9072 | -1592.7477 | -278.6823 | 3834.7141 | -15.0508 | 1457.2302 | -45.6796 | 2258.8381 | 1581.6429 | 265.2627 | 209.9989 | -587.7526 | 880.4174 | -2008.1948 | -4965.6641 | -32.7838 | -53.3812 | 3118.9165 | -2651.416 | -3266.1963 | -582.5244 | -124.5674 | 307.1073 | 1507.3167 | 2217.7222 | -563.9928 | 584.085 | 2.7368 | 1891.9531 | 5377.1445 | 228.9359 | 199.7424 | 450.1592 | -1444.7466 | 262.0386 | 4517.5083 | 1491.2188 | 5029.3286 | 457.7323 | -280.6122 | 2190.1099 | 1239.3118 | 1008.5094 | 404.947 | -1436.1476 | -421.8553 | 7820.0146 | 210.1043 | -148.8095
2030-06-08 | 15 | -74.6793 | 471.7849 | -122.9261 | -775.9869 | 0.99418 | -698.4595 | 311.0509 | 2222.595 | -1812.9143 | -228.041 | 3820.5598 | 1.0001 | 1380.4247 | 13.2719 | 2260.0327 | 1391.0399 | 380.6517 | 209.9989 | -598.8343 | 881.8422 | -1878.9468 | -4271.0107 | -3.9667 | -53.9187 | 3311.958 | -2753.8811 | -3336.3931 | -470.8253 | -111.457 | 392.204 | 1529.2495 | 3581.2568 | -560.5793 | 904.904 | 2.7454 | 1939.7051 | 6752.918 | 336.4333 | 326.5031 | 450.0779 | -1496.9257 | 270.3401 | 4502.5112 | 1526.8916 | 5014.7471 | 537.2894 | -281.1913 | 2309.2026 | 1297.6882 | 596.7083 | 1105.7714 | -2041.5668 | -482.4956 | 7404.061 | 210.1043 | -70.8333
2030-06-08 | 16 | -80.3716 | 137.4554 | -127.6251 | -771.6842 | -11.4379 | -603.4188 | -224.9701 | 2463.24 | -1973.5757 | -202.7444 | 3841.4504 | 25.2983 | 1531.7343 | -28.141 | 2249.8816 | 1533.1182 | 374.9453 | 209.9989 | -574.5627 | 891.2337 | -1785.2427 | -3978.1726 | 70.859 | -59.8529 | 3336.2129 | -2847.3496 | -3386.948 | -428.6234 | -100.0247 | 580.1069 | 1406.9769 | 3952.0378 | -598.8045 | 995.5143 | 2.093 | 2015.7212 | 6614.335 | 337.794 | 372.1198 | 449.99 | -1663.8344 | 530.2533 | 4519.1709 | 1560.8856 | 5010.7573 | 602.2215 | -281.5036 | 2475.0396 | 1173.8896 | 600.5471 | 1818.3418 | -2763.1523 | -498.5697 | 8141.0322 | 210.1043 | -31.6006
2030-06-08 | 17 | -68.7815 | 254.0737 | -126.2137 | -694.6241 | -29.7972 | -786.8639 | -1113.8358 | 2704.6399 | -1652.5793 | -216.2005 | 3860.7361 | 0.99942 | 1593.7539 | -45.0627 | 2222.552 | 1281.4427 | 381.619 | 209.9989 | -593.4054 | 749.9124 | -1772.7765 | -3115.7317 | 48.8815 | -67.3334 | 3511.4185 | -2861.782 | -2918.5991 | -461.2471 | -104.9933 | 594.3897 | 1480.8896 | 2899.499 | -499.3714 | 833.2647 | 3.5194 | 2118.3918 | 4734.3818 | 314.3107 | 359.9746 | 449.9644 | -1486.2817 | 467.2609 | 4485.3271 | 1571.449 | 5008.6431 | 582.4498 | -281.3319 | 2768.5576 | 1018.324 | 604.9673 | 1203.7826 | -2485.8501 | -531.2589 | 8795.0693 | 210.1043 | -69.1027
2030-06-08 | 18 | -54.6885 | 497.8559 | -120.7269 | -642.5597 | 0.99923 | -972.4069 | -1536.0713 | 2748.6338 | -1699.4883 | -205.0154 | 3878.1975 | 27.1952 | 1690.2009 | -58.9742 | 2176.0366 | 1414.2878 | 265.5493 | 209.9989 | -610.3187 | 986.5007 | -1838.0216 | -2459.3804 | 75.573 | -60.2718 | 3657.5115 | -2574.4517 | -3381.2986 | -523.7262 | -106.5426 | 546.9957 | 1167.661 | 1240.3179 | -855.2795 | 610.2056 | 3.4176 | 1892.9918 | 3221.5596 | 300.6413 | 341.4636 | 449.9356 | -1510.7009 | 608.5898 | 4498.0869 | 1616.0526 | 5007.478 | 655.7569 | -281.6176 | 2781.8586 | 910.1039 | 758.95 | 1714.6134 | -2567.7576 | -476.0456 | 9293.834 | 210.1043 | -43.9713
2030-06-08 | 19 | -53.9622 | 429.1157 | -115.7995 | -646.9897 | 46.983 | -923.9259 | -1272.4441 | 2438.8623 | -2210.7104 | -200.3754 | 3883.4963 | -15.6303 | 1896.1135 | -138.2846 | 2023.3364 | 1563.4894 | 257.8247 | 209.9989 | -457.9712 | 992.825 | -1866.6371 | -1917.6107 | 77.0347 | -79.3911 | 2624.2646 | -2553.1934 | -3315.3647 | -523.5798 | -100.9282 | 533.4595 | 1147.8092 | 1116.3762 | -832.9901 | 639.6112 | 3.9485 | 1840 | 3703.6201 | 188.0804 | 250.7215 | 450.007 | -1386.2395 | 617.8644 | 4455.6274 | 1626.2158 | 5019.2363 | 519.8406 | -280.6294 | 2984.127 | 220.286 | 823.2524 | 1945.1864 | -2402.1418 | -464.4904 | 11050.8047 | 210.1043 | -61.5368
2030-06-08 | 20 | -59.5377 | 124.1201 | -111.2498 | -635.5557 | -572.0921 | -664.4821 | -14.7943 | 999.7513 | -2028.5743 | -243.6253 | 3888.7759 | -131.1393 | 2049.3787 | -56.4983 | 2225.78 | 1413.4983 | 357.2078 | 209.9989 | -467.2082 | 1097.416 | -2030.379 | -2019.9917 | 49.8378 | -78.8411 | 2561.2683 | -2385.9688 | -3566.8367 | -429.0456 | -84.6842 | 360.4757 | 1164.2933 | 1773.2939 | -1000.957 | 896.4531 | 4.3664 | 1661.1826 | 4716.6924 | 1.0001 | 187.8816 | 1.0015 | -1259.7023 | 476.989 | 3703.1052 | 1163.116 | 4659.3242 | 115.177 | -344.29 | 2556.5581 | -563.3585 | 881.3575 | 778.522 | -1379.4054 | -152.4647 | 12931.4189 | 210.1043 | -73.0662
2030-06-08 | 21 | -57.4557 | 368.6431 | -104.7466 | -647.4828 | -1348.1727 | -874.554 | -1776.0403 | 1140.6254 | -1329.6552 | -249.6635 | 3897.6436 | -152.4599 | 2090.2751 | -67.4897 | 2262.2156 | 1465.1931 | 398.5655 | 209.9989 | -520.1813 | 936.0501 | -1918.6957 | -2357.2573 | 112.0642 | -83.4376 | 2955.2881 | -2521.1616 | -3343.5962 | -515.2983 | -91.2902 | 578.5279 | 1357.2054 | 1861.2378 | -714.8498 | 743.4816 | 5.3596 | 2219.0906 | 4359.2188 | 1.001 | 391.8221 | 35.4591 | -1479.5583 | 793.7145 | 3780.1897 | 1214.2771 | 4994.3521 | -3.7567 | -278.0003 | 2873.0142 | -327.7508 | 1382.4849 | 441.7252 | -1307.1866 | -504.5553 | 12748.0469 | 210.1043 | -111.7068
2030-06-08 | 22 | -52.5725 | 167.6561 | -103.7872 | -638.6471 | -1650.3386 | -948.1494 | -4257.3735 | 588.8232 | -1434.0333 | -248.6378 | 4069.3765 | -124.9664 | 2094.6304 | -74.1204 | 2257.1628 | 1492.4819 | 388.5952 | 209.9989 | -560.2448 | 974.7799 | -1960.4933 | -2938.926 | 133.8436 | -70.933 | 3068.7629 | -2422.8799 | -3383.3369 | -528.5485 | -78.5111 | 592.0866 | 1436.5918 | 1587.812 | -731.1141 | 662.7827 | 5.1271 | 2144.374 | 3746.5256 | 0.99938 | 408.4485 | 122.0929 | -1389.9591 | 834.1982 | 3806.2156 | 1283.631 | 5001.4854 | -3.9324 | -277.9573 | 2884.6877 | -576.4907 | 1467.4297 | 828.9969 | -1041.8735 | -926.4907 | 13628.9219 | 210.1042 | -107.9151
2030-06-08 | 23 | -50.8858 | 0.98962 | -96.7041 | -659.5853 | -1683.8085 | -1052.0979 | -6175.1709 | 566.751 | -367.4966 | -251.684 | 3922.9438 | -140.3289 | 2019.7628 | -100.5623 | 2249.5945 | 1524.8186 | 405.0328 | 209.9989 | -651.7098 | 892.2665 | -1818.2562 | -3451.2456 | 186.7889 | -65.4539 | 3808.3679 | -2551.969 | -3037.4946 | -596.9963 | -66.9209 | 708.8229 | 1554.5992 | 1555.9415 | -582.6172 | 573.1972 | 5.205 | 1835.8094 | 3482.4966 | 1.0022 | 555.9124 | 0.99958 | -1207.7113 | 1050.2222 | 3590.0076 | 1123.3138 | 5012.3433 | 0.99757 | -278.4009 | 2952.9695 | -99.4551 | 1565.6603 | 1374.6971 | -1184.4664 | -1183.4128 | 14551.8428 | 210.1043 | -231.7533
2030-06-08 | 24 | -41.8392 | 0.99806 | -86.4055 | -620.9415 | -1565.1058 | -1208.7709 | -8464.6963 | 503.6138 | -76.4375 | -339.5004 | 3937.1145 | -35.2449 | 2082.6284 | -341.4623 | 1707.8623 | 1634.6344 | 362.4055 | 209.9989 | -571.238 | 719.9803 | -1339.9043 | -3825.4299 | 197.2848 | -58.414 | 3216.4868 | -2437.4438 | -2840.9636 | -643.6746 | -55.9163 | 815.6122 | 1736.9642 | 789.1555 | -544.2388 | 400.0945 | 4.3515 | 1698.1309 | 2576.9226 | 1.0004 | 0.99895 | 325.2344 | -1851.9822 | 963.7326 | 3191.0576 | 1102.6154 | 4195.46 | -3.268 | -278.2795 | 2810.9094 | -314.1124 | 1689.588 | 1625.9196 | -1163.0763 | -1071.5007 | 14300.1689 | 210.1043 | -330.2571
2030-06-09 | 1 | -35.811 | 421.5442 | -80.5424 | -620.3558 | -1128.1415 | -1504.1558 | -9887.791 | 957.4664 | 1.0037 | -223.9094 | 3788.9644 | -174.5766 | 1960.8641 | -319.4331 | 1877.5897 | 1965.2437 | 327.8957 | 209.9989 | -536.1074 | 581.5477 | -1072.3435 | -4421.8604 | 170.03 | -15.3036 | 2997.8152 | -2509.1028 | -2519.1875 | -767.36 | -67.5066 | 823.022 | 2213.6748 | 4.2424 | -407.7813 | 234.6135 | 4.0185 | 1089.3956 | 2221.9849 | 1.0015 | 188.8318 | 0.99869 | -2066.4534 | 791.9509 | 2849.3359 | 875.7158 | 4141.5039 | -3.2332 | -278.2929 | 2920.4846 | 19.363 | 1708.2401 | 1281.7764 | -1212.5504 | -1184.6643 | 13737.0947 | 210.1043 | -376.2507
2030-06-09 | 2 | -31.6947 | 198.9748 | -71.8982 | -577.2988 | -651.2817 | -1336.3815 | -10729.0312 | 1947.3835 | 1.0056 | -165.8418 | 3661.9543 | -159.3637 | 1936.9905 | -449.9575 | 1352.1804 | 1814.5371 | 169.7009 | 209.9989 | -549.9773 | 786.6881 | -886.0801 | -5463.2646 | 259.3199 | 8.2766 | 3193.2432 | -2045.0011 | -3204.2417 | -687.5499 | -55.5254 | 951.0862 | 1422.3541 | -568.0079 | -1064.6685 | 367.4196 | 1.1983 | -301.9149 | 1993.0657 | -192.2466 | 349.8141 | 0.99796 | -2545.594 | 1044.202 | 2513.0571 | 837.8248 | 4017.1785 | 0.9998 | -279.2744 | 2887.73 | 145.8319 | 1788.097 | 2104.9036 | -2454.105 | -1010.3824 | 11534.7646 | 210.1043 | -152.5068
2030-06-09 | 3 | -37.8601 | 651.3297 | -73.8822 | -418.3264 | -400.8752 | -1776.8813 | -12077.0674 | 2628.7454 | 373.851 | -301.4946 | 3487.5273 | -45.5344 | 1883.3696 | -729.8788 | 420.0857 | 1849.48 | 123.1108 | 209.9989 | -276.0052 | 419.513 | -774.4705 | -6031.9209 | 168.1546 | -46.6682 | 2026.4092 | -2235.3372 | -2444.2129 | -785.3444 | -81.2606 | 874.637 | 1331.8776 | 0.99677 | -832.2481 | 273.873 | 0.57217 | 28.0068 | -138.0102 | 0.99971 | 409.2488 | 1.0011 | -2360.2078 | 766.8417 | 1865.3638 | 704.5119 | 3495.2681 | -2.8353 | -278.8197 | 2083.7156 | -785.4734 | 1411.3955 | 1217.8021 | -2813.1511 | -308.2502 | 10873.3604 | 210.1042 | -116.384
2030-06-09 | 4 | -30.1799 | 838.0645 | -66.9743 | -323.265 | -308.6015 | -1773.6202 | -12062.6611 | 2993.27 | 1149.3687 | -255.2785 | 3347.3306 | -111.7656 | 1914.4421 | -748.8537 | 382.364 | 1693.9491 | 322.7022 | 209.9989 | -259.6481 | 390.4132 | -726.2085 | -5965.2158 | 144.5403 | -57.988 | 1960.5457 | -2079.647 | -2252.9087 | -760.7933 | -93.3962 | 828.1448 | 1140.5176 | 0.98963 | -939.807 | 203.2477 | 0.58496 | 112.4908 | -2048.6284 | 1.0006 | 113.3372 | 229.6594 | -2375.0464 | 714.7151 | 1962.4761 | 679.485 | 3324.1782 | -2.9198 | -278.6584 | 1540.8212 | -1324.1715 | 1401.0863 | 899.3408 | -2392.8213 | -490.6155 | 8690.7539 | 210.1043 | -149.8599
2030-06-09 | 5 | -24.2203 | 938.1444 | -56.135 | -411.6336 | -439.2507 | -1614.4856 | -11106.4033 | 2612.5132 | 1376.4486 | -132.5797 | 3158.0674 | -194.9906 | 1957.4017 | -660.322 | 762.8136 | 1223.0742 | 363.1508 | 209.9989 | -160.1455 | 315.8298 | -721.627 | -5999.3794 | 81.3417 | -62.0807 | 1231.1902 | -2007.5327 | -2034.1019 | -740.1193 | -98.2303 | 689.9641 | 1272.9264 | 4.8805 | -939.6973 | 291.4399 | 0.78904 | -39.2402 | -357.1523 | -55.9916 | 138.8677 | 1.0033 | -2264.8203 | 530.9723 | 2111.0845 | 430.0785 | 3514.1792 | -2.3624 | -272.9358 | 1226.5482 | -1909.8622 | 1217.3514 | 178.8338 | -2044.8469 | -230.3765 | 6422.6187 | 210.1042 | -154.4362
2030-06-09 | 6 | -25.9159 | 888.0455 | -56.4114 | -395.7426 | -509.9713 | -1548.3236 | -10524.043 | 2382.6021 | 1433.6416 | -129.8459 | 3159.1431 | -195.0049 | 1961.5217 | -655.3044 | 733.3682 | 866.8415 | 362.374 | 209.9989 | -155.7032 | 272.695 | -693.4659 | -6227.1548 | 55.6103 | -60.6364 | 1285.2546 | -1975.2341 | -2067.3032 | -713.521 | -79.9643 | 630.7839 | 1230.5367 | 5.2445 | -981.1663 | 356.022 | 0.77571 | -8.667 | -287.1989 | -202.9664 | 1.0004 | 1.0039 | -2242.0771 | 445.5916 | 2142.467 | 467.2684 | 3404.499 | -2.3614 | -274.926 | 997.5516 | -2380.24 | 1080.8425 | -80.8026 | -1924.5634 | 1.0093 | 5801.5317 | 210.1042 | -129.4679
2030-06-09 | 7 | -26.9356 | 957.8367 | -59.4591 | -403.2055 | -472.4411 | -1600.3761 | -10023.1484 | 2278.3899 | 1340.3633 | -126.4224 | 3263.2595 | -195.0033 | 1144.9072 | -662.9092 | 655.3253 | 741.3986 | 353.6912 | 209.9989 | -165.158 | 318.57 | -729.5745 | -6288.1392 | 42.6263 | -61.0216 | 1300.8252 | -2060.4065 | -2434.842 | -729.1379 | -81.8227 | 581.1704 | 1218.874 | 3.5637 | -942.1165 | 316.9955 | 0.69142 | 73.2552 | -323.6368 | -201.0179 | 728.5558 | 1.0015 | -2282.6765 | 404.3987 | 1816.0317 | 490.4492 | 3719.2244 | 0.99607 | -276.0272 | 2677.5574 | -526.6456 | 1092.381 | 0.96162 | -2226.9341 | -119.3162 | 6673.7573 | 210.1043 | -121.4667
2030-06-09 | 8 | -33.0202 | 980.5494 | -70.2394 | -358.6541 | 180.4851 | -1915.8627 | -11754.9307 | 3512.6201 | 378.0321 | -132.4043 | 3802.115 | -184.0068 | 1881.6831 | -644.1732 | 755.4858 | 514.9178 | 244.1702 | 209.9989 | -181.478 | 212.7299 | -750.336 | -6410.1421 | 124.5614 | -60.9941 | 1433.42 | -2198.6001 | -2407.4719 | -818.3949 | -103.3713 | 871.6354 | 1332.3857 | 1.0029 | -805.118 | 219.4584 | 0.60925 | 258.6599 | -1266.4744 | -250.9591 | 506.2774 | 0.99926 | -2462.4797 | 639.9355 | 2210.3557 | 931.0927 | 3773.2524 | 116.5336 | -280.1633 | 2713.9602 | 459.0056 | 1339.1007 | 1961.3506 | -3710.25 | -226.2039 | 9366.3203 | 210.1043 | -34.3808
2030-06-09 | 9 | -39.0957 | 542.3959 | -78.6757 | -401.177 | 129.5248 | -1791.9834 | -11477.2256 | 3394.6641 | -917.7335 | -89.5623 | 3874.1321 | 8.9161 | 1843.3591 | -555.304 | 1086.1742 | 258.044 | 187.6138 | 209.9989 | -464.9006 | 372.4074 | -915.4642 | -6371.918 | 245.1703 | -30.0004 | 2829.7625 | -2202.739 | -2862.6033 | -772.8212 | -84.8134 | 1055.0249 | 1693.2659 | 3.3016 | -973.3032 | 400.7175 | 0.47355 | 241.3955 | 615.5347 | 182.6773 | 584.4764 | 1.0025 | -2574.0356 | 1000.9575 | 2342.3262 | 1068.136 | 3839.6003 | 125.4508 | -280.396 | 4264.5034 | 1719.3324 | 1585.3118 | 2999.4539 | -4308.9292 | -684.4246 | 10668.709 | 210.1042 | -37.0467
2030-06-09 | 10 | -43.8517 | 361.429 | -84.9568 | -580.558 | -6.8794 | -1715.9891 | -11504.8496 | 3326.6555 | -345.8014 | -332.9266 | 3721.4316 | -13.2415 | 1878.8905 | -576.0262 | 962.8149 | 721.522 | 120.8422 | 209.9989 | -352.0132 | 272.9298 | -950.1569 | -6039.0503 | 266.3684 | -18.5016 | 1997.9031 | -2416.2168 | -2444.0396 | -794.0042 | -74.6855 | 1200.8069 | 1937.182 | 243.5653 | -663.0016 | 461.8681 | 0.52714 | -61.9491 | 2705.9163 | -133.0435 | 454.8694 | 1.0013 | -2542.406 | 1046.2128 | 3042.6348 | 807.2211 | 4448.6025 | 0.99993 | -278.6684 | 2680.5452 | 158.1628 | 1687.1122 | 3042.957 | -3440.4875 | -320.816 | 11743.5371 | 210.1043 | -55.3748
2030-06-09 | 11 | -45.7083 | 339.741 | -87.9251 | -594.8583 | -277.5932 | -1661.449 | -11651.6221 | 2960.3503 | -627.9736 | -345.6362 | 3797.5215 | -1.3302 | 1928.4528 | -519.3456 | 1197.4023 | 504.0566 | 136.0846 | 209.9989 | -281.6684 | 306.5089 | -1072.9495 | -5567.7354 | 256.8719 | -24.9525 | 1496.7151 | -2439.9199 | -2384.9753 | -778.7308 | -74.3913 | 1167.3811 | 2230.0955 | 342.5601 | -647.3333 | 481.9931 | 0.46123 | -72.0002 | 2623.0779 | -3.654 | 249.5887 | 1.002 | -2398.7158 | 992.6884 | 3539.3875 | 845.2291 | 4692.9233 | -3.2823 | -278.0825 | 2265.7451 | 30.2221 | 1750.7106 | 2962.2449 | -3087.5298 | -506.1412 | 11465.1426 | 210.1043 | -157.9774
2030-06-09 | 12 | -50.2287 | 397.4053 | -92.2624 | -589.078 | -791.4379 | -1597.9618 | -11072.6982 | 2026.5419 | -1031.5605 | -346.884 | 3744.176 | -0.024175 | 2005.3561 | -332.6466 | 1223.7896 | 583.7391 | 179.7997 | 209.9989 | -267.0964 | 395.7964 | -1311.4174 | -5803.4229 | 189.1875 | -14.8067 | 1173.2216 | -2522.2449 | -2416.3018 | -756.2341 | -77.7266 | 950.9669 | 2242.9055 | 725.0671 | -546.7261 | 509.8221 | 0.52721 | -243.7071 | 1585.2186 | -118.5152 | 226.7686 | 0.99995 | -2275.5344 | 731.1158 | 3669.4297 | 855.8176 | 4742.7974 | 1.0003 | -276.7372 | 2481.9192 | -39.8542 | 1570.188 | 2382.147 | -2504.7864 | -474.8012 | 10383.1299 | 210.1043 | -100.2102
2030-06-09 | 13 | -62.1449 | -154.821 | -93.8978 | -811.0721 | -652.0618 | -1226.8335 | -11232.5518 | 2122.3401 | -1824.5083 | -349.8864 | 3840.2878 | 0.99892 | 2023.2997 | -470.5915 | 1320.8606 | 619.1096 | 208.4207 | 209.9989 | -278.5221 | 410.2016 | -1484.8994 | -6601.979 | 259.215 | -32.3214 | 1165.3551 | -2886.6792 | -2190.179 | -733.076 | -62.0604 | 1111.6516 | 2526.6318 | 2753.8418 | -203.8203 | 719.8926 | 0.51646 | 73.553 | 6263.2471 | -3.592 | 252.0803 | 1.0001 | -2125.8118 | 980.1337 | 3734.1687 | 1000.2316 | 4832.5469 | -3.1024 | -277.0572 | 2436.8679 | -112.1302 | 1706.2191 | 2772.1201 | -2770.606 | -157.3635 | 14054.2109 | 210.1042 | -37.8836
2030-06-09 | 14 | -93.1614 | -1105.863 | -106.4572 | -727.2557 | -689.0011 | -377.6414 | -6282.314 | 1560.642 | -1955.8209 | -319.4386 | 3855.6702 | 1.0003 | 2049.1541 | -459.8628 | 1351.2418 | 213.5947 | 439.0975 | 209.9989 | -406.4397 | 384.5741 | -1503.2476 | -6864.9663 | 223.9579 | -18.4175 | 1939.9536 | -2989.1963 | -2123.9646 | -456.2316 | -53.8524 | 1034.7841 | 2481.1082 | 5543.1216 | -101.726 | 1383.33 | 0.48925 | 107.7474 | 7634.0225 | 1.0012 | 258.9067 | 1.0003 | -2086.7937 | 881.0865 | 3699.4607 | 1124.5663 | 4806.2974 | -3.4209 | -277.9301 | 2331.1682 | 263.6826 | 1537.8287 | 3134.4143 | -3729.5427 | -49.5053 | 15633.915 | 210.1043 | 81.1439
2030-06-09 | 15 | -93.317 | -1145.4784 | -104.2439 | -695.6072 | -315.7831 | -122.4022 | -5217.5679 | 1966.1071 | -1601.6018 | -188.4352 | 3806.468 | -142.0833 | 2055.468 | -329.6733 | 1791.0315 | -112.1853 | 461.0203 | 209.9989 | -484.5052 | 355.3342 | -1538.5559 | -6631.1943 | 229.119 | -5.0438 | 2682.2449 | -2740.3008 | -2069.4219 | -348.2894 | -58.0046 | 1087.4594 | 2452.2922 | 6260.8633 | -142.5836 | 1481.0985 | 0.64038 | 34.1846 | 7301.7603 | 1.0019 | 304.339 | 1.0007 | -1867.0883 | 929.3535 | 3802.6453 | 1136.1063 | 4961.8721 | -3.419 | -277.9224 | 2314.1299 | 84.9133 | 1461.1877 | 3561.8992 | -4156.312 | -13.5615 | 14815.9434 | 210.1043 | 118.6106
2030-06-09 | 16 | -88.9508 | -1186.3087 | -103.5401 | -693.7416 | -289.6821 | -75.3897 | -6408.1641 | 2321.8914 | -1334.49 | -231.4206 | 3720.2073 | -158.5173 | 2015.688 | -196.9465 | 2119.2317 | -233.2836 | 440.9914 | 209.9989 | -489.3453 | 330.1411 | -1360.8331 | -5577.0068 | 253.1642 | 9.3381 | 2840.4312 | -2599.3459 | -2116.2368 | -329.1002 | -57.5861 | 1186.0491 | 2313.4509 | 6054.9814 | -209.4695 | 1437.8424 | 0.7327 | -179.5141 | 6509.125 | 1.0019 | 282.2544 | 31.7582 | -1992.6766 | 1034.7025 | 3850.3787 | 1064.2688 | 5005.1045 | -3.4083 | -277.9684 | 2407.4688 | -100.2145 | 1242.9198 | 3447.7402 | -4130.3877 | -154.8561 | 12778.5166 | 210.1042 | 89.6106
2030-06-09 | 17 | -88.0866 | -1147.4321 | -106.0387 | -702.3498 | -156.6062 | -168.0482 | -7130.0728 | 2665.0967 | -1278.78 | -237.9642 | 3667.0444 | -168.3364 | 1999.6539 | -169.5733 | 2171.345 | -439.9645 | 339.4544 | 209.9989 | -495.4462 | 355.4205 | -1273.832 | -5256.3857 | 287.5835 | 19.8408 | 3032.1042 | -2653.6738 | -2281.3506 | -346.7818 | -56.2329 | 1272.325 | 2211.4443 | 5880.2114 | -335.119 | 1405.0886 | 0.74351 | -355.318 | 6036.5083 | 1.0031 | 212.3321 | 76.233 | -2183.7542 | 1118.3573 | 3963.8618 | 1027.33 | 5019.9072 | 0.98897 | -278.1163 | 2279.592 | -513.8997 | 1292.6537 | 3129.4502 | -4179.3193 | -189.6163 | 13009.8799 | 210.1043 | 86.3685
2030-06-09 | 18 | -93.3567 | -1080.9026 | -109.4285 | -711.4825 | -185.2405 | -213.3775 | -6357.9985 | 2706.9695 | -1386.8888 | -242.0549 | 3636.8716 | -176.0403 | 1997.7041 | -172.3547 | 2175.5608 | -706.2762 | 351.0781 | 209.9989 | -484.3906 | 354.6376 | -1386.9712 | -5401.7891 | 282.2269 | 12.9537 | 2958.4739 | -2864.5249 | -2254.0684 | -367.3377 | -56.8029 | 1249.7244 | 2246.6453 | 6326.2456 | -297.1062 | 1461.7086 | 0.75411 | -327.8092 | 6186.0176 | 72.0245 | 73.3367 | 222.9316 | -1999.2084 | 1150.6528 | 4128.9468 | 1041.0839 | 5020.498 | 0.98329 | -278.1334 | 2185.0229 | -648.9215 | 1235.5284 | 3202.7412 | -4153.6431 | -74.1313 | 13633.2197 | 210.1043 | 98.2537
2030-06-09 | 19 | -95.7784 | -1003.9365 | -109.7791 | -730.3292 | -537.1995 | -319.6256 | -5419.7871 | 1961.1456 | -860.499 | -227.8251 | 3630.429 | -175.1727 | 1962.2542 | -61.0686 | 1990.7554 | -887.9395 | 360.929 | 209.9989 | -441.6593 | 378.0224 | -1361.6246 | -5430.0527 | 247.209 | 10.1175 | 2570.3333 | -3102.4458 | -2261.5083 | -412.9539 | -50.4006 | 1143.983 | 2271.0024 | 6814.4707 | -279.0342 | 1436.2476 | 0.75015 | -371.9008 | 6414.9058 | 1.0016 | 107.0682 | 115.2835 | -2129.9551 | 950.5142 | 4112.7095 | 1018.2579 | 5006.3086 | 1.0026 | -278.0284 | 2285.6433 | -739.9514 | 1410.075 | 2393.2791 | -3430.5059 | 13.4771 | 15193.6221 | 210.1043 | 45.8188
2030-06-09 | 20 | -96.1607 | -1061.0588 | -106.2244 | -720.5623 | -892.8257 | -282.89 | -5725.3936 | 1401.0485 | -308.4405 | -183.183 | 3704.1687 | -102.5192 | 1932.2843 | -17.4193 | 1846.5059 | -1008.3541 | 335.9446 | 209.9989 | -310.3554 | 376.1751 | -1473.5811 | -5540.4868 | 227.6673 | -3.9609 | 1740.3806 | -3097.8201 | -2325.9478 | -414.0239 | -46.6093 | 1101.7604 | 2270.2693 | 7069.2197 | -258.9433 | 1499.0126 | 0.78715 | -384.1019 | 6495.1768 | -10.1 | 7.5105 | 226.9564 | -2044.4219 | 856.7435 | 4210.4473 | 1117.0464 | 5012.0298 | 0.99338 | -278.0511 | 2344.6599 | -877.0036 | 1509.3781 | 1831.2216 | -2168.0981 | 111.1198 | 15385.2793 | 210.1042 | -50.4419
2030-06-09 | 21 | -94.4635 | -1048.7634 | -104.8136 | -729.7863 | -1067.4523 | -414.2916 | -6224.6318 | 1168.7767 | -304.7701 | -142.726 | 3733.4553 | -7.0933 | 1964.0253 | -79.4251 | 1973.4884 | -975.1262 | 304.9774 | 209.9989 | -305.9085 | 321.7017 | -1564.2104 | -6177.6685 | 179.4899 | -4.0445 | 1669.3654 | -3130.8262 | -2310.4841 | -471.2671 | -50.2541 | 993.0012 | 2361.5703 | 6737.7969 | -222.3592 | 1467.3325 | 0.77293 | -348.3519 | 6240.437 | -67.9037 | 155.3138 | 112.0153 | -2006.5396 | 759.9709 | 4067.0786 | 1000.1354 | 4969.5469 | 1.0307 | -277.8003 | 2419.9414 | -1267.2892 | 1380.3809 | 1134.2188 | -1980.7395 | -83.3402 | 14155.9336 | 210.1043 | -72.5454
2030-06-09 | 22 | -84.3964 | -843.1636 | -100.7646 | -753.6383 | -886.6177 | -668.2421 | -8358.2773 | 1614.4109 | -126.4965 | -167.4767 | 3743.3018 | -85.82 | 1969.3474 | -1.16 | 1899.4907 | -623.3873 | 236.9009 | 209.9989 | -352.4167 | 383.6793 | -1572.83 | -6106.1855 | 228.9812 | 7.0273 | 1883.3329 | -3115.5054 | -2313.8257 | -556.4832 | -48.8046 | 1068.7465 | 2388.3721 | 5965.2373 | -204.4872 | 1225.5807 | 0.81244 | -480.8707 | 5460.4976 | -89.0916 | 197.6833 | 99.867 | -1985.0778 | 924.905 | 4045.187 | 1100.9106 | 5007.8452 | 1.0197 | -278.2134 | 2472.7822 | -1206.2882 | 1546.2446 | 1826.5806 | -1904.0669 | -839.3985 | 13731.7178 | 210.1042 | -85.3131
2030-06-09 | 23 | -63.7508 | -141.8792 | -85.4658 | -805.4346 | -468.2458 | -1135.678 | -10104.4404 | 2507.2971 | -211.1003 | -249.7537 | 3691.8022 | -136.7816 | 1923.8727 | 36.9963 | 1778.12 | -369.2076 | 179.2475 | 209.9989 | -424.6663 | 503.3656 | -1438.5559 | -5569.2402 | 274.0422 | 15.3835 | 2391.8916 | -2833.8936 | -2459.1479 | -718.6621 | -57.6535 | 1126.4453 | 2519.0347 | 4896.6089 | -300.8351 | 848.4918 | 0.708 | -459.2461 | 4086.9597 | -308.1391 | 243.4203 | 355.7923 | -1889.7445 | 1103.942 | 3906.3069 | 1051.5525 | 5009.9751 | 0.99581 | -278.247 | 2546.0518 | -693.142 | 1676.4639 | 2806.0173 | -2239.24 | -826.3002 | 13349.332 | 210.1043 | -144.4648
2030-06-09 | 24 | -51.1055 | 205.7741 | -71.0518 | -764.0598 | -32.4614 | -1416.4944 | -11567.6631 | 3582.9287 | -3.0962 | -196.7648 | 3694.0217 | -156.9098 | 1983.7307 | -60.275 | 1735.7013 | -179.7655 | 252.7348 | 209.9989 | -462.6859 | 275.0746 | -835.241 | -5301.8403 | 276.8541 | 3.389 | 2848.1208 | -2785.4128 | -2224.9626 | -806.0772 | -63.7947 | 1286.772 | 2539.7227 | 3925.9963 | -236.8176 | 633.2294 | 0.63272 | -123.141 | 3061.1287 | -111.7182 | 168.7171 | 1.002 | -2454.0979 | 1013.7213 | 3681.5425 | 1150.5391 | 4856.7476 | 1.0159 | -278.2253 | 2219.53 | -279.0417 | 1773.4969 | 2919.2991 | -2990.5183 | -902.6446 | 13498.5537 | 210.1043 | -223.2256
2030-06-10 | 1 | -54.6338 | 168.6 | -61.1718 | -577.0858 | -899.6918 | -1436.9618 | -11744.1299 | 2192.4675 | 919.7898 | -146.7299 | 3656.1401 | -181.1725 | 1923.5137 | -278.8772 | 1147.765 | -12.5511 | 359.3067 | 209.9989 | -238.6766 | 372.5093 | -936.2598 | -5453.3213 | 297.7696 | -35.8941 | 1781.8506 | -2602.3372 | -2211.9673 | -766.1187 | -56.4454 | 1174.6364 | 1988.9148 | 2955.1777 | -426.3614 | 779.7079 | 0.80978 | 63.3368 | 3011.135 | -400.0885 | 552.7078 | 1.0008 | -2247.2141 | 1104.7551 | 2395.7354 | 1103.9489 | 4096.8657 | 1.0117 | -279.0864 | 2092.0369 | 466.9746 | 1676.146 | 1426.3245 | -1519.3898 | -441.3965 | 13944.8496 | 210.1043 | -316.9769
2030-06-10 | 2 | -50.2307 | 227.498 | -73.1374 | -540.8455 | -88.49 | -1578.9785 | -12173.7998 | 3546.052 | 1435.1587 | -149.2086 | 3686.2539 | -193.746 | 1942.0297 | -561.5615 | 986.7009 | 10.0079 | 388.4006 | 209.9989 | -240.4607 | 209.2197 | -541.1534 | -5402.063 | 328.3462 | -56.3121 | 1980.3994 | -2385.4531 | -1833.5116 | -753.5889 | -64.0071 | 1351.3859 | 1715.9932 | 1296.2354 | -577.3422 | 660.8391 | 0.65438 | 293.206 | 1983.9639 | -403.5238 | 655.07 | 0.99922 | -2544.4155 | 1155.3132 | 2175.9121 | 1371.9609 | 3809.5793 | 278.9541 | -280.6949 | 2113.4175 | 889.8018 | 1650.2249 | 2919.2212 | -3369.0027 | -224.2407 | 12986.4482 | 210.1043 | -125.2585
2030-06-10 | 3 | -29.3207 | 864.1489 | -61.9184 | -334.4478 | -69.7001 | -1919.9406 | -12834.4863 | 3628.9902 | 1768.0177 | -154.9122 | 3078.2881 | -194.9966 | 802.9813 | -616.873 | 899.5199 | 669.8015 | 342.1091 | 209.9989 | -188.6159 | 163.4535 | -531.2905 | -5302.7554 | 206.3863 | -45.0357 | 1595.5713 | -2044.4615 | -1646.9695 | -812.7666 | -92.8203 | 1096.1948 | 1463.4376 | 1.0167 | -780.4785 | 148.4309 | 0.72304 | -95.6817 | -1101.5511 | -76.0709 | 715.4724 | 1.0012 | -2400.6765 | 880.7369 | 1943.0676 | 1127.3666 | 3850.9441 | 1.0026 | -279.3553 | 2057.2922 | 519.9467 | 1332.0742 | 2333.2136 | -3515.0891 | 180.0206 | 9671.2129 | 210.1043 | -90.1699
2030-06-10 | 4 | -16.3425 | 939.9319 | -39.2827 | -328.1834 | -123.2402 | -1704.3728 | -12009.8545 | 3356.4861 | 1516.8123 | -152.2448 | 3331.4473 | -195.0398 | 853.3718 | -597.0857 | 939.5912 | 166.3807 | 400.5461 | 209.9989 | -176.7624 | 20.319 | -520.7758 | -5578.7837 | 133.7992 | -41.9588 | 1582.8917 | -1946.9009 | -1198.7736 | -770.7538 | -81.4181 | 963.515 | 1482.8661 | 1.0017 | -779.4669 | 210.9798 | 0.7236 | -94.583 | -675.6846 | -293.3213 | 665.1641 | 0.99941 | -2343.7791 | 618.4319 | 1877.0848 | 1231.8428 | 3779.5881 | 1.0025 | -279.4526 | 2201.9446 | 503.4356 | 1156.4364 | 1546.6799 | -3284.3369 | 235.952 | 7260.6587 | 210.1043 | -97.5508
2030-06-10 | 5 | -14.7293 | 1033.2382 | -38.2135 | -386.6649 | -5.9904 | -1643.4901 | -11903.5947 | 3479.8152 | 1431.4908 | -124.3835 | 3717.0339 | -168.6376 | 1321.2196 | -469.6574 | 859.089 | 100.9872 | 423.2588 | 209.9989 | -155.9831 | -86.4266 | -646.4204 | -5915.4839 | 92.207 | -44.4112 | 1427.5729 | -1937.421 | -1039.5352 | -768.3289 | -90.2748 | 912.6278 | 1620.1545 | 0.99634 | -708.1224 | 228.7332 | 0.68394 | -67.033 | -281.3893 | -314.9438 | 608.6076 | 0.99804 | -2343.8049 | 518.7819 | 1955.9656 | 1399.032 | 3803.2263 | 1.0018 | -279.443 | 2316.0869 | 616.5026 | 1144.0393 | 1156.6675 | -3503.0276 | 6.1006 | 5843.7842 | 210.1043 | -98.3184
2030-06-10 | 6 | -21.4301 | 1554.4888 | -61.0683 | -299.8194 | 343.312 | -2212.1128 | -13183.8369 | 4353.8457 | 1313.6436 | -147.6098 | 3818.0291 | -160.3915 | 1962.3617 | -521.2028 | 1187.1093 | 471.0483 | 598.3028 | 209.9989 | -129.4273 | -258.8114 | -703.7668 | -6170.458 | 34.0153 | -61.372 | 1336.0149 | -2155.019 | -983.1352 | -901.7727 | -134.2222 | 901.726 | 2055.4888 | 1.003 | -513.684 | -14.2493 | 0.5199 | 298.6998 | -2647.781 | -432.8785 | 442.5851 | 0.99884 | -2392.0237 | 339.998 | 2227.3054 | 1610.9962 | 3754.7896 | 192.9745 | -280.261 | 2165.884 | 507.145 | 1082.7758 | 1002.7661 | -3794.1404 | 1.0024 | 6850.6289 | 210.1042 | -82.3022
2030-06-10 | 7 | -24.6725 | 1710.3497 | -65.8567 | -349.2091 | 345.2354 | -2425.4326 | -14264.3662 | 4579.8594 | 1.0059 | -371.4351 | 1431.0627 | -196.4552 | -1047.4274 | -434.5297 | 956.2161 | 1571.3464 | 491.5698 | 209.9989 | -66.9848 | -244.0267 | -1028.8557 | -6694.7178 | 30.3229 | -53.2431 | 566.0803 | -2319.6453 | -1228.7258 | -983.0641 | -141.0258 | 896.6539 | 2192.5569 | 27.5426 | -341.394 | -171.3579 | 0.62835 | -7.8834 | -2568.2112 | 466.9943 | 1297.5646 | 149.8433 | -2282.2112 | 393.1255 | 1106.3723 | 1305.9333 | 2166.1926 | 1690.8628 | -854.2422 | 1834.8297 | -177.4847 | 1176.1731 | 939.6052 | -3525.8276 | -5.359 | 6669.3799 | 210.1042 | -92.2513
2030-06-10 | 8 | -31.5415 | 1764.4536 | -71.0112 | -396.6887 | 8.2644 | -2367.2363 | -13765.0283 | 4040.7214 | -172.8913 | -367.5366 | 3812.3784 | -56.7418 | 1954.0435 | -168.8388 | 1542.6654 | 1226.4135 | 413.1577 | 209.9989 | -116.8991 | -161.779 | -1436.9272 | -6713.8994 | 14.1422 | -33.4719 | 1169.0409 | -2458.5312 | -1113.5095 | -985.6865 | -145.4852 | 781.1667 | 2734.1184 | 2.6745 | -256.0539 | -126.4963 | 0.5695 | -332.096 | -1619.6509 | -233.5776 | 550.9494 | 1.0016 | -1831.1954 | 474.5813 | 2699.5864 | 1324.3782 | 4396.2617 | -2.7904 | -277.928 | 1254.5453 | -778.3992 | 1076.5918 | 375.073 | -2826.6863 | 0.9789 | 5526.7773 | 210.1042 | -179.3215
2030-06-10 | 9 | -34.0075 | 1446.5853 | -75.0418 | -454.4536 | -6.5628 | -2290.7141 | -13908.7715 | 3981.7178 | -263.7917 | -392.1193 | 3975.3247 | -41.4152 | 1969.8909 | 1.0008 | 2128.7202 | 581.3759 | 335.9971 | 209.9989 | -206.6929 | -147.4631 | -1487.4038 | -6899.3232 | 57.4473 | -5.8905 | 883.4955 | -2808.3406 | -1145.749 | -990.9445 | -127.7607 | 921.071 | 3153.0891 | 2.6434 | -58.3132 | -147.2508 | 0.5846 | -627.7535 | -1740.2852 | -463.6124 | 19.4389 | 449.7189 | -2079.5271 | 437.0899 | 4198.3193 | 1524.2614 | 5054.271 | 1.004 | -278.1418 | 2187.011 | -125.0437 | 1353.6228 | 1453.4924 | -2502.2092 | -519.2739 | 9045.8418 | 210.1042 | -210.766
2030-06-10 | 10 | -26.0387 | 1291.3511 | -63.2028 | -533.1849 | -6.9137 | -2105.8396 | -14416.1191 | 3727.7495 | -841.4861 | -392.0626 | 3965.03 | -38.5055 | 1983.058 | 1.0011 | 2121.3635 | 252.6254 | 238.7514 | 209.9989 | -202.3434 | -127.3681 | -1674.8098 | -7391.9829 | 78.3704 | -3.402 | 735.7374 | -2799.9321 | -814.542 | -963.302 | -118.6876 | 928.2653 | 3089.1785 | 274.1384 | -91.3196 | -108.5791 | 0.58879 | -292.1643 | -759.2115 | -554.4702 | 91.4917 | 449.7935 | -1883.6588 | 567.0276 | 4202.6328 | 1552.6222 | 5070.583 | 1.0074 | -278.2346 | 2179.0339 | 430.1416 | 1453.1759 | 1676.4478 | -3159.229 | -660.1313 | 8256.6504 | 210.1042 | -133.7367
2030-06-10 | 11 | -32.8018 | 1066.0771 | -66.9458 | -536.1957 | -98.4172 | -1963.2448 | -13878.8887 | 3240.9084 | -1270.8188 | -389.4104 | 3974.1938 | -26.0482 | 1998.573 | 32.677 | 2109.2737 | 145.0836 | 297.1572 | 209.9989 | -249.0396 | 63.0388 | -1733.4613 | -6896.0332 | 83.3912 | -12.3821 | 1147.5605 | -2842.4377 | -1194.2377 | -913.4697 | -109.453 | 910.4487 | 3012.3057 | 1288.713 | -106.854 | 14.8897 | 0.57307 | -194.4761 | -172.7203 | -532.2515 | 9.9254 | 449.749 | -1932.9523 | 592.717 | 4323.958 | 1573.4274 | 5079.3843 | -3.6845 | -382.8855 | 1700.7874 | 511.565 | 1426.8326 | 2430.603 | -4050.2239 | -1045.3691 | 8564.8838 | 210.1043 | 6.3655
2030-06-10 | 12 | -25.9388 | 1064.8461 | -61.8761 | -533.8739 | -215.0783 | -1963.0133 | -14664.0156 | 3148.7798 | -1490.6455 | -387.2039 | 3961.3325 | -17.6477 | 1996.3876 | 119.4287 | 2110.8884 | -33.9592 | 216.5168 | 209.9989 | -352.0281 | 136.0168 | -1946.2544 | -6730.9678 | 133.5766 | -9.4629 | 1919.2502 | -2842.1011 | -1398.5319 | -925.9783 | -105.1661 | 978.4864 | 2868.1499 | 1041.2137 | -131.5957 | -78.5865 | 0.54007 | -29.6003 | -489.9515 | -499.6944 | -2.2304 | 445.6198 | -1598.7544 | 769.4638 | 4361.6465 | 1599.147 | 5084.1138 | 0.98874 | -432.8311 | 1509.2003 | 561.277 | 1446.1714 | 3047.5713 | -3949.3191 | -90.5572 | 8355.2764 | 210.1043 | 28.8333
2030-06-10 | 13 | -31.1398 | 824.6143 | -68.8678 | -573.0192 | -220.435 | -1846.958 | -14580.9277 | 2753.6436 | -977.5353 | -387.8672 | 3918.6689 | -11.6047 | 2056.2039 | 107.8882 | 2112.3188 | -20.9901 | 155.4924 | 209.9989 | -445.1197 | 209.4088 | -1935.9482 | -6807.562 | 201.7198 | -24.053 | 2538.1846 | -2925.3948 | -1906.4733 | -897.0308 | -90.4195 | 1060.7866 | 2607.1409 | 742.701 | -158.9317 | -1.2975 | 0.52153 | 398.9455 | -500.5212 | -727.6678 | -2.3856 | 450.5061 | -1755.7477 | 832.5018 | 4330.8462 | 1499.8365 | 5081.9756 | -3.2342 | -335.9823 | 1830.7246 | 549.0729 | 1552.5909 | 3944.0251 | -4278.4258 | -118.343 | 10309.958 | 210.1042 | 66.1134
2030-06-10 | 14 | -44.473 | 146.2008 | -77.375 | -816.6921 | -497.2334 | -1304.5511 | -13053.3965 | 2115.8081 | -549.7618 | -387.1403 | 3901.1135 | 5.7183 | 2079.7478 | 130.5698 | 2128.4722 | -212.7029 | 189.6809 | 209.9989 | -478.5842 | 452.2599 | -1771.0358 | -6603.9395 | 238.6728 | -35.2356 | 2739.5308 | -3031.5574 | -2086.5369 | -783.6078 | -67.3871 | 1122.8291 | 2432.8425 | 3561.9949 | -145.0077 | 413.026 | 0.5058 | 581.6192 | 2991.802 | -665.1799 | 11.2061 | 450.4283 | -1809.3669 | 959.0463 | 4344.9971 | 1588.2932 | 5089.9312 | 1.002 | -454.7839 | 1691.5204 | 670.3442 | 1675.2583 | 4538.585 | -4299.9561 | 5.7239 | 12570.6768 | 210.1043 | 122.2349
2030-06-10 | 15 | -64.8658 | -220.8559 | -86.9753 | -787.0588 | -641.5558 | -924.7424 | -9789.8164 | 1462.4255 | -646.4622 | -380.4164 | 3901.8333 | 29.415 | 1999.9982 | 239.4384 | 2163.3062 | -210.8636 | 265.9919 | 209.9989 | -476.5992 | 649.8491 | -1778.6331 | -5292.6475 | 279.8741 | -19.034 | 2724.2615 | -2983.4866 | -2552.3296 | -632.371 | -56.5968 | 1066.6036 | 1957.2726 | 4624.4219 | -413.6732 | 793.8725 | 0.62539 | 109.9426 | 4328.5762 | -590.0615 | 114.3705 | 450.3279 | -1860.0004 | 972.4818 | 4350.291 | 1666.8278 | 5084.3936 | 84.0702 | -509.7219 | 1873.2344 | 551.8621 | 1711.4972 | 4381.9282 | -3787.5872 | 1.0251 | 12362.707 | 210.1043 | 102.6558
2030-06-10 | 16 | -54.2715 | 684.7935 | -81.4214 | -793.0325 | 421.6539 | -1013.2845 | -7660.6016 | 2840.0034 | -2.6854 | -385.7958 | 3896.7698 | 19.4317 | 2132.219 | 287.2855 | 2176.3206 | -398.0934 | 296.187 | 209.9989 | -524.55 | 458.9433 | -1820.9086 | -5411.5928 | 95.9324 | -35.5104 | 3089.0752 | -2872.0186 | -2284.8789 | -666.8608 | -106.327 | 847.1547 | 1746.3625 | 4564.5229 | -328.2495 | 767.5152 | 0.96785 | 584.527 | 4314.8911 | -938.6899 | -193.004 | 0.99943 | -1570.4611 | 577.258 | 4435.3486 | 1565.3678 | 5077.6875 | -133.8148 | -1470.8384 | 1135.5135 | 118.66 | 1275.5245 | 3235.1394 | -3620.0068 | 251.9958 | 8784.3086 | 210.1043 | 24.1858
2030-06-10 | 17 | -51.0362 | 910.1342 | -80.9586 | -765.0829 | 675.1934 | -818.7311 | -2274.0225 | 3015.4565 | -1426.951 | -376.2353 | 3906.9731 | 79.6778 | 1839.9487 | 284.9756 | 2154.6672 | -771.8965 | 299.666 | 209.9989 | -646.4083 | 346.4942 | -2131.095 | -6153.4028 | -62.3284 | -13.3279 | 3599.4775 | -2649.0444 | -2391.5806 | -582.8122 | -127.4592 | 531.0257 | 1666.896 | 4761.1226 | -473.8493 | 789.9581 | 1.6122 | 456.1898 | 4334.9668 | -988.8235 | -1038.3647 | 328.0202 | -1475.6649 | 90.4593 | 5190.1831 | 1577.6782 | 5071.2798 | -236.2527 | -2000.954 | 1349.4156 | -291.6575 | 1134.708 | 2189.3708 | -2668.0854 | 156.5375 | 6070.4277 | 210.1043 | -34.6875
2030-06-10 | 18 | -61.0613 | 487.6818 | -84.9323 | -739.9838 | 0.99962 | -620.0069 | -57.493 | 1870.3154 | -624.0984 | -357.5965 | 3906.5935 | 184.3437 | 1524.5046 | 240.9352 | 2113.1543 | -678.0204 | 485.6907 | 209.9989 | -806.2356 | 414.1658 | -2083.7073 | -6026.9692 | -29.8871 | -3.3461 | 4326.3013 | -2745.7466 | -2327.5991 | -508.7702 | -105.2492 | 485.2588 | 1740.5425 | 5885.5747 | -399.8893 | 1009.9585 | 2.8033 | 641.2993 | 5903.7891 | -36.345 | -69.4124 | 450.2977 | -1288.8191 | 121.9593 | 5489.4185 | 1946.5398 | 5070.1392 | 983.7056 | -1843.4666 | 2129.8101 | 498.5355 | 1257.0605 | 1573.2573 | -1427.9022 | -422.3153 | 8091.7119 | 210.1043 | -135.5563
2030-06-10 | 19 | -55.3677 | 474.1057 | -81.2324 | -691.3253 | -323.9807 | -628.5063 | 579.3711 | 1633.1367 | -997.0131 | -345.0231 | 3890.4106 | 195.0015 | 1495.4083 | 229.8618 | 2109.4954 | -288.203 | 476.9385 | 209.9989 | -810.1086 | 259.8773 | -2189.4783 | -5997.6953 | -83.0054 | -16.0353 | 4331.0464 | -2657.4578 | -2059.0176 | -515.0909 | -108.5006 | 423.6446 | 1852.1814 | 5699.4658 | -280.1714 | 874.4509 | 2.74 | 853.616 | 6042.6987 | 56.8998 | 43.4245 | 450.2004 | -1170.4248 | 21.3432 | 5386.6733 | 1963.8054 | 5068.7017 | 1027.2734 | -1505.6267 | 2514.6624 | 624.8271 | 1116.4364 | 1047.3127 | -1106.6908 | -772.9393 | 7996.875 | 210.1043 | -167.7053
2030-06-10 | 20 | -54.9793 | 518.4207 | -80.0972 | -641.0313 | -720.4445 | -534.3893 | 1523.7554 | 1010.041 | -1114.9559 | -329.9186 | 3888.6719 | 195.0009 | 1054.2701 | 287.4042 | 2153.3423 | -308.9818 | 509.2992 | 209.9989 | -768.5274 | 373.9087 | -2319.3735 | -5941.8281 | -111.4587 | -20.2319 | 4134.8784 | -2590.135 | -2254.6299 | -481.3836 | -112.4286 | 256.8647 | 1610.6639 | 5382.1396 | -421.5674 | 920.2809 | 3.1864 | 853.8333 | 5911.8931 | 159.1224 | 169.7077 | 450.1796 | -1102.1819 | -8.8668 | 5322.8618 | 2019.0077 | 5064.0151 | 1112.9374 | -1240.515 | 2676.4993 | 773.457 | 1150.4166 | 116.0951 | -214.033 | -897.1041 | 7334.1704 | 210.1043 | -289.7729
2030-06-10 | 21 | -55.4502 | 902.502 | -82.2977 | -673.8105 | -135.0342 | -733.0154 | 0.99512 | 1830.2135 | -1172.905 | -352.1 | 3920.1047 | 194.997 | 1975.7466 | 277.7851 | 2140.8098 | -86.5362 | 483.9453 | 209.9989 | -542.0946 | 265.4304 | -2183.7502 | -6506.0215 | -116.1896 | -63.8676 | 2997.0129 | -2695.1064 | -1967.8217 | -579.1708 | -134.4827 | 292.5686 | 1770.3024 | 5113.3872 | -374.2576 | 923.4361 | 2.7827 | 1135.4509 | 5740.7227 | -447.1837 | -260.6439 | 450.3437 | -1463.0061 | 68.936 | 4999.0908 | 1798.204 | 5062.2612 | 354.6339 | -983.4118 | 2112.6262 | -170.2079 | 1052.807 | -83.6217 | -1373.5635 | -903.1252 | 6292.2646 | 210.1043 | -244.2098
2030-06-10 | 22 | -50.6159 | 904.3008 | -81.2362 | -676.377 | -1234.8977 | -784.5847 | 284.7034 | 1070.9481 | -678.2498 | -350.8103 | 3815.428 | 195.0013 | 1965.6705 | 211.5252 | 2170.5996 | 193.2597 | 399.6179 | 209.9989 | -679.045 | 420.1043 | -2054.4785 | -5919.3926 | -95.2714 | -31.4824 | 3867.1733 | -2537.9548 | -2072.3938 | -574.7024 | -127.0117 | 276.8162 | 2004.3658 | 4466.2983 | -463.1747 | 659.5447 | 2.3878 | 330.06 | 5120.248 | -388.7428 | -115.5044 | 450.3075 | -1568.1321 | 140.0532 | 4500.4854 | 1742.1226 | 5060.127 | 41.5509 | -539.1957 | 2272.3987 | 90.3489 | 1006.39 | 115.0428 | -713.2703 | 1.0182 | 7226.7979 | 210.1043 | -156.7116
2030-06-10 | 23 | -55.9307 | 469.9076 | -77.9 | -718.1974 | -1434.3866 | -726.6868 | -3210.5391 | 348.1842 | 1.0041 | -344.3159 | 3873.9241 | 195.0007 | 1582.0062 | 213.5849 | 2149.4246 | 478.6725 | 438.8911 | 209.9989 | -547.0406 | 416.4433 | -2012.1678 | -6324.4395 | 28.8038 | -22.1876 | 2754.1438 | -2580.6899 | -1640.2349 | -574.3208 | -97.2363 | 498.8343 | 2582.386 | 5072.6377 | -346.5087 | 794.1489 | 2.1515 | -223.7406 | 5834.8936 | 143.0361 | 598.8414 | 449.922 | -1588.7255 | 522.8365 | 4550.8125 | 1996.8042 | 5043.5854 | 960.9041 | -567.1133 | 2782.3821 | 578.0309 | 1415.5425 | 1024.8031 | -928.4035 | -965.0411 | 9254.3525 | 210.1042 | -293.9438
2030-06-10 | 24 | -60.1028 | -880.5004 | -67.1012 | -667.0277 | -1707.6104 | -142.3286 | -4849.2808 | -86.3804 | 556.494 | -336.9636 | 3836.3521 | 128.4664 | 1823.2496 | -194.2696 | 2124.3281 | 334.7236 | 435.8842 | 209.9989 | -469.9079 | 593.3729 | -1645.4865 | -6475.8633 | 233.3443 | 11.267 | 2253.9272 | -2111.7512 | -2037.5913 | -400.2103 | -43.9707 | 852.0614 | 2272.2673 | 5099.6797 | -809.7426 | 1180.3046 | 0.66535 | -459.6247 | 6582.4536 | -206.3832 | 181.0023 | 450.2188 | -2158.1287 | 1083.3467 | 4046.2075 | 1818.5608 | 5023.2993 | 254.1257 | -279.4432 | 2675.9343 | 897.9017 | 1904.8456 | 2570.3174 | -1280.6477 | -1403.7222 | 12140.29 | 210.1043 | -319.7568
2030-06-11 | 1 | -62.0713 | -88.0669 | -60.4791 | -767.8424 | -1197.2015 | -916.6108 | -8725.2734 | 779.7254 | 1004.3353 | -323.0314 | 3713.6655 | -125.4796 | 1923.6002 | -210.8875 | 2099.1521 | 174.2534 | 483.1208 | 209.9989 | -367.5555 | 347.7983 | -1266.9379 | -5985.3555 | 226.524 | -16.9595 | 1767.5363 | -2625.6038 | -1933.0232 | -654.7397 | -43.9195 | 986.9405 | 2387.0994 | 5141.4941 | -495.3258 | 1040.3519 | 0.598 | -40.578 | 6005.1108 | -39.2733 | 775.5065 | 0.99834 | -2140.1653 | 1033.7588 | 2941.0396 | 1533.2056 | 4917.8711 | -3.2999 | -277.149 | 2511.1804 | 572.6689 | 1573.9819 | 1930.0762 | -1569.9423 | -563.8805 | 12737.3711 | 210.1042 | -180.9162
2030-06-11 | 2 | -39.5161 | 622.4672 | -61.7798 | -538.9615 | -693.9868 | -1592.8949 | -10999.5703 | 1918.8223 | 1731.9847 | -340.9501 | 3791.9519 | -1.269 | 1946.1986 | -433.8898 | 1465.0447 | 580.7081 | 291.2129 | 209.9989 | -151.1404 | 269.6755 | -1057.0452 | -6030.4326 | 162.6281 | -40.6115 | 826.1446 | -2160.6025 | -1773.9403 | -776.9643 | -72.0527 | 869.9797 | 2165.7351 | 1117.7024 | -655.7178 | 423.3186 | 0.50993 | 0.99712 | 2566.8694 | -269.7336 | 722.5213 | 1.0044 | -2359.5356 | 815.5021 | 2622.3108 | 1626.6031 | 4619.4971 | -4.1522 | -278.2303 | 2689.95 | 1127.9856 | 1454.4447 | 1622.8173 | -2468.4626 | -737.8831 | 10069.0371 | 210.1042 | -155.6837
2030-06-11 | 3 | -26.3553 | 1045.6541 | -56.6212 | -504.6428 | -551.6533 | -1897.7943 | -12236.1006 | 2449.6941 | 1960.4988 | -186.1881 | 3790.6836 | -178.5193 | 1949.6569 | -336.4149 | 1687.5475 | 492.8473 | 157.8873 | 209.9989 | -140.5058 | 46.7143 | -878.4067 | -5848.5244 | 78.1165 | -44.9222 | 935.4604 | -2106.6194 | -1313.4492 | -864.301 | -92.0342 | 801.6074 | 2165.9773 | 3.5608 | -550.4555 | 85.3933 | 0.66076 | 58.2637 | 261.0326 | -340.0189 | 673.449 | 1.0022 | -2099.3154 | 573.3525 | 2583.7161 | 1675.5513 | 4550.3472 | 0.99726 | -278.4614 | 2681.594 | 1212.6896 | 1139.375 | 1620.1752 | -2793.0637 | -126.2113 | 9445.1182 | 210.1043 | -98.6596
2030-06-11 | 4 | -23.6388 | 1518.2148 | -54.8078 | -360.1715 | -101.0521 | -2214.0786 | -13178.9658 | 3320.4778 | 2053.5603 | -194.262 | 3815.6426 | -185.5706 | 1954.1655 | -331.5556 | 1728.6873 | 691.1221 | 69.8677 | 209.9989 | -142.5467 | -184.6398 | -633.2495 | -6079.7212 | 3.447 | -42.5333 | 1051.4097 | -2136.0466 | -781.0786 | -939.4468 | -117.4731 | 779.3251 | 2188.6929 | 1.0028 | -443.4275 | -158.6115 | 0.67301 | 73.5162 | -2000.1598 | -392.5543 | 595.6671 | 0.99896 | -2307.7241 | 315.8357 | 2575.4812 | 1683.6681 | 4462.2974 | 18.4192 | -278.6283 | 2644.491 | 1157.1768 | 966.9964 | 1687.5308 | -3843.5459 | 0.35165 | 7515.5435 | 210.1042 | -25.1606
2030-06-11 | 5 | -23.3739 | 1752.3809 | -55.8506 | -358.0498 | 0.99336 | -2292.9233 | -13232.2256 | 3548.2932 | 1943.1681 | -188.7715 | 3849.5476 | -194.9919 | 1954.03 | -363.0571 | 1610.7802 | 457.1777 | 102.4801 | 209.9989 | -136.5266 | -281.9239 | -738.0996 | -6450.8027 | -51.7855 | -55.2868 | 1032.0258 | -2149.792 | -777.3113 | -967.0494 | -131.9 | 691.9654 | 2193.0681 | 0.98907 | -401.236 | -197.8515 | 0.62217 | 174.317 | -1504.2009 | -379.8681 | 522.6314 | 1.0013 | -2295.4834 | 159.8829 | 2633.5503 | 1683.1979 | 4466.5254 | 1.0033 | -278.7023 | 2612.7363 | 1138.746 | 895.5018 | 1159.1566 | -3736.6614 | 1.0056 | 4684.9028 | 210.1042 | -34.6625
2030-06-11 | 6 | -22.1075 | 1834.8577 | -57.8601 | -359.3651 | 327.1443 | -2389.4177 | -13930.7754 | 4140.9873 | 1369.7786 | -349.0826 | 3671.9531 | -75.7866 | 1947.2699 | -549.4585 | 1053.0192 | 763.1852 | 79.8567 | 209.9989 | -326.3195 | -357.9409 | -862.5714 | -6704.8442 | -52.0799 | -47.3719 | 1766.8357 | -2247.1484 | -995.3756 | -1003.0861 | -134.2758 | 773.5875 | 2058.7937 | 0.99693 | -338.4559 | -275.1554 | 0.50085 | 207.145 | -1736.6544 | -82.2881 | 470.9713 | 0.99984 | -2397.4011 | 114.1674 | 2935.0273 | 1457.2981 | 4661.145 | -2.9685 | -272.5929 | 2271.377 | 136.9584 | 1124.1832 | 2085.2439 | -4241.543 | -450.8011 | 3179.6475 | 210.1042 | -26.0241
2030-06-11 | 7 | -14.5878 | 1925.4535 | -59.8869 | -480.7695 | 354.4739 | -2368.5967 | -13880.5693 | 3998.9922 | 1.0032 | -100.8208 | 3902.8066 | 38.2308 | 1988.4889 | -352.0347 | 1623.3507 | 440.637 | -15.7682 | 209.9989 | -299.0479 | -240.9339 | -1167.7937 | -6838.7266 | -57.963 | -33.0333 | 1465.8821 | -2240.439 | -1431.5715 | -1017.3845 | -136.1552 | 706.7145 | 2201.4841 | 1.0059 | -443.7629 | -431.76 | 0.57625 | -29.9492 | -2001.9783 | -356.7671 | 1.0031 | 44.1891 | -2404.6453 | 141.6264 | 3926.2139 | 1668.1865 | 5013.5288 | 1.0099 | -278.2625 | 2329.3728 | 329.3611 | 1207.4639 | 1823.2563 | -3743.1875 | -1218.235 | 3263.7761 | 210.1042 | -168.4515
2030-06-11 | 8 | -2.8178 | 1739.8047 | -47.0513 | -578.8658 | -88.62 | -2088.7742 | -12683.0029 | 3228.6182 | 1.0019 | -289.1141 | 3921.8809 | 152.9673 | 1986.3384 | -264.6157 | 1821.8757 | 456.1746 | -206.2557 | 209.9989 | -278.0734 | 53.6102 | -1577.4857 | -6476.6069 | -17.64 | -23.5298 | 1276.2666 | -2331.8433 | -1822.3691 | -980.8192 | -126.8167 | 630.8767 | 1827.4703 | -288.4077 | -558.446 | -470.8095 | 0.58497 | -239.3549 | -1717.3959 | 0.99857 | 0.99769 | 449.386 | -2119.4094 | 315.6656 | 3940.5366 | 1490.2048 | 5049.2148 | -3.4239 | -306.3023 | 2204.1721 | -201.6062 | 1268.9653 | 1442.2988 | -2356.7068 | -951.4449 | 4939.1006 | 210.1042 | -223.6083
2030-06-11 | 9 | 6.275 | 801.7725 | -42.4047 | -405.5642 | -572.3062 | -1454.4985 | -11346.9043 | 2206.7817 | 1.0081 | -258.9955 | 3982.1392 | -51.5166 | 2138.9802 | 296.3186 | 2152.5154 | 245.7686 | -247.3851 | 209.9989 | -288.2642 | 217.7048 | -1770.4607 | -6025.4097 | 4.467 | -13.7178 | 1300.7711 | -1824.3894 | -2021.3124 | -756.9686 | -114.3707 | 617.5291 | 1320.2665 | -585.157 | -693.6284 | -375.0976 | 0.95839 | 0.99742 | -1771.7321 | -862.7395 | 1.0011 | 449.4777 | -1927.4723 | 438.313 | 3799.4045 | 1478.5619 | 5047.3174 | -256.2915 | -964.5502 | 1613.3042 | -554.3102 | 1260.9982 | 1219.4135 | -1494.1549 | -673.734 | 4687.6011 | 210.1043 | -257.1814
2030-06-11 | 10 | 1.4764 | 427.4164 | -42.544 | -404.7394 | -1297.8466 | -1086.7745 | -9882.5732 | 970.8914 | -3.1354 | -309.932 | 3969.3691 | 1.0033 | 2123.165 | 332.5622 | 2170.7947 | -155.0247 | -222.5094 | 209.9989 | -309.3233 | 295.72 | -1874.1494 | -6540.8589 | -19.1607 | -29.9683 | 1288.5087 | -1678.3418 | -2079.5271 | -606.8223 | -106.7618 | 500.843 | 966.6665 | 382.4977 | -757.1208 | -157.1395 | 1.8425 | 758.71 | -1269.6997 | -499.3106 | 76.2165 | 449.5946 | -2084.7163 | 290.2524 | 4440.0039 | 1530.0558 | 5093.2969 | 154.7186 | -1109.5851 | 1659.1436 | -251.6435 | 1295.7646 | 545.2256 | -1010.2292 | -400.0221 | 3962.9302 | 210.1043 | -314.835
2030-06-11 | 11 | -16.7992 | 234.9751 | -51.5215 | -484.5578 | -1411.1901 | -911.4306 | -9432.6025 | 140.595 | 1.005 | -390.6457 | 3964.8149 | 1.5219 | 1661.4091 | 343.6166 | 2163.384 | -820.6223 | 8.6427 | 209.9989 | -457.9197 | 165.8027 | -1818.0459 | -6031.3726 | -73.3353 | -51.9891 | 2504.4036 | -2183.0269 | -1553.0996 | -591.966 | -102.8089 | 453.7703 | 1187.3933 | 2468.2842 | -197.4949 | 301.7733 | 3.6256 | 1911.4889 | 826.1797 | -624.0623 | 119.3026 | 449.4878 | -1970.8549 | 134.8226 | 4333.3003 | 1524.3527 | 5103.335 | 0.98474 | -1213.7351 | 1624.5829 | 259.9743 | 1191.9221 | 420.5268 | -1110.6831 | -190.3537 | 5686.0361 | 210.1043 | -293.7252
2030-06-11 | 12 | -21.8326 | 325.6917 | -56.5592 | -517.594 | -1501.2075 | -998.9788 | -8695 | 108.1734 | -151.4921 | -407.4879 | 3962.5715 | -55.289 | 1274.5602 | 459.6286 | 2294.3257 | -603.9816 | 57.1779 | 209.9989 | -534.8522 | 5.8292 | -1670.3441 | -5351.0259 | -109.5108 | -64.408 | 3161.4207 | -2474.8743 | -1256.4807 | -633.1803 | -100.93 | 473.839 | 1762.0101 | 3044.6724 | 139.8911 | 344.3268 | 4.2559 | 2415.0151 | 1329.0731 | -681.8036 | 126.6977 | 449.9975 | -1778.8801 | -86.35 | 4234.3525 | 1531.7725 | 5111.8022 | -3.335 | -1218.8502 | 1463.0704 | 377.4543 | 966.8678 | 130.2651 | -575.2462 | 16.6805 | 6441.48 | 210.1043 | -239.4718
2030-06-11 | 13 | -19.55 | 292.7768 | -59.5019 | -495.7738 | -1418.0697 | -915.2044 | -5548.6689 | 479.1426 | -246.2525 | -409.9251 | 3951.0388 | -55.6432 | 1100.1104 | 524.4293 | 2331.9744 | 50.5979 | 412.5646 | 209.9989 | -464.6056 | -155.4781 | -1594.6899 | -5163.6714 | -119.3394 | -49.612 | 2649.8413 | -2152.199 | -1133.2307 | -489.781 | -101.2086 | 436.1893 | 1635.356 | 2595.97 | -236.528 | 231.6033 | 4.4756 | 1911.9824 | 801.15 | -659.4977 | 150.452 | 449.9961 | -1458.2913 | -173.6186 | 4276.8018 | 1557.4509 | 5116.5933 | 0.43782 | -1350.3347 | 1530.5089 | 151.2166 | 786.9366 | -327.3152 | -728.3392 | 1.0081 | 4550.9814 | 210.1043 | -186.6104
2030-06-11 | 14 | -38.6048 | 682.0369 | -67.7886 | -564.4374 | -1228.1536 | -804.3043 | -4486.5728 | 1333.6177 | -619.6164 | -414.1378 | 3925.9646 | -51.7468 | 1288.5186 | 597.7471 | 2397.6719 | -299.9196 | 433.2416 | 209.9989 | -404.1341 | 107.7327 | -1492.0723 | -3670.958 | -85.0523 | -53.1218 | 2251.1758 | -2336.0049 | -535.0579 | -455.915 | -112.8907 | 511.4839 | 2028.4143 | 3399.334 | 62.3367 | 465.9648 | 6.7364 | 2111.2646 | 2035.0563 | -963.8713 | -2.059 | 152.1934 | -829.4526 | -125.6999 | 3591.135 | 1453.8075 | 4632.3252 | -216.61 | -1190.3094 | 1456.2966 | 154.9766 | 647.8649 | -249.9728 | -1006.4549 | 280.2022 | 3249.5049 | 210.1043 | -127.9981
2030-06-11 | 15 | -41.4755 | 511.5772 | -70.1785 | -497.8769 | -1123.8546 | -754.7127 | -2277.9109 | 1330.0259 | -681.7671 | -414.3972 | 3919.5972 | -49.2069 | 1420.0248 | 661.3262 | 2445.4194 | -300.0504 | 316.4462 | 209.9989 | -360.2378 | 272.0372 | -1572.0153 | -3785.9116 | -49.4103 | -46.0794 | 2220.0571 | -2189.5635 | -986.4728 | -396.6846 | -105.593 | 506.3055 | 1820.4373 | 2600.3459 | -236.6073 | 542.4498 | 5.4254 | 1880.1497 | 1608.1328 | -902.0331 | -2.0849 | 210.6199 | -707.4227 | -108.2207 | 3466.5208 | 1409.6063 | 4473.3457 | -212.5853 | -1220.6902 | 1944.9073 | -20.115 | 686.0816 | -737.0021 | -1090.6006 | 1.011 | 2567.0859 | 210.1042 | -98.2919
2030-06-11 | 16 | -42.1063 | 733.9977 | -83.4395 | -509.6502 | -1085.2 | -821.3204 | -1228.5133 | 1279.351 | -609.146 | -399.1171 | 3914.0767 | -33.9065 | 1141.7728 | 667.9308 | 2438.5872 | -500.7653 | 276.9204 | 209.9989 | -420.1645 | 179.4482 | -1609.1421 | -3662.4644 | -171.0909 | -54.9907 | 2391.6096 | -2404.7434 | -793.6388 | -427.1682 | -119.3228 | 318.1315 | 1981.6611 | 2210.1929 | -56.6186 | 390.1678 | 6.0352 | 2151.2336 | 1443.8948 | -761.0239 | -2.1921 | 395.4464 | -479.9551 | -475.3245 | 4185.5566 | 1469.2454 | 4968.645 | -206.1322 | -1008.6865 | 1911.5471 | -343.8427 | 354.1236 | -2298.3979 | -228.0912 | -126.9531 | 2818.4573 | 210.1043 | -200.9965
2030-06-11 | 17 | -47.882 | 589.3013 | -83.3483 | -479.1837 | -984.7831 | -562.8021 | 222.5639 | 820.2933 | -642.5 | -380.4676 | 3920.5349 | 67.2311 | 1021.816 | 685.8076 | 2431.0864 | -692.8198 | 260.5749 | 209.9989 | -490.2336 | 276.1093 | -1755.8904 | -3964.1416 | -193.0417 | -35.6269 | 2751.5833 | -2121.2397 | -1328.8 | -351.2328 | -112.9904 | 172.2467 | 1818.2452 | 2019.6997 | -385.512 | 503.1078 | 5.9201 | 1797.0897 | 1309.2993 | -522.579 | -2.2299 | 449.9388 | -683.2068 | -697.1381 | 4501.5332 | 1482.0771 | 5116.8564 | -94.933 | -885.5012 | 2156.7856 | -537.9468 | 620.8992 | -2716.7815 | 509.3699 | -982.2399 | 2856.0769 | 210.1043 | -302.2265
2030-06-11 | 18 | -47.4403 | 97.9742 | -82.7589 | -432.5495 | -1004.6599 | -334.8869 | 1608.0007 | 258.4804 | -530.4386 | -373.8406 | 3907.1719 | 117.0673 | 1053.3854 | 669.1733 | 2407.8564 | -724.3963 | 286.9392 | 209.9989 | -690.6508 | 541.1608 | -1819.8784 | -3857.4954 | -126.3158 | -15.3566 | 3798.9961 | -1808.1149 | -1810.9684 | -235.6661 | -92.0168 | 168.3722 | 1296.1692 | 2062.918 | -720.5789 | 593.3679 | 6.0056 | 1705.9344 | 1684.5654 | -377.6585 | -370.5325 | 450.6914 | -687.5677 | -486.9143 | 5331.8291 | 1638.1517 | 5125.1367 | 213.4626 | -427.4904 | 2272.2656 | -459.0725 | 760.7784 | -2708.7478 | 888.431 | -1263.4036 | 3623.3284 | 210.1043 | -345.7558
2030-06-11 | 19 | -45.1102 | 0.99072 | -80.4813 | -408.5475 | -1113.5717 | -330.1062 | 2180.9558 | 101.8219 | -406.1189 | -374.0877 | 3906.5 | 124.0578 | 1045.3528 | 663.5677 | 2406.6458 | -743.0521 | 285.2318 | 209.9989 | -775.0498 | 540.3364 | -1811.178 | -3643.5315 | -127.0266 | -9.3151 | 4201.8276 | -1675.3223 | -1807.3597 | -211.5227 | -88.7509 | 158.4003 | 1159.7437 | 2011.3105 | -816.1008 | 617.0122 | 5.8393 | 1689.8593 | 1698.7642 | -263.8318 | -223.1851 | 450.4667 | -569.4307 | -445.3465 | 5330.6191 | 1707.8804 | 5107.1147 | 413.6033 | -336.9519 | 2665.7297 | -403.2458 | 671.3731 | -2927.5474 | 855.6689 | -1217.8687 | 4865.5039 | 210.1043 | -351.8116
2030-06-11 | 20 | -43.6088 | -22.3595 | -76.5603 | -392.864 | -1126.7938 | -293.3672 | 2527.9773 | 1.188 | -218.9642 | -372.1558 | 3889.1665 | 133.9114 | 974.7714 | 669.7954 | 2412.6528 | -664.9795 | 269.2924 | 209.9989 | -527.598 | 533.89 | -1899.0516 | -3651.05 | -113.2254 | -38.9519 | 2896.1067 | -1641.3237 | -1597.7594 | -203.1744 | -88.7729 | 159.0709 | 979.4635 | 2099.0471 | -814.6174 | 605.6323 | 5.9858 | 1844.2935 | 1769.873 | -349.6945 | -309.3769 | 460.0177 | -571.9658 | -335.857 | 5112.1562 | 1660.6625 | 5089.9873 | 181.1967 | -274.6172 | 2773.4343 | -315.2563 | 818.0294 | -2309.4304 | 787.4611 | -1079.4364 | 6325.2417 | 210.1042 | -397.6137
2030-06-11 | 21 | -41.3215 | 0.97259 | -70.125 | -376.7611 | -1025.5056 | -232.496 | 2934.9446 | 96.0976 | -219.6118 | -369.3106 | 3896.5203 | 139.5549 | 1457.8846 | 694.8417 | 2432.1946 | -515.461 | 280.2573 | 209.9989 | -534.6829 | 438.3862 | -1831.7455 | -3527.9626 | -111.9058 | -39.3594 | 2986.1836 | -1480.6981 | -1302.2571 | -180.6193 | -92.1388 | 190.0821 | 960.2561 | 2091.5298 | -903.4962 | 627.6725 | 5.945 | 1697.1388 | 1902.4496 | -314.4118 | -303.9945 | 450.4411 | -563.6005 | -291.7919 | 5077.0649 | 1628.7303 | 5087.2476 | 173.6543 | -276.4693 | 2688.7705 | -391.2707 | 747.5375 | -1526.0468 | 641.039 | -437.1816 | 5887.688 | 210.1043 | -375.7546
2030-06-11 | 22 | -43.5561 | 0.32157 | -70.5692 | -374.291 | -891.7139 | -160.6675 | 3341.7148 | 88.8743 | -264.5483 | -361.2075 | 3873.1438 | 194.9999 | 1683.0194 | 673.4314 | 2407.5295 | -271.3236 | 322.3255 | 209.9989 | -637.3284 | 688.2143 | -1839.9313 | -3366.4912 | -77.249 | -14.5462 | 3442.4399 | -1322.8484 | -1622.0223 | -159.7463 | -94.1265 | 152.2352 | 805.0087 | 2551.166 | -1078.161 | 739.3052 | 6.0514 | 1457.6324 | 2689.2512 | -608.5616 | -86.263 | 281.6339 | -848.7087 | -84.955 | 4250.5991 | 1535.926 | 5058.5713 | -229.881 | -273.5546 | 2529.5029 | -427.4923 | 876.7454 | -389.8383 | 381.2789 | 24.9852 | 4623.8208 | 210.1043 | -230.4473
2030-06-11 | 23 | -39.3849 | 0.99298 | -63.8647 | -365.1887 | -1048.2693 | -32.8349 | 3526.7295 | 93.8694 | -69.8443 | -367.4337 | 3833.5164 | 194.9995 | 2041.8077 | 687.1907 | 2422.7866 | -190.0027 | 417.0336 | 209.9989 | -671.9121 | 696.4161 | -1515.0787 | -2953.4646 | -44.1043 | -12.6675 | 3795.7344 | -1365.2245 | -1395.4064 | -179.982 | -88.9404 | 227.3021 | 1014.199 | 2337.1807 | -978.5081 | 829.5399 | 5.6646 | 1687.7152 | 2675.3503 | -207.7262 | 193.127 | 449.8602 | -929.4978 | 0.99625 | 4352.0532 | 1592.1603 | 5059.1147 | 151.9078 | -276.8355 | 2820.1523 | 153.8109 | 969.2831 | 7.8276 | 98.4704 | 112.2566 | 4171.9043 | 210.1043 | -214.3773
2030-06-11 | 24 | -34.3503 | 743.1705 | -60.9374 | -390.863 | -1404.9156 | -551.9508 | 2868.2307 | 318.1351 | 839.0078 | -224.6719 | 3815.0151 | 177.2119 | 2056.5322 | 538.7908 | 2281.4202 | 447.0514 | 495.0144 | 209.9989 | -738.9044 | 712.2051 | -1845.4215 | -3328.325 | -76.9589 | -22.3051 | 4050.7527 | -1697.1838 | -1439.062 | -389.7542 | -114.365 | 124.4764 | 1088.5841 | 2648.3608 | -848.6932 | 567.9708 | 4.9832 | 2097.3945 | 2540.7234 | -396.1206 | 318.9197 | 0.99969 | -1077.3793 | 197.5055 | 2756.6094 | 1407.0599 | 4117.9146 | -2.978 | -277.4287 | 2596.0645 | 712.8708 | 1120.999 | -206.8291 | -51.7843 | -100.1438 | 5064.9761 | 210.1043 | -290.6578
2030-06-12 | 1 | -18.4072 | 922.6608 | -46.795 | -377.6226 | -1635.458 | -698.9256 | 897.6205 | 0.99961 | 995.8371 | -263.8022 | 3820.6399 | 48.164 | 1896.1925 | 539.8726 | 2326.8704 | 817.8962 | 557.4851 | 209.9989 | -699.3038 | 368.222 | -1786.1138 | -3424.9688 | -100.7139 | -32.6754 | 3888.1438 | -1533.2352 | -1267.3005 | -424.3019 | -120.8288 | 148.3943 | 572.8234 | 2260.7336 | -857.7353 | 457.3883 | 5.4745 | 2673.5227 | 1984.1704 | 1.0015 | 515.3496 | 0.99936 | -878.3226 | 345.1306 | 2263.3787 | 1793.2183 | 2780.1711 | 1039.8929 | -1714.5961 | 2343.405 | 1123.4824 | 738.6393 | -706.9184 | 286.8068 | 484.6109 | 5090.541 | 210.1043 | -279.1927
2030-06-12 | 2 | -21.1058 | 629.12 | -48.6523 | -387.1561 | -1690.7546 | -826.7139 | -3486.6067 | -509.4109 | 1493.8143 | -292.5992 | 3832.4985 | -165.8404 | 1928.1774 | 520.8917 | 2360.1873 | 97.131 | 281.7891 | 209.9989 | -525.3452 | 430.451 | -1701.39 | -3368.47 | -31.5949 | -61.7718 | 2784.561 | -1732.9453 | -1085.1074 | -504.5626 | -103.3921 | 219.6197 | 784.5444 | 1626.7986 | -696.4486 | 549.5069 | 6.8574 | 2755.6169 | 1767.5378 | 1.0013 | 645.2484 | 0.99807 | -824.6146 | 519.8524 | 2851.6094 | 1581.5186 | 4604.4058 | -3.6891 | -278.3696 | 2905.1506 | 1295.5884 | 878.1094 | -170.1279 | -230.1486 | 181.2495 | 6445.208 | 210.1042 | -262.5366
2030-06-12 | 3 | -16.6206 | 987.8749 | -46.2784 | -429.3146 | -1465.181 | -1059.2933 | -5455.0933 | 0.99542 | 1713.6082 | -258.2336 | 3803.8489 | -194.9968 | 1932.756 | 400.7041 | 2122.1509 | 897.7823 | 254.4873 | 209.9989 | -153.1392 | 248.9603 | -1542.4985 | -4076.6841 | -115.706 | -83.7778 | 656.2109 | -1711.1729 | -585.5334 | -573.9347 | -114.9931 | 147.3105 | 1204.0325 | 436.4905 | -511.6679 | 438.9889 | 6.6919 | 2342.3679 | 2003.2068 | -13.4326 | 667.1063 | 1.0004 | -1066.908 | 124.5179 | 2769.7263 | 1336.2703 | 4573.9751 | -3.2648 | -276.9503 | 2966.7864 | 1068.7927 | 921.054 | -667.0159 | -578.6586 | 1.0047 | 5357.3481 | 210.1043 | -263.2729
2030-06-12 | 4 | 5.9784 | 1360.5483 | -38.4885 | -404.6276 | -825.3787 | -1444.7153 | -7653.8271 | 1416.7384 | 1785.2474 | -216.8567 | 3805.4055 | -166.6307 | 1928.825 | 326.2033 | 1975.3553 | 2033.4215 | 47.6076 | 209.9989 | -113.9238 | 310.0262 | -1335.4641 | -4427.5381 | -103.035 | -51.7495 | 403.4276 | -1366.022 | -860.4542 | -669.0101 | -124.0266 | 244.2069 | 1019.2885 | -2549.8865 | -696.015 | -251.3003 | 5.6948 | 1490.4158 | 159.06 | 1.0019 | 380.6258 | 258.0838 | -1454.8655 | 106.794 | 2583.4861 | 1154.3999 | 4135.3359 | -2.946 | -276.5502 | 2796.2563 | 426.1723 | 933.8394 | -83.891 | -1485.6302 | 1.005 | 4189.3213 | 210.1042 | -194.9805
2030-06-12 | 5 | 3.4359 | 1386.8423 | -41.0944 | -413.218 | -706.626 | -1473.2798 | -7346.7993 | 1533.157 | 1753.6886 | -242.6207 | 3723.9543 | -195.0707 | 1930.8608 | -1.9173 | 2218.8645 | 2196.0869 | 52.2179 | 209.9989 | -283.2004 | 232.9348 | -1245.9056 | -4323.4819 | -117.5584 | -40.1964 | 1102.4249 | -1438.6818 | -983.3558 | -675.2895 | -127.2141 | 258.0182 | 1044.6582 | -2623.5125 | -754.0829 | -204.3922 | 5.0088 | 1552.3318 | 618.7478 | 1.0013 | 498.1928 | 1.0012 | -1699.7506 | 2.8503 | 2583.7202 | 1088.002 | 4226.5547 | -2.7523 | -273.7039 | 2826.4419 | 150.4504 | 912.3768 | 0.99725 | -1759.3168 | 1.0045 | 4906.2729 | 210.1042 | -177.819
2030-06-12 | 6 | -12.8976 | 1142.4963 | -50.3697 | -467.2482 | -977.8512 | -1285.8849 | -6156.2036 | 965.3346 | 1383.0817 | -247.2217 | 3837.2019 | -158.0108 | 1938.036 | 24.607 | 2272.0027 | 2082.7693 | 224.0299 | 209.9989 | -227.5559 | -49.5323 | -1371.4263 | -4237.4736 | -183.0867 | -80.7989 | 687.3501 | -1779.0405 | -540.7606 | -629.7633 | -118.0212 | 206.6787 | 1490.0048 | -623.3088 | -598.4863 | 231.0612 | 5.201 | 1871.0288 | 2239.009 | -5.6736 | 507.8567 | 1.0001 | -1609.4672 | -247.0277 | 3250.042 | 1338.8298 | 4849.0093 | 1.013 | -278.136 | 2936.0325 | 625.0844 | 948.0914 | -82.9693 | -771.0469 | -322.2866 | 5752.7148 | 210.1042 | -315.0054
2030-06-12 | 7 | -13.9577 | 1237.6613 | -52.9338 | -452.4409 | -1233.1407 | -1218.8571 | -4629.1846 | 209.1324 | 503.989 | -265.5141 | 3897.7209 | -174.7911 | 1923.4718 | 210.6602 | 2318.5894 | 1721.5547 | 275.2664 | 209.9989 | -270.5313 | 49.9017 | -1713.0081 | -4363.2817 | -209.2554 | -86.4614 | 970.1272 | -1787.1458 | -989.3336 | -603.9678 | -129.8919 | 83.9242 | 1395.1074 | 0.99932 | -704.6552 | 298.1685 | 5.345 | 2181.7429 | 2208.4468 | 151.9129 | 473.228 | 449.8314 | -1395.616 | -193.9486 | 3773.428 | 1389.36 | 5032.6201 | 150.2917 | -278.9632 | 2799.2112 | 429.2141 | 908.905 | -82.2364 | -675.1372 | -73.9339 | 4602.7217 | 210.1042 | -291.7051
2030-06-12 | 8 | -14.0764 | 1489.7185 | -57.8622 | -463.8976 | -1261.9729 | -1439.9674 | -4658.5332 | 622.6887 | 1.0056 | -393.0085 | 3948.7817 | -78.6273 | 2134.4539 | 228.2558 | 2254.4971 | 1638.8402 | 536.2859 | 209.9989 | -388.7311 | 2.0315 | -1757.9784 | -3854.0596 | -189.5663 | -93.1799 | 1987.9067 | -2088.25 | -1109.3596 | -689.7642 | -145.1773 | 154.8554 | 1691.4312 | 0.99814 | -337.7798 | 81.6609 | 6.1347 | 2919.3748 | 1755.4154 | -347.7021 | 1.0034 | 449.6741 | -1040.3953 | -81.3125 | 4149.2573 | 1430.2554 | 5065.1792 | -130.6236 | -886.0092 | 2542.0017 | 19.9848 | 814.4316 | -128.1177 | -1323.807 | -362.5515 | 4535.8262 | 210.1043 | -266.0035
2030-06-12 | 9 | -10.0495 | 1335.5431 | -55.2565 | -443.9922 | -1660.8212 | -1334.0459 | -3850.3142 | 344.6093 | -26.0103 | -404.9189 | 3976.031 | -26.8879 | 1442.9088 | 329.799 | 2218.6465 | 1790.6042 | 618.4531 | 209.9989 | -578.0101 | 395.8316 | -1654.8513 | -4041.9375 | -138.8198 | -58.6983 | 3398.0332 | -1855.4601 | -1396.8929 | -634.2443 | -140.5062 | 183.7131 | 1529.6884 | 2.6726 | -578.6815 | -2.7432 | 5.3239 | 2717.4209 | 1506.1262 | -550.592 | -86.7419 | 84.8727 | -1231.9667 | -3.1018 | 4110.8384 | 1391.1853 | 5087.8047 | -248.9255 | -1371.6171 | 1896.7448 | -17.4895 | 944.7614 | -515.7653 | -760.6005 | -394.4946 | 4716.2891 | 210.1042 | -335.5349
2030-06-12 | 10 | -16.6903 | 1246.7856 | -70.6606 | -474.5002 | -1619.7451 | -1324.0345 | -3892.2021 | 630.8601 | -277.3084 | -412.8644 | 3973.1335 | -64.0021 | 1660.6243 | 296.1012 | 2216.5483 | 1985.6331 | 600.4823 | 209.9989 | -526.8542 | 33.8828 | -1636.6139 | -3940.2949 | -137.7026 | -68.4518 | 3063.2834 | -2292.2634 | -623.6176 | -663.529 | -139.3962 | 278.8759 | 1951.738 | 997.083 | -220.7546 | 0.9993 | 4.4617 | 2898.5181 | 2591.4165 | -680.4054 | -39.9941 | 0.9983 | -1260.29 | -194.6224 | 3912.8408 | 1348.6937 | 4980.377 | -236.2745 | -873.7963 | 1772.043 | 72.9064 | 764.9313 | -738.2391 | -694.2247 | -27.6277 | 5151.8657 | 210.1043 | -282.6999
2030-06-12 | 11 | -9.1498 | 866.3049 | -63.0354 | -402.1742 | -1472.7882 | -924.0649 | -3635.801 | 488.02 | -654.8015 | -404.1824 | 3954.615 | -23.8941 | 1858.6073 | 444.5713 | 2252.0566 | 1919.3046 | 503.6053 | 209.9989 | -452.7928 | 320.827 | -1502.4226 | -3720.7146 | -90.7827 | -44.479 | 2533.4265 | -1758.8999 | -1194.6396 | -443.6133 | -123.6765 | 320.8626 | 1426.7512 | 5.2397 | -672.2124 | 15.8457 | 3.4786 | 2255.1123 | 1977.8511 | -780.8491 | -2.0046 | 40.4312 | -1400.339 | -106.7549 | 3717.95 | 1300.6915 | 4739.1436 | -226.5694 | -1018.2235 | 1701.4434 | -68.0645 | 876.6562 | -387.3401 | -815.908 | -1.4687 | 3691.0239 | 210.1043 | -265.6729
2030-06-12 | 12 | -22.1985 | 563.1722 | -65.9167 | -395.129 | -1397.6105 | -723.1182 | -2861.3069 | 721.5093 | -1506.9449 | -405.2585 | 3948.6345 | -12.7505 | 1984.1538 | 503.3683 | 2276.0176 | 2241.0679 | 491.4178 | 209.9989 | -397.9626 | 133.4459 | -1534.2213 | -3759.6824 | -73.4867 | -42.8563 | 2178.1646 | -1751.0792 | -1153.2751 | -372.778 | -115.9638 | 419.7468 | 1376.9197 | 37.6312 | -664.6096 | 76.3523 | 3.5747 | 2050.6687 | 1839.8342 | -804.5073 | -2.1576 | 240.1517 | -1297.1115 | -174.9427 | 3514.061 | 1243.4929 | 4455.6265 | -220.1725 | -922.2621 | 1784.9828 | -88.0381 | 788.8908 | -318.5844 | -1133.3224 | 1.0047 | 3910.1465 | 210.1043 | -134.4948
2030-06-12 | 13 | -23.2677 | 709.7771 | -69.5916 | -429.1612 | -603.6408 | -769.8882 | -483.1248 | 1867.3837 | -1924.6392 | -406.307 | 3943.644 | -28.6088 | 2137.3074 | 563.6765 | 2333.2073 | 1786.0737 | 405.9249 | 209.9989 | -337.7794 | 428.8384 | -1560.8542 | -3032.7681 | -41.4694 | -46.6308 | 1845.4037 | -1774.8596 | -887.1749 | -398.917 | -120.4807 | 493.4336 | 1480.132 | 322.9978 | -631.2916 | 123.2066 | 3.7624 | 2019.953 | 2119.5737 | -899.0919 | -19.8292 | 198.7342 | -778.434 | -82.7312 | 3500.6738 | 1174.8656 | 4377.3345 | -212.5141 | -1020.9807 | 1825.4741 | -320.2946 | 768.7977 | -378.5247 | -1845.6002 | -298.2263 | 3556.2656 | 210.1043 | -130.8079
2030-06-12 | 14 | -41.0896 | 920.3149 | -82.7267 | -503.6001 | 227.4048 | -757.5964 | 776.1419 | 2181.1887 | -2222.5198 | -411.8601 | 3949.0305 | -91.9284 | 1499.2247 | 651.0031 | 2411.9895 | 1154.843 | 400.5064 | 209.9989 | -350.0674 | 214.2753 | -1650.4589 | -2703.6353 | -221.5061 | -72.997 | 1868.131 | -2193.2844 | -75.0789 | -447.9243 | -139.7333 | 275.2173 | 1920.9344 | 2144.1946 | -93.5744 | 381.5305 | 5.1679 | 2719.7913 | 3751.0049 | -307.5277 | -2.2663 | 415.1548 | -494.296 | -616.4678 | 4455.0645 | 1239.7457 | 5124.5293 | -206.8323 | -677.9487 | 2209.3613 | -63.0501 | 593.3483 | -1064.2124 | -1214.0046 | -455.2471 | 4415.5259 | 210.1043 | -200.7705
2030-06-12 | 15 | -33.8112 | 312.5175 | -77.9059 | -389.6714 | 333.8643 | -641.4796 | 1004.6535 | 2217.3213 | -2121.1396 | -412.6383 | 3954.6653 | -70.6115 | 1757.5045 | 716.5706 | 2480.0288 | 571.123 | 247.5703 | 209.9989 | -616.1856 | 546.8423 | -1182.8276 | -2279.5374 | -69.7687 | -47.4885 | 3513.688 | -1752.8085 | -577.9388 | -290.5099 | -102.9463 | 543.5836 | 1242.025 | 808.0719 | -511.2577 | 375.4568 | 5.5015 | 2712.7319 | 2015.4578 | -305.6944 | -2.1201 | 287.9418 | -248.7019 | -460.8461 | 4666.8794 | 1180.6083 | 5129.1851 | -159.3829 | -860.0167 | 2024.9868 | -164.4646 | 163.0112 | -485.2339 | -2014.114 | -248.2189 | 3528.0334 | 210.1043 | -113.2991
2030-06-12 | 16 | -35.9815 | 198.554 | -84.1171 | -397.9111 | 375.2285 | -719.7231 | 897.4394 | 1689.0914 | -2147.042 | -417.7333 | 3950.0513 | -73.6159 | 1651.2166 | 741.1172 | 2499.8142 | 400.432 | 185.9237 | 209.9989 | -598.4993 | 534.204 | -1281.7819 | -2563.6228 | -14.6524 | -48.9396 | 3546.4299 | -1831.1515 | -738.5512 | -300.7765 | -95.22 | 622.9342 | 1077.1571 | 791.9934 | -547.183 | 416.1446 | 5.604 | 2680.1394 | 2548.5222 | -267.9554 | -2.241 | 450.3111 | -63.7226 | -261.8904 | 4631.5259 | 1193.344 | 5125.1299 | -170.8364 | -709.0911 | 2244.5967 | -323.1128 | 307.7672 | -83.844 | -2770.5955 | -595.9991 | 3712.0754 | 210.1043 | -108.3246
2030-06-12 | 17 | -48.9288 | 279.9671 | -94.6472 | -467.1707 | 350.0522 | -918.975 | 53.2235 | 1961.0956 | -2049.3152 | -395.096 | 3938.3923 | 40.284 | 1614.7186 | 699.1643 | 2434.9763 | 350.0833 | 256.779 | 209.9989 | -617.4877 | 422.2152 | -1369.1624 | -2383.1101 | 24.6085 | -59.2725 | 3669.5464 | -2168.5842 | -178.8235 | -391.6566 | -93.3911 | 721.0684 | 1213.4142 | 1979.3077 | -317.9427 | 564.5557 | 5.469 | 2962.3513 | 4416.1392 | -252.6996 | -2.085 | 264.3109 | -0.25762 | -94.8891 | 4663.7446 | 1206.639 | 5116.4639 | -110.743 | -900.0453 | 2464.0869 | -402.4487 | 434.6795 | 156.3627 | -2648.2546 | -778.8442 | 4390.4922 | 210.1043 | -124.1975
2030-06-12 | 18 | -50.592 | -10.8656 | -95.9912 | -443.4305 | 211.4792 | -784.2598 | 1.7935 | 1769.5134 | -2073.4954 | -388.271 | 3916.3362 | 71.1082 | 1551.3292 | 669.3768 | 2395.0095 | 316.6792 | 329.8569 | 209.9989 | -644.075 | 595.4122 | -1347.4808 | -2350.5195 | 86.5295 | -50.5965 | 3815.5793 | -2013.449 | -486.8935 | -330.1267 | -80.614 | 768.0406 | 973.3186 | 2257.0229 | -549.5837 | 630.782 | 5.4786 | 2779.8088 | 4005.2043 | -276.5935 | -74.7215 | 0.99949 | -51.3821 | 62.9318 | 4679.8569 | 1223.3829 | 5105.0806 | -109.6007 | -1060.0071 | 2571.9873 | -424.4565 | 576.2585 | 714.6362 | -2376.7041 | -775.3552 | 3807.3811 | 210.1042 | -140.7636
2030-06-12 | 19 | -40.2034 | 0.9962 | -91.0434 | -406.3231 | 158.4852 | -610.0887 | 1.0049 | 1541.7985 | -2045.7457 | -370.4083 | 3907.4487 | 137.2694 | 1501.5059 | 668.5079 | 2381.3967 | 496.0059 | 270.8237 | 209.9989 | -710.9101 | 864.1544 | -1397.5331 | -2445.0903 | 45.3258 | -32.2573 | 3989.9373 | -1713.7502 | -1382.3601 | -286.7309 | -84.5034 | 632.7114 | 800.2919 | 1113.8582 | -851.6298 | 412.8862 | 5.4752 | 2446.8171 | 2471.1287 | -279.9114 | -126.5694 | 125.6203 | -276.2869 | -34.6587 | 4779.0093 | 1254.1605 | 5093.9136 | -3.1805 | -886.9344 | 2526 | -605.8665 | 560.3201 | 627.7928 | -2211.4724 | -619.4697 | 2145.0828 | 0.10427 | -137.1631
2030-06-12 | 20 | -41.548 | 92.4253 | -85.8059 | -412.1805 | -131.0709 | -422.9618 | 359.1046 | 1360.9713 | -1471.4082 | -369.1552 | 3903.4824 | 139.6371 | 1388.3616 | 698.4675 | 2418.7847 | 371.8491 | 240.5991 | 209.9989 | -462.3398 | 949.9898 | -1363.1677 | -2440.3167 | -56.9375 | -41.5823 | 2652.209 | -1634.45 | -1408.7722 | -221.7912 | -92.1554 | 348.6426 | 998.2283 | 982.9663 | -853.0449 | 403.0051 | 5.5404 | 2270.572 | 2244.8438 | -257.4438 | -136.8522 | 219.6427 | -538.0887 | -422.0102 | 4762.333 | 1260.6656 | 5079.0527 | -3.1634 | -690.2807 | 2842.7483 | -765.8616 | 455.8092 | -379.5199 | -1088.7175 | -274.7144 | 1737.1531 | 0.10427 | -192.5065
2030-06-12 | 21 | -44.0807 | 293.9685 | -83.1003 | -414.8601 | -153.4441 | -476.5931 | 0.98913 | 1260.6129 | -2098.4958 | -369.0764 | 3904.9702 | 99.8755 | 1530.9813 | 702.3415 | 2431.1335 | 396.853 | 320.3835 | 209.9989 | -475.354 | 582.5504 | -1733.6783 | -3460.4133 | -83.2132 | -49.5965 | 2698.1052 | -1761.5347 | -1660.8167 | -261.7048 | -104.0455 | 332.0573 | 1074.3798 | 1016.243 | -817.2677 | 547.6234 | 5.3347 | 2439.1987 | 2362.3545 | -322.2567 | -2.0403 | 48.6837 | -722.5828 | -254.7039 | 3928.834 | 1244.4528 | 4841.1084 | -240.05 | -398.3544 | 2870.4304 | -420.467 | 860.9984 | 68.7648 | -1381.9014 | -348.5171 | 1735.6233 | 0.10427 | -146.5473
2030-06-12 | 22 | -39.8825 | 96.3395 | -79.5833 | -384.5186 | -825.3652 | -277.2899 | 184.7288 | 561.8616 | -1845.0751 | -344.3636 | 3880.395 | 195.0005 | 1832.6368 | 697.767 | 2406.9949 | 499.6087 | 306.5418 | 209.9989 | -557.2539 | 884.2328 | -1770.8286 | -3303.8101 | -36.5437 | -21.4321 | 3030.5105 | -1431.6893 | -2060.5288 | -196.1989 | -97.3771 | 268.1015 | 925.5977 | 805.594 | -1194.764 | 528.9288 | 5.5135 | 1972.6215 | 2153.1345 | -682.9073 | -15.1652 | 1.0018 | -786.3318 | -34.6224 | 3539.6938 | 1242.5729 | 4634.6299 | -247.5933 | -427.6664 | 2643.4031 | -621.845 | 849.2136 | -113.6749 | -847.9579 | 356.5039 | 484.3311 | 210.1043 | -137.4485
2030-06-12 | 23 | -32.5844 | 662.1271 | -73.0343 | -403.9073 | -1026.0757 | -663.9011 | 762.9824 | 460.1765 | -912.7341 | -351.1567 | 3834.8542 | 194.9982 | 1504.0291 | 677.3176 | 2403.6531 | 578.0245 | 358.3027 | 209.9989 | -637.777 | 1011.7484 | -1562.8455 | -2533.6833 | -92.9959 | -8.8743 | 3484.1711 | -1776.1942 | -1657.9633 | -348.569 | -110.6139 | 148.6841 | 1268.28 | 946.7034 | -814.809 | 325.1079 | 6.0367 | 2172.3257 | 1905.5321 | -429.5681 | 15.5679 | 450.3565 | -900.4718 | -70.6025 | 3557.769 | 1277.8878 | 4551.3745 | -263.0257 | -277.1545 | 3056.8594 | 161.4197 | 898.7067 | -462.4174 | -667.2332 | -2.9493 | 913.7375 | 210.1043 | -219.8484
2030-06-12 | 24 | -21.4838 | 906.9641 | -66.8644 | -396.5415 | -1542.8334 | -883.2524 | -1385.9872 | -2.1675 | -15.816 | -366.5811 | 3812.3579 | 194.9974 | 2053.874 | 663.4587 | 2390.7703 | 815.087 | 411.4987 | 209.9989 | -645.8118 | 1062.0979 | -1539.8024 | -2222.5234 | -63.4275 | -21.6136 | 3421.4424 | -1901.917 | -1673.8416 | -473.1449 | -113.4367 | 185.5255 | 1042.8623 | 1300.8789 | -809.2629 | 292.3855 | 6.2968 | 2452.1777 | 1573.2125 | -83.9389 | 571.9471 | 1.0008 | -1227.6478 | 214.7863 | 3591.0171 | 1494.4651 | 4916.8633 | 114.4537 | -279.0121 | 3291.7607 | 886.2357 | 1169.6095 | -82.0782 | -592.6636 | -869.0307 | 2215.2339 | 210.1042 | -377.7359
2030-06-13 | 1 | -16.1729 | 898.2748 | -65.2382 | -368.2922 | -1819.0848 | -1054.1813 | -4201.2227 | 121.1895 | 394.6034 | -266.2827 | 3805.4714 | 49.3131 | 1979.5393 | 571.0866 | 2359.7759 | 798.2849 | 386.1367 | 209.9989 | -479.53 | 544.5764 | -1600.5801 | -2303.3657 | -56.9518 | -60.6844 | 2485.7434 | -2008.3376 | -1404.2463 | -501.6309 | -117.6518 | 268.2247 | 586.3006 | 160.9762 | -677.9601 | 120.5771 | 6.581 | 2602.2942 | -26.414 | 1.0014 | 410.4889 | 1.0002 | -833.6558 | 363.7873 | 2105.3037 | 1148.1782 | 3727.2502 | -2.865 | -278.6213 | 3103.9448 | 1093.83 | 908.765 | -1351.1732 | -230.9081 | -717.4291 | 3472.6379 | 210.1043 | -450.6227
2030-06-13 | 2 | -20.8987 | 1129.4692 | -66.9383 | -431.5143 | -1806.6761 | -1356.5576 | -6308.9458 | 0.99651 | 1150.9478 | -322.352 | 3687.6467 | -192.3771 | 1884.1631 | 541.1804 | 2380.147 | 861.9634 | 391.9157 | 209.9989 | -410.4872 | 330.2361 | -1269.9708 | -2068.1277 | -96.9714 | -74.7773 | 2065.5293 | -2375.9475 | -940.0866 | -654.7597 | -118.6451 | 242.3418 | 1034.8629 | 382.8469 | -282.257 | 127.0934 | 7.5402 | 2620.4482 | 860.0201 | 0.99977 | 707.4699 | 1.0004 | -1074.9061 | 105.5828 | 1962.7806 | 1118.246 | 3779.4341 | -3.1145 | -278.5743 | 3257.6187 | 847.9109 | 898.2521 | -1048.2465 | -752.1978 | 1.004 | 8132.5913 | 210.1042 | -284.0895
2030-06-13 | 3 | -16.6585 | 1051.9863 | -62.9869 | -473.9056 | -1600.3381 | -1357.5305 | -7043.3716 | 206.4174 | 1426.4879 | -293.0015 | 3773.9634 | -194.9915 | 1885.4644 | 522.3168 | 2291.8557 | 150.7559 | -1.7035 | 209.9989 | -214.3326 | 269.4207 | -1124.0665 | -2087.1819 | -112.9861 | -73.5278 | 996.1779 | -2268.438 | -746.6223 | -657.2132 | -108.1836 | 246.9151 | 1208.2455 | 0.97168 | -315.4478 | 165.2435 | 6.891 | 2020.5035 | 975.7983 | -1.7779 | 537.6186 | 0.99993 | -1241.2924 | 26.4392 | 2032.3788 | 1172.4758 | 3694.8726 | -3.0986 | -279.0198 | 3107.7656 | 670.4707 | 852.97 | -1184.1953 | -998.6965 | 0.98987 | 8351.8447 | 210.1043 | -263.0395
2030-06-13 | 4 | -33.4369 | 1018.34 | -66.1359 | -539.1893 | -1474.9114 | -1203.447 | -6682.5986 | 153.4326 | 1627.5742 | -300.1307 | 3804.9812 | -194.9821 | 1886.6365 | 442.4073 | 2177.0989 | 927.2244 | 305.2518 | 209.9989 | -149.2008 | 283.7288 | -1265.4435 | -2734.6331 | -132.2416 | -84.2276 | 743.2867 | -2440.7402 | -770.5395 | -634.0099 | -108.5684 | 178.4368 | 1428.2969 | 1518.4681 | -185.5726 | 561.0562 | 7.9752 | 2124 | 3316.7092 | -146.9929 | 548.2201 | 0.99881 | -1382.2002 | -3.2214 | 1904.8534 | 1069.6086 | 3617.1843 | 1.0135 | -279.6015 | 3119.1506 | 661.6373 | 918.5714 | -706.3717 | -1320.2179 | 1.0082 | 7027.7017 | 210.1042 | -237.2307
2030-06-13 | 5 | -28.0098 | 1188.472 | -62.393 | -540.869 | -1259.858 | -1308.6229 | -6962.0771 | 642.7612 | 1622.3835 | -257.0127 | 3805.5615 | -195.0059 | 1881.976 | 342.9263 | 1998.5768 | 1565.3542 | 297.3001 | 209.9989 | -141.3375 | 286.3569 | -1471.7034 | -3606.792 | -145.6394 | -80.8797 | 647.2471 | -2329.4504 | -908.5936 | -665.4794 | -115.9961 | 163.0615 | 1321.0085 | 801.4656 | -191.9967 | 369.733 | 7.6639 | 2057.3057 | 3336.7246 | -13.3104 | 530.7159 | 1.0004 | -1322.1882 | -3.1176 | 1936.0094 | 1065.0004 | 3622.8938 | 1.0007 | -279.6727 | 2982.1809 | 483.8234 | 891.7335 | -193.0128 | -1832.9567 | 1.0039 | 5883.499 | 210.1042 | -193.8335
2030-06-13 | 6 | -21.6003 | 1425.4879 | -64.4212 | -556.6064 | -974.4858 | -1506.4589 | -7614.7241 | 1095.5619 | 1309.5304 | -217.9535 | 3686.6428 | -174.694 | 1899.0583 | 330.995 | 2037.4357 | 1811.9879 | 253.9992 | 209.9989 | -170.8996 | 172.3455 | -1474.9995 | -4266.522 | -167.7053 | -72.6945 | 636.3279 | -2350.3215 | -974.8439 | -739.4629 | -130.7594 | 201.4007 | 1537.9188 | 3.2533 | -98.6685 | 168.072 | 5.6291 | 2203.0728 | 2968.665 | -36.0433 | 476.3941 | 0.99988 | -1373.2952 | -65.6743 | 1981.6414 | 888.2276 | 3674.1082 | 0.98248 | -278.208 | 2821.1565 | -22.6088 | 695.7011 | -84.1082 | -2007.1058 | 521.1551 | 5065.2129 | 210.1042 | -141.3937
2030-06-13 | 7 | -23.9057 | 1240.6195 | -68.2643 | -536.5558 | -1340.14 | -1303.6201 | -6288.2842 | 516.1166 | 481.3376 | -139.9831 | 3760.863 | -9.9081 | 1875.8176 | 291.4868 | 1915.3405 | 1388.4072 | 246.2563 | 209.9989 | -222.0975 | 219.7002 | -1738.6587 | -4739.7725 | -178.2549 | -76.4055 | 813.7469 | -2288.4954 | -1081.9368 | -677.3617 | -134.4015 | 160.1853 | 1417.9911 | 343.1008 | -143.2176 | 243.6814 | 5.5035 | 2496.7188 | 3063.2771 | -2.733 | 809.585 | 0.9993 | -1212.7493 | 0.27655 | 2376.969 | 1006.687 | 4174.1323 | 1.0167 | -278.9859 | 2887.3604 | 154.9458 | 696.0686 | 1.014 | -1711.1566 | 711.3556 | 5807.3096 | 210.1042 | -130.8802
2030-06-13 | 8 | -24.8333 | 889.3141 | -74.8097 | -514.2953 | -1719.2771 | -1157.1368 | -5202.1348 | 72.8742 | 515.5557 | -224.2219 | 3876.0464 | 22.292 | 2119.7615 | 430.0825 | 2254.177 | 978.4592 | 242.8339 | 209.9989 | -307.2697 | 107.334 | -1725.2997 | -4857.4077 | -152.5828 | -89.5066 | 1687.9323 | -2342.8464 | -968.8102 | -612.6752 | -126.5959 | 293.5511 | 1279.4199 | 615.6041 | -177.8468 | 284.6902 | 4.3619 | 3044.2024 | 2996.8652 | -123.3067 | 479.7077 | 0.99906 | -1180.1001 | 29.8326 | 3013.9116 | 1422.6453 | 4434.4141 | -2.8967 | -277.2295 | 2203.1543 | 33.7012 | 659.1585 | -1136.5353 | -1721.1088 | -1.9329 | 7343.064 | 210.1043 | -275.8279
2030-06-13 | 9 | -21.816 | 969.5828 | -76.4457 | -527.4024 | -1880.3805 | -1283.5009 | -5776.6396 | 531.8979 | -47.3747 | -370.6584 | 3834.8208 | 119.8981 | 1730.799 | 446.7819 | 2263.4504 | 1941.9583 | 486.6235 | 209.9989 | -444.5827 | 152.9383 | -1604.5103 | -4851.4561 | -103.5102 | -81.8358 | 2556.0798 | -2371.0989 | -942.298 | -640.0164 | -130.1942 | 398.3287 | 1480.7697 | 4.3912 | -189.6284 | 110.0717 | 3.4423 | 3064.6868 | 3007.5933 | -912.5212 | 0.99986 | 441.9167 | -1431.8053 | 100.2084 | 3511.2334 | 1309.8573 | 4451.5835 | -255.1182 | -277.3528 | 2046.1256 | 119.4435 | 883.4192 | -393.8647 | -1101.3026 | -188.6873 | 7210.0562 | 210.1043 | -326.1302
2030-06-13 | 10 | -21.9111 | 874.5726 | -80.0629 | -574.0797 | -1789.5951 | -1305.2733 | -5949.46 | 872.6622 | -361.1123 | -368.2564 | 3856.6919 | 119.7963 | 1739.9827 | 470.9922 | 2265.8701 | 1791.3496 | 421.9042 | 209.9989 | -415.0873 | 79.394 | -1553.0063 | -4589.9121 | -52.7385 | -74.6203 | 2330.2368 | -2463.8347 | -888.3353 | -635.0493 | -125.4543 | 521.6337 | 1546.7321 | 4.4785 | -68.0409 | 50.2826 | 3.6471 | 2905.5071 | 3445.7642 | -767.7372 | 16.3545 | 450.4503 | -1604.0012 | 49.8109 | 3640.2307 | 1320.1768 | 4656.4731 | -246.5952 | -277.2662 | 2031.5707 | 203.9317 | 1002.9073 | -213.0052 | -1213.1589 | -2.6484 | 7422.2549 | 0.10427 | -341.0629
2030-06-13 | 11 | -31.1618 | 543.6746 | -86.2363 | -619.3794 | -1723.7828 | -1060.6292 | -4903.6533 | 1057.7059 | -944.0344 | -363.9026 | 3866.4202 | 128.7631 | 1981.5735 | 461.5329 | 2249.8821 | 1872.1677 | 481.8294 | 209.9989 | -396.2915 | 31.5409 | -1488.9142 | -5132.5386 | -42.2005 | -79.5116 | 2273.7905 | -2476.2727 | -1176.3962 | -551.2448 | -119.1818 | 613.4652 | 1489.9359 | 407.3272 | -248.0027 | 267.2515 | 3.6258 | 2678.1184 | 4372.0015 | -813.7946 | -2.166 | 263.9541 | -1766.8213 | 0.21936 | 3549.4617 | 1270.8488 | 4480.5586 | -239.5861 | -822.3726 | 1876.37 | 13.8107 | 1101.9009 | 0.96692 | -1568.5092 | 148.0091 | 8002.563 | 0.10427 | -279.8805
2030-06-13 | 12 | -38.1062 | 224.8058 | -90.252 | -647.9972 | -1598.9487 | -798.0473 | -3230.8406 | 860.3807 | -1788.3807 | -350.4647 | 3872.4678 | 195.0013 | 2116.95 | 459.6653 | 2232.4707 | 1765.0455 | 496.4302 | 209.9989 | -358.0696 | 565.5472 | -1552.2639 | -4963.5962 | 19.7356 | -66.1982 | 2106.0093 | -2342.6904 | -1380.7064 | -442.4628 | -96.7501 | 677.3959 | 1443.2274 | 1173.1025 | -428.8619 | 500.4978 | 3.533 | 2438.8599 | 4907.9336 | -915.1961 | -2.1534 | 228.5199 | -1407.5969 | 35.3994 | 3385.7336 | 1185.9796 | 4414.1816 | -231.1983 | -815.2175 | 1802.2758 | -366.5539 | 1100.058 | 816.766 | -1789.0693 | -158.4238 | 7101.9067 | 0.10427 | -138.0346
2030-06-13 | 13 | -22.631 | 424.8793 | -82.0597 | -521.5718 | -670.4174 | -613.7177 | 0.99995 | 1642.481 | -2755.7554 | -345.3102 | 3877.8022 | 195.0013 | 2120.2959 | 484.7325 | 2270.0239 | 1437.527 | 419.5829 | 209.9989 | -292.3937 | 611.8029 | -1799.0254 | -4229.2178 | -37.5198 | -58.0097 | 1850.751 | -1862.8508 | -1518.4409 | -309.1731 | -117.2668 | 467.8759 | 1223.8718 | 924.6765 | -718.46 | 286.797 | 3.4104 | 2009.0834 | 3475.4966 | -980.3362 | 0.99934 | 157.9323 | -283.4438 | -58.3955 | 3373.2368 | 1176.8712 | 4380.8687 | -226.3786 | -759.3642 | 1901.5209 | -470.4454 | 585.9997 | 251.8689 | -2834.3306 | -520.0001 | 2242.072 | 0.10427 | -94.2161
2030-06-13 | 14 | -46.7693 | 0.99019 | -88.2224 | -479.5604 | 187.6749 | -338.5916 | 1789.1294 | 1565.3301 | -3111.1257 | -344.8577 | 3886.0288 | 136.8071 | 1838.7902 | 543.0019 | 2298.1836 | 833.3865 | 508.2701 | 209.9989 | -375.1706 | 443.0591 | -1950.2191 | -4355.2363 | -66.7364 | -55.268 | 2192.8794 | -1794.1992 | -1339.2983 | -186.0129 | -99.4941 | 528.9623 | 1459.5204 | 1760.2157 | -675.7896 | 571.3315 | 3.6145 | 2076.3789 | 4237.939 | -356.7717 | -2.122 | 339.3831 | -250.0223 | -255.1162 | 4597.2437 | 1199.2474 | 5105.9312 | -82.0248 | -805.7602 | 2010.6675 | -739.2885 | 649.8815 | 578.6291 | -2238.5098 | -183.539 | 1794.1237 | 210.1043 | -91.5158
2030-06-13 | 15 | -45.4542 | 21.0046 | -91.2147 | -448.5934 | 483.1589 | -496.866 | 1251.7091 | 1810.5321 | -3505.1648 | -344.4727 | 3888.5186 | 132.532 | 1858.9589 | 593.0387 | 2342.4055 | 679.4276 | 398.439 | 209.9989 | -576.3665 | 285.0486 | -2009.9227 | -4364.0977 | -12.0106 | -49.4609 | 3294.5808 | -1758.0012 | -847.2856 | -242.657 | -98.7189 | 611.5548 | 1088.5834 | 1550.0643 | -876.9994 | 506.705 | 3.8054 | 2391.9106 | 3543.9041 | -318.333 | -2.1436 | 446.9985 | -17.3708 | -83.2741 | 4691.5049 | 1209.8986 | 5104.1982 | -2.9799 | -996.1748 | 1891.7544 | -346.6841 | 451.3981 | 2076.657 | -3627.75 | -556.8689 | 2680.5701 | 210.1043 | -11.4936
2030-06-13 | 16 | -49.0676 | 237.6439 | -97.5758 | -478.7301 | 378.572 | -712.628 | 662.2596 | 1718.1646 | -3476.9644 | -353.1673 | 3893.2451 | 102.7126 | 1679.4832 | 631.4732 | 2381.4546 | 689.6805 | 361.9335 | 209.9989 | -580.6497 | 363.4726 | -2062.1543 | -4696.5 | -14.0773 | -52.6562 | 3229.03 | -2035.0228 | -1011.5014 | -321.0037 | -102.3355 | 542.6448 | 1247.7266 | 1704.2487 | -685.2181 | 552.5101 | 3.8274 | 2513.3464 | 3399.7249 | -257.9026 | 1.0032 | 450.3375 | -157.2658 | -71.4622 | 4727.6094 | 1243.5919 | 5116.9136 | -3.0519 | -920.3674 | 2152.7261 | -78.033 | 500.2557 | 2428.1453 | -4141.8301 | -548.6771 | 3607.6018 | 210.1043 | -13.0804
2030-06-13 | 17 | -54.0431 | 182.1288 | -101.858 | -502.1643 | 364.9471 | -767.7795 | -4.5114 | 1922.3503 | -3467.5332 | -358.1171 | 3892.3203 | 88.2218 | 1658.4858 | 645.0774 | 2399.4233 | 469.2349 | 362.4192 | 209.9989 | -581.7583 | 338.6566 | -1901.381 | -4727.8359 | 28.9711 | -60.4244 | 3311.6028 | -2198.8621 | -917.9365 | -351.6173 | -97.7175 | 646.0271 | 1153.7103 | 1891.3058 | -574.7541 | 631.0567 | 4.6677 | 2982.1499 | 3641.2407 | -265.3961 | -2.1902 | 450.4174 | -222.2663 | 10.543 | 4741.4927 | 1258.9845 | 5120.7466 | 0.98894 | -831.7962 | 2361.1643 | -42.7869 | 564.2695 | 2491.4778 | -4015.8013 | -544.6027 | 4539.3428 | 210.1042 | -42.642
2030-06-13 | 18 | -60.3669 | 0.99773 | -104.2541 | -532.5764 | 451.0104 | -596.6481 | -639.5618 | 2105.1968 | -3465.9302 | -353.9355 | 3885.0161 | 118.1702 | 1533.1718 | 661.4863 | 2398.9912 | 466.0992 | 362.5436 | 209.9989 | -616.7486 | 458.7423 | -2027.4036 | -5179.5259 | 59.6359 | -47.1767 | 3409.4976 | -2096.2666 | -1265.4183 | -290.4065 | -92.7968 | 721.8661 | 1192.467 | 1998.9808 | -715.754 | 824.548 | 5.4324 | 2560.5171 | 3999.1868 | -243.6925 | -33.1227 | 450.3482 | -667.3784 | 52.0663 | 4758.2485 | 1276.9805 | 5124.5449 | 0.99776 | -714.1 | 2510.0962 | -333.3651 | 1000.3543 | 3530.2634 | -4234.7148 | -469.4343 | 4334.2583 | 0.10427 | -0.65552
2030-06-13 | 19 | -64.9865 | 0.99256 | -105.49 | -564.4073 | 493.6291 | -515.8378 | -1226.5066 | 2475.7803 | -3457.3752 | -357.4418 | 3867.6809 | 95.7737 | 1408.2854 | 664.938 | 2402.792 | 507.5608 | 351.5352 | 209.9989 | -650.3499 | 463.3085 | -2112.3054 | -4976.4453 | 81.9753 | -46.6054 | 3658.8401 | -2234.968 | -1299.5414 | -285.1011 | -95.0786 | 785.5793 | 1239.8944 | 2263.6682 | -601.3707 | 845.2744 | 5.3593 | 2631.0046 | 4309.2617 | -208.7198 | -101.7824 | 450.4344 | -429.4382 | 183.0718 | 4853.7793 | 1310.2838 | 5101.1167 | 97.3137 | -776.2233 | 2586.4121 | -604.3059 | 1056.5278 | 3653.3354 | -3455.0479 | -379.7916 | 4602.3267 | 0.10427 | -0.69718
2030-06-13 | 20 | -62.3919 | 0.99379 | -98.4474 | -537.8629 | -58.1185 | -357.3864 | -14.7234 | 1937.71 | -2925.8472 | -346.6618 | 3847.8928 | 142.2162 | 1418.0156 | 659.4437 | 2378.0554 | 888.2115 | 353.4928 | 209.9989 | -384.9422 | 575.2836 | -2227.604 | -4887.3389 | 12.4643 | -58.4573 | 2265.7366 | -2036.563 | -1354.3846 | -222.4985 | -91.5621 | 546.7042 | 1079.7861 | 1917.3599 | -817.4395 | 827.9028 | 5.1824 | 2446.0837 | 4070.4497 | -588.059 | -25.4415 | 338.9514 | -105.2727 | -5.5103 | 4624.6704 | 1309.5205 | 5080.8657 | -3.2956 | -726.3311 | 2592.21 | -528.6123 | 649.9067 | 1351.7656 | -1907.6757 | -54.9666 | 4211.9194 | 0.10427 | -71.2927
2030-06-13 | 21 | -45.7466 | 188.4991 | -92.4745 | -513.1924 | -725.2941 | -615.7079 | -18.0461 | 1620.135 | -2279.707 | -347.7327 | 3853.6143 | 117.2382 | 1646.6362 | 618.9537 | 2339.2632 | 1442.5063 | 335.7761 | 209.9989 | -405.9076 | 598.5891 | -2040.5426 | -5137.458 | 13.1524 | -54.405 | 2409.8142 | -1980.7605 | -1665.2577 | -306.0161 | -95.087 | 613.4398 | 1335.2644 | 876.3601 | -819.5826 | 471.1721 | 3.7769 | 2145.5183 | 3069.5007 | -815.6372 | 0.99727 | 450.173 | -485.6224 | 61.7666 | 3469.6538 | 1291.0038 | 4503.0249 | -237.0106 | -487.0418 | 2817.5208 | -848.6587 | 954.0341 | 718.8126 | -1666.6383 | -316.2455 | 5622.48 | 0.10427 | -93.8394
2030-06-13 | 22 | -39.2735 | 328.9357 | -89.9655 | -521.5535 | -1068.4285 | -733.4357 | 0.98913 | 1232.1381 | -1521.3558 | -344.8828 | 3838.4143 | 195.0017 | 1835.8025 | 561.8401 | 2284.2627 | 1879.4924 | 367.6262 | 209.9989 | -484.9774 | 887.2711 | -2142.3064 | -4711.0664 | 21.6939 | -30.6576 | 2738.6831 | -1879.1827 | -2026.7804 | -329.1514 | -98.104 | 486.6417 | 1126.4557 | 606.8498 | -769.7138 | 271.5881 | 3.8731 | 1955.8414 | 3170.8472 | -771.245 | 35.6795 | 450.194 | -450.6437 | 148.3804 | 3526.0366 | 1261.3765 | 4549.0889 | -239.1447 | -397.0118 | 2757.8291 | -932.7728 | 970.8732 | 475.8689 | -1153.9845 | -25.3682 | 5952.7065 | 0.10427 | -64.9853
2030-06-13 | 23 | -37.1128 | 473.219 | -82.5587 | -512.012 | -1147.9926 | -572.8763 | 656.5381 | 972.8697 | -379.6312 | -346.6272 | 3801.0981 | 194.9996 | 1572.4794 | 587.8386 | 2309.3865 | 1874.127 | 367.3661 | 209.9989 | -615.0948 | 754.7841 | -1937.2598 | -4273.2773 | -17.4602 | -24.3273 | 3358.5273 | -1921.2494 | -1725.8943 | -366.7938 | -105.7686 | 364.5029 | 1215.694 | 889.8284 | -689.28 | 282.6024 | 3.8803 | 2099.8623 | 3390.1194 | -512.2192 | 146.9022 | 450.0568 | -782.4218 | 53.2485 | 3570.6721 | 1265.5554 | 4704.8481 | -258.8478 | -276.9733 | 2928.7122 | -215.7029 | 973.5561 | -151.6833 | -551.6922 | -295.0072 | 6961.6631 | 210.1042 | -217.1903
2030-06-13 | 24 | -27.2671 | 1220.2305 | -79.6259 | -568.8402 | -1470.8267 | -1031.6603 | -1244.5531 | 1129.0536 | -82.0224 | -362.6609 | 3814.1152 | 114.3676 | 2099.5098 | 553.1721 | 2312.7007 | 2088.3176 | 368.8087 | 209.9989 | -692.6171 | 378.93 | -1959.625 | -4449.7104 | -118.5507 | -43.0383 | 3775.9194 | -2462.1243 | -1306.1908 | -543.111 | -137.4586 | 236.5305 | 1667.7927 | 918.9358 | -163.957 | 173.453 | 3.9232 | 2940.2095 | 3665.7019 | -309.8022 | 242.3762 | 450.0906 | -1116.8108 | 57.7141 | 3629.5776 | 1314.3029 | 4724.9238 | -3.6442 | -277.0451 | 3479.6797 | 472.3133 | 946.5927 | 1.0018 | -775.2872 | -631.1654 | 7338.2339 | 210.1043 | -342.5628
2030-06-14 | 1 | -36.633 | 859.378 | -82.2929 | -592.573 | -1605.6357 | -1038.5563 | -3379.9099 | 304.2987 | 505.1913 | -331.5154 | 3827.9971 | 134.2183 | 2115.979 | 463.9008 | 2238.2458 | 2382.8892 | 590.5059 | 209.9989 | -636.2919 | 673.5948 | -2038.9932 | -4118.1543 | -70.1601 | -61.9329 | 3254.5491 | -2630.2825 | -1932.6407 | -580.4175 | -108.1769 | 208.6259 | 1416.8483 | 1481.7487 | -308.1928 | 464.3792 | 4.2167 | 3148.0281 | 4430.1323 | -488.7059 | -2.1513 | -2.2992 | -1107.9236 | 273.2033 | 2794.5889 | 1370.6338 | 3844.9336 | -3.159 | -300.2258 | 3272.7375 | 1007.5387 | 1297.2805 | -1176.7059 | -151.5484 | -2066.6797 | 9313.3154 | 210.1043 | -555.9773
2030-06-14 | 2 | -33.688 | 438.3977 | -79.5518 | -604.1517 | -1803.3336 | -1137.5867 | -6577.5693 | -2.4037 | 815.0613 | -181.6905 | 3836.2004 | 69.7584 | 1976.4426 | 437.2605 | 2257.2527 | 1978.9252 | 218.9545 | 209.9989 | -473.5876 | 428.3876 | -1645.1216 | -4085.7334 | -18.6673 | -83.2943 | 2264.5469 | -2633.4893 | -1935.5771 | -622.1377 | -76.2654 | 376.3744 | 1518.9946 | 739.2958 | -290.0194 | 438.3978 | 4.7226 | 3039.092 | 3918.6165 | -2.6826 | 318.8077 | 1.0017 | -1455.1943 | 247.45 | 2738.7085 | 1339.6788 | 4049.4771 | 130.0076 | -279.9022 | 3305.0684 | 1578.4203 | 1346.4598 | -215.9125 | -50.149 | -1087.6797 | 10816.4707 | 210.1042 | -383.8524
2030-06-14 | 3 | -33.7398 | 776.9854 | -73.4016 | -636.7279 | -1541.2278 | -1374.8765 | -8550.1396 | 631.2892 | 1258.9222 | -225.8836 | 3664.9312 | -35.2869 | 1883.4633 | 120.102 | 2242.8582 | 2037.2865 | 174.4139 | 209.9989 | -363.2523 | 223.8588 | -1531.0903 | -4358.5 | -71.323 | -84.6458 | 1530.8895 | -2720.0264 | -1424.9589 | -741.6387 | -88.9252 | 387.2127 | 1982.3998 | 416.8692 | 49.3063 | 147.4115 | 4.581 | 2477.0156 | 3798.3425 | 156.7895 | 618.4993 | 1.0001 | -1220.7748 | 156.9622 | 1792.9293 | 911.6282 | 3541.2739 | -2.825 | -278.7754 | 2696.1855 | 44.6607 | 896.2313 | -577.1346 | -741.6344 | -2.9062 | 10536.8486 | 210.1043 | -251.7085
2030-06-14 | 4 | -32.0729 | 1156.1068 | -67.7595 | -709.4925 | -791.7999 | -1592.8173 | -10740.5088 | 2073.7781 | 1424.9844 | -383.506 | 3637.3127 | -52.3842 | 1908.9893 | -202.0154 | 1964.0808 | 2299.0139 | -26.6493 | 209.9989 | -134.8104 | 266.585 | -1249.8052 | -5284.6973 | -37.0968 | -78.1452 | 866.1197 | -2720.939 | -1973.4709 | -842.2246 | -105.3062 | 493.9839 | 1725.7146 | 1.1304 | -275.6913 | 160.6405 | 1.3169 | 1697.2661 | 3370.6174 | 1.001 | 438.1866 | 2.8738 | -1802.9802 | 193.0742 | 1786.3966 | 616.3521 | 3376.1187 | -2.3109 | -276.7796 | 2683.7229 | -159.8524 | 952.2854 | 37.3835 | -2160.3062 | -28.4594 | 9168.3672 | 210.1043 | -180.84
2030-06-14 | 5 | -26.0513 | 1577.507 | -62.5306 | -624.5105 | -414.0189 | -1913.7017 | -11929.9443 | 2921.2454 | 1496.0239 | -392.5421 | 3554.8162 | -115.6613 | 1943.7489 | -90.577 | 1880.2471 | 1765.8633 | 33.1646 | 209.9989 | -159.9789 | 73.5148 | -1089.0524 | -5633.9795 | -80.0135 | -76.4388 | 1190.2991 | -2579.6401 | -1938.4912 | -915.6791 | -126.0632 | 512.0236 | 1764.5819 | 1.0014 | -340.8353 | -10.7305 | 0.61974 | 1643.4465 | -70.4866 | 0.99912 | 431.198 | 1.0013 | -2034.8676 | 6.0306 | 1757.9161 | 582.9987 | 3370.8513 | -2.3363 | -276.9072 | 2616.9392 | -408.7162 | 853.6265 | 244.0958 | -2904.9414 | 0.98775 | 8012.6328 | 210.1042 | -133.7909
2030-06-14 | 6 | -35.6344 | 1628.0458 | -75.7575 | -448.1243 | -98.8095 | -2170.7424 | -12837.3115 | 3634.0405 | 1279.6895 | -389.5309 | 3729.6663 | -57.8481 | 1753.3887 | -131.2589 | 2110.5044 | 1422.9064 | 168.2715 | 209.9989 | -178.3689 | -148.5085 | -1189.9333 | -6145.0508 | -93.5845 | -80.1453 | 1465.4829 | -2814.0081 | -1529.1108 | -957.2849 | -136.1974 | 597.9852 | 2176.9993 | 1.0017 | -115.5812 | -32.2929 | 0.61118 | 1734.4696 | -1147.8855 | 437.4943 | 974.5731 | 1.0009 | -1895.2333 | 0.9957 | 1635.7887 | 1413.2448 | 2408.3833 | 1360.3821 | -963.0722 | 2523.9863 | 196.5373 | 836.2396 | 412.1816 | -3393.8774 | -1.3326 | 8033.8594 | 210.1042 | -111.2677
2030-06-14 | 7 | -25.4673 | 1543.4103 | -67.6574 | -569.1199 | -46.9484 | -2095.1233 | -12814.3389 | 3697.5298 | 679.7811 | -397.038 | 3747.9993 | -89.005 | 2024.058 | 1.0008 | 2129.5081 | 1470.0153 | 69.6098 | 209.9989 | -182.9525 | -39.6202 | -1527.155 | -6248.8862 | -52.7497 | -59.6408 | 1352.0724 | -2886.4309 | -1741.3542 | -973.7004 | -126.6876 | 664.1705 | 2343.2371 | 1.0035 | -85.9828 | -155.0617 | 0.57982 | 1422.0776 | -343.8939 | 1.0023 | 668.8286 | 1 | -1816.3405 | 248.5745 | 2407 | 1023.0298 | 4103.1562 | 1.012 | -277.9248 | 2513.6926 | -248.0656 | 937.7704 | 783.5125 | -3245.0447 | -1.0316 | 9004.0918 | 210.1042 | -106.2489
2030-06-14 | 8 | -19.5689 | 1288.656 | -67.465 | -689.827 | -150.7133 | -1893.0447 | -12722.8516 | 3529.1003 | 162.2482 | -382.6281 | 3922.0579 | -6.8366 | 2121.6001 | 154.8741 | 2102.842 | 1854.874 | 2.5385 | 209.9989 | -199.7711 | 35.0219 | -1901.1006 | -6396.8745 | -4.6761 | -32.6131 | 729.4615 | -2738.9507 | -1816.1173 | -934.9506 | -118.778 | 726.4481 | 2482.5176 | -115.8301 | -101.238 | -222.3396 | 0.54466 | 1071.7433 | -33.5372 | -770.5106 | 96.4099 | 449.6509 | -1684.1217 | 429.2082 | 2628.2595 | 1156.1821 | 3817.7505 | -268.9822 | -597.8686 | 2210.574 | -421.1042 | 1181.1942 | 1854.1469 | -2931.5664 | -120.3679 | 9640.2734 | 210.1042 | -105.3168
2030-06-14 | 9 | -11.1848 | 1176.8369 | -67.9115 | -694.0284 | -503.6929 | -1702.5724 | -12079.3428 | 2878.8538 | -3.0758 | -377.8928 | 3943.9978 | 37.1982 | 2121.6221 | 150.213 | 2116.6919 | 2297.2996 | -217.2664 | 209.9989 | -283.5071 | 48.3938 | -2085.9639 | -7032.3945 | -96.6737 | -17.7702 | 1210.0697 | -2520.1848 | -1846.1454 | -893.7499 | -125.9338 | 524.3326 | 2342.0386 | -1051.4094 | -113.0333 | -398.7601 | 0.48219 | 1166.8979 | 890.8397 | -793.5418 | 0.99855 | 449.5363 | -1837.7017 | 117.3654 | 3598.6536 | 1187.5754 | 4626.416 | -252.6309 | -595.323 | 1951.5283 | -859.2581 | 1256.1725 | 551.4368 | -2187.7092 | -1121.9579 | 9055.1982 | 0.10427 | -330.6523
2030-06-14 | 10 | -5.9572 | 1062.895 | -68.1973 | -685.5009 | -1014.2869 | -1558.4778 | -11491.5889 | 2426.1887 | -307.2905 | -380.1922 | 3968.7869 | 35.0608 | 2126.7122 | 199.133 | 2151.0115 | 2254.3264 | -352.6238 | 209.9989 | -366.3799 | -229.4675 | -2084.834 | -7108.0117 | -162.6982 | -35.733 | 1900.9205 | -2442.8184 | -1659.7161 | -849.4277 | -138.4345 | 511.0586 | 2157.7104 | -1620.8893 | -27.986 | -507.6231 | 0.42429 | 1999.567 | 1639.473 | -906.4821 | 0.97439 | 142.6295 | -1751.4902 | -233.2975 | 3519.49 | 1196.1578 | 4516.5889 | -242.0042 | -814.8563 | 1531.6439 | -516.5894 | 870.2808 | 371.5717 | -1509.7136 | -290.9378 | 8798.3633 | 0.10427 | -212.4292
2030-06-14 | 11 | -4.0012 | 989.5234 | -72.5905 | -674.5034 | -1130.3297 | -1528.4785 | -11984.3398 | 2189.4646 | -827.3566 | -381.9328 | 3989.6919 | 24.6532 | 2138.6501 | 131.4642 | 2119.0964 | 1787.4264 | -376.2524 | 209.9989 | -405.979 | -33.7927 | -2043.6788 | -6974.8145 | -212.2185 | -36.393 | 2225.8386 | -2310.2937 | -1700.5804 | -834.9424 | -137.5261 | 379.2321 | 2128.8174 | -1986.7635 | -143.2019 | -545.1531 | 0.4173 | 2223.926 | 1066.7844 | -673.6063 | 0.99938 | 366.1891 | -1831.3275 | -390.6093 | 3580.5564 | 1223.8744 | 4620.2109 | -231.6001 | -561.4904 | 1493.512 | -724.6126 | 718.368 | -241.7521 | -1514.1595 | -1.14 | 8349.9512 | 0.10427 | -76.2728
2030-06-14 | 12 | -6.3999 | 702.2536 | -80.7601 | -648.4904 | -1335.7507 | -1332.1971 | -11056.1582 | 1596.0632 | -1083.9606 | -380.3901 | 3992.7087 | 23.5637 | 2132.4836 | 153.3048 | 2104.2627 | 1361.8459 | -121.6804 | 209.9989 | -354.6205 | 381.2046 | -2058.6177 | -6090.1577 | -151.6543 | -32.3826 | 1938.3821 | -2223.0137 | -1370.6335 | -749.7142 | -123.5853 | 370.4522 | 2037.2915 | -1944.4851 | -43.4022 | -503.0614 | 1.5891 | 1899.334 | 886.8577 | -384.6184 | 38.7481 | 449.8437 | -1229.2091 | -403.6086 | 3776.0647 | 1225.7871 | 4758.4688 | -216.9083 | -275.9379 | 1489.7643 | -868.5652 | 536.2208 | -880.8813 | -1213.0175 | -381.3045 | 8656.0127 | 0.10427 | -135.2164