## Title
Phase II, Scenario 1 Sensitivity, High Spin Availability
"The results presented herein use modeling assumptions developed by EIPC, EIPC stakeholders and CRA for purposes of EIPC capacity expansion modeling. As such, these results do not necessarily reflect the opinions or views of CRA or any individual EIPC stakeholder."

## Annual HVDC Data
| Positive |  | Negative |  | Annual
| Count | Flow | Count | Flow | Flow
HVDCGRE-CO-6 2-GRE-DI-5 3--1 | 8244 | 1839137.6946 | 0 | 0 | 1839137.6946 | MISO_W -MISO_W
HVDCGRE-CO-6 2-GRE-DI-5 3--2 | 8252 | 1836401.5417 | 0 | 0 | 1836401.5417 | MISO_W -MISO_W
HVDCRAR RVR 2-NEPTCONV 3--3 | 2115 | 691656.5056 | 0 | 0 | 691656.5056 | PJM_E_MA-NYISO_J_
HVDCSQBUTTE4 2-ARROWHD4 2--4 | 4896 | 827448.3304 | 0 | 0 | 827448.3304 | MAPP_US -MISO_W
HVDCSQBUTTE4 2-ARROWHD4 2--5 | 4877 | 819684.1323 | 0 | 0 | 819684.1323 | MAPP_US -MISO_W
HVDCIA-G S-2 7-05SULLVA 7--6 | 8759 | 31549176.6583 | 0 | 0 | 31549176.6583 | MISO_W -PJM_REST
HVDCIATAN765 7-05HANG R 7--7 | 8716 | 20975731.8712 | 37 | -10950.6427 | 20964781.2285 | SPP_N -PJM_REST
HVDCBRKNGC-1 7-COLLI; 7--8 | 7055 | 20582670.9181 | 1691 | -1563149.0374 | 19019521.8806 | MISO_W -PJM_REST
HVDCLKFLDX-1 7-05GRNTWN 7--9 | 7405 | 23713503.8601 | 1313 | -1036207.4903 | 22677296.3698 | MISO_W -PJM_REST
HVDCMN-I S-1 7-05MARYSV 7--A | 8087 | 25897939.7931 | 646 | -215640.4965 | 25682299.2966 | MISO_W -PJM_REST
HVDCSOONER-1 7-05J.FERR 7--B | 8563 | 25424851.1241 | 187 | -149945.7371 | 25274905.387 | SPP_S -PJM_REST
HVDCCNV_BRG1 -CNV_BRG2 --C | 1972 | 713780.7657 | 0 | 0 | 713780.7657 | PJM_E_MA-PJM_E_MA
HVDCQ283HV-1 3-Q283HV-2 3--D | 234 | 239399.1428 | 8525 | -8999612.2666 | -8760213.1239 | NEISO -NEISO

## Annual Tie Line Data
| Positive |  | Negative |  | Annual
| Count | Flow | Count | Flow | Net Flow
TIE-LINES: ENTERGY -MAPP_US | 648 | 10359.8288 | 8112 | -316382.0251 | -306022.1964
TIE-LINES: ENTERGY -MISO_MO_ | 6166 | 4546356.9011 | 2594 | -1307825.8339 | 3238531.0671
TIE-LINES: ENTERGY -MISO_W | 0 | 0 | 8760 | -604907.8325 | -604907.8325
TIE-LINES: ENTERGY -NE | 0 | 0 | 8760 | -4563598.7925 | -4563598.7925
TIE-LINES: ENTERGY -SOCO | 2101 | 1142754.4509 | 6659 | -7211287.507 | -6068533.0561
TIE-LINES: ENTERGY -SPP_N | 188 | 30569.7394 | 8572 | -9863156.172 | -9832586.4327
TIE-LINES: ENTERGY -SPP_S | 814 | 1065239.9508 | 7946 | -70444026.5103 | -69378786.5595
TIE-LINES: ENTERGY -TVA | 7054 | 17571504.8276 | 1706 | -986006.3626 | 16585498.465
TIE-LINES: FRCC -SOCO | 3054 | 1557506.516 | 5706 | -4337854.7499 | -2780348.2339
TIE-LINES: IESO -MAPP_CA | 46 | 872.8183 | 8714 | -2279878.9641 | -2279006.1458
TIE-LINES: IESO -MISO_MI | 8760 | 32938068.7976 | 0 | 0 | 32938068.7976
TIE-LINES: IESO -MISO_W | 6618 | 856281.8028 | 2142 | -190611.6298 | 665670.173
TIE-LINES: IESO -NYISO_A- | 8759 | 14002558.0591 | 1 | -1015.6519 | 14001542.4072
TIE-LINES: MAPP_CA -MAPP_US | 4066 | 1193069.3261 | 4694 | -1462369.6756 | -269300.3495
TIE-LINES: MAPP_CA -MISO_W | 8760 | 15704146.429 | 0 | 0 | 15704146.429
TIE-LINES: MAPP_US -MISO_W | 5391 | 4761921.9975 | 3369 | -2603580.6286 | 2158341.3689
TIE-LINES: MAPP_US -NE | 6067 | 1575307.5279 | 2693 | -764042.0649 | 811265.4629
TIE-LINES: MAPP_US -OUTBACK | 8760 | 1839594.386 | 0 | 0 | 1839594.386
TIE-LINES: MISO_IN -MISO_MI | 88 | 3229.9884 | 8672 | -2718301.8823 | -2715071.8939
TIE-LINES: MISO_IN -MISO_MO_ | 6876 | 2692838.4441 | 1884 | -291705.0869 | 2401133.3572
TIE-LINES: MISO_IN -NON_RTO_ | 61 | 8002.3811 | 8699 | -11080701.2689 | -11072698.8877
TIE-LINES: MISO_IN -PJM_REST | 234 | 69523.1512 | 8526 | -31506675.9548 | -31437152.8036
TIE-LINES: MISO_IN -TVA | 5658 | 646242.1957 | 3102 | -198241.0319 | 448001.1638
TIE-LINES: MISO_MI -MISO_WUM | 1345 | 28136.4993 | 7415 | -372502.5415 | -344366.0422
TIE-LINES: MISO_MI -PJM_REST | 8645 | 17113663.4509 | 115 | -63405.8536 | 17050257.5973
TIE-LINES: MISO_MO_-MISO_W | 3 | 146.8947 | 8757 | -17717044.268 | -17716897.3733
TIE-LINES: MISO_MO_-PJM_REST | 1122 | 448686.2966 | 7638 | -10499665.4157 | -10050979.1191
TIE-LINES: MISO_MO_-SPP_N | 20 | 1998.5337 | 8740 | -5423665.7699 | -5421667.2362
TIE-LINES: MISO_MO_-SPP_S | 25 | 107.1385 | 8735 | -708799.7014 | -708692.5629
TIE-LINES: MISO_MO_-TVA | 8744 | 6197594.0694 | 16 | -913.0097 | 6196681.0597
TIE-LINES: MISO_W -MISO_WUM | 8588 | 14731333.1099 | 172 | -45418.5109 | 14685914.5991
TIE-LINES: MISO_W -NE | 7444 | 15045413.2254 | 1316 | -3065920.7629 | 11979492.4625
TIE-LINES: MISO_W -PJM_REST | 1773 | 367513.0449 | 6987 | -4580050.9493 | -4212537.9045
TIE-LINES: MISO_W -SPP_N | 6754 | 4319270.8129 | 2006 | -724899.1128 | 3594371.7002
TIE-LINES: MISO_W -OUTBACK | 8759 | 20698.3858 | 1 | -0.048132 | 20698.3377
TIE-LINES: MISO_WUM-PJM_REST | 5266 | 7562823.2796 | 3494 | -2779554.2256 | 4783269.0539
TIE-LINES: NE -SPP_N | 6284 | 31578234.7494 | 2476 | -3941367.259 | 27636867.4904
TIE-LINES: NEISO -NYISO_A- | 3533 | 658255.7384 | 5227 | -1860730.821 | -1202475.0826
TIE-LINES: NEISO -NYISO_GH | 6604 | 2505852.062 | 2156 | -316593.1834 | 2189258.8785
TIE-LINES: NEISO -NYISO_J_ | 8689 | 2587073.0593 | 71 | -4929.5785 | 2582143.4808
TIE-LINES: NON_RTO_-PJM_REST | 21 | 883.1596 | 8739 | -16350972.5262 | -16350089.3666
TIE-LINES: NON_RTO_-TVA | 7121 | 3013528.7265 | 1639 | -273420.0679 | 2740108.6587
TIE-LINES: NYISO_A--NYISO_GH | 8760 | 34599435.8215 | 0 | 0 | 34599435.8215
TIE-LINES: NYISO_A--PJM_R_MA | 8759 | 11787986.3474 | 1 | -179.5736 | 11787806.7738
TIE-LINES: NYISO_GH-NYISO_J_ | 8760 | 40393024.0756 | 0 | 0 | 40393024.0756
TIE-LINES: NYISO_GH-PJM_E_MA | 3394 | 959536.8199 | 5366 | -526557.3745 | 432979.4454
TIE-LINES: NYISO_J_-PJM_E_MA | 0 | 0 | 8760 | -5642098.7661 | -5642098.7661
TIE-LINES: PJM_E_MA-PJM_R_MA | 8338 | 19547417.5948 | 422 | -311490.1788 | 19235927.4161
TIE-LINES: PJM_R_MA-PJM_REST | 1036 | 703571.9074 | 7724 | -18035477.1282 | -17331905.2208
TIE-LINES: PJM_REST-TVA | 8760 | 8426914.3309 | 0 | 0 | 8426914.3309
TIE-LINES: PJM_REST-VACAR | 7403 | 7287776.8142 | 1357 | -406436.3742 | 6881340.4401
TIE-LINES: SOCO -TVA | 108 | 13500.0383 | 8652 | -15131120.4278 | -15117620.3895
TIE-LINES: SOCO -VACAR | 2173 | 307712.5177 | 6587 | -3959332.981 | -3651620.4633
TIE-LINES: SPP_N -SPP_S | 8662 | 74239187.1478 | 98 | -92609.5792 | 74146577.5686
TIE-LINES: SPP_S -OUTBACK | 8460 | 1562336.8878 | 300 | -153941.0022 | 1408395.8857
TIE-LINES: TVA -VACAR | 1701 | 113735.2745 | 7059 | -946241.6545 | -832506.38

## Annual_Flowgate_Data
| Limit |  | Hours Binding |  |  | Average Shadow Price
Constraint Name | Forward | Reverse | Total | Forward | Reverse | Forward | Reverse | Power Flow Areas (NEEM Region)
1 R-M: 8FREEPORT T-8CORDOVA | 1732 | -1732 | 18 | 18 | 0 | 92.4972 | 0 | TVA -TVA
2 R-M: 8NEWMAD-7NEWMAD fl 7N | 750 | -750 | 1 | 1 | 0 | 130.1996 | 0 | ENTERGY -ENTERGY
4 R-M: 7MCCREDIE-7MONTGMRY f | 1193 | -1193 | 1094 | 1094 | 0 | 287.8188 | 0 | MISO_MO_-MISO_MO_
5 R-M: 7MONTGMRY-7ENON fl 7L | 956 | -956 | 4723 | 4723 | 0 | 482.5873 | 0 | MISO_MO_-MISO_MO_
6 R-G: 8KEO-8WM-EHV fl KEO76 | 1732 | -1732 | 10 | 10 | 0 | 106.4309 | 0 | ENTERGY -ENTERGY
7 R-G: 8BHAM STEEL-8FREEPORT | 2598 | -2598 | 931 | 931 | 0 | 58.7683 | 0 | TVA -TVA
8 R-G: 05J.FERR-8ANTIOCH | 2208 | -2208 | 64 | 64 | 0 | 161.366 | 0 | PJM_REST-VACAR
9 R-G: 8FRKLIN-8BOGALUS fl 8 | 1732 | -1732 | 0 | 0 | 0 | 0 | 0 | ENTERGY -ENTERGY
A R-G: 8BENTON MS-8PLEASANT | 1732 | -1732 | 0 | 0 | 0 | 0 | 0 | TVA -TVA
B R-G: 8BELLEF NP1-8ROCKY MT | 2598 | -2598 | 287 | 287 | 0 | 354.002 | 0 | TVA -SOCO
D R-G: 8PLEASANT H-8UNION MS | 1732 | -1732 | 4 | 4 | 0 | 288.9105 | 0 | TVA -TVA
E R-G: 8BENTON MS-8PLEASANT | 1732 | -1732 | 1 | 1 | 0 | 12.6995 | 0 | TVA -TVA
10 R-G: 6SLIDEL-6FRNBRA fl 8 | 797 | -797 | 0 | 0 | 0 | 0 | 0 | ENTERGY -ENTERGY
11 R-G: 8PLEASANT H-8UNION M | 1732 | -1732 | 1 | 1 | 0 | 8.7331 | 0 | TVA -TVA
13 R-G: 8BENTON MS-8PLEASANT | 1732 | -1732 | 0 | 0 | 0 | 0 | 0 | TVA -TVA
14 R-G: 8PLEASANT H-8UNION M | 1732 | -1732 | 0 | 0 | 0 | 0 | 0 | TVA -TVA
15 R-G: 8BENTON MS-8PLEASANT | 1732 | -1732 | 0 | 0 | 0 | 0 | 0 | TVA -TVA
16 R-G: 8BENTON MS-8PLEASANT | 1732 | -1732 | 0 | 0 | 0 | 0 | 0 | TVA -TVA
17 R-G: 8FRKLIN-8BOGALUS fl | 1732 | -1732 | 0 | 0 | 0 | 0 | 0 | ENTERGY -ENTERGY
18 R-G: 8PLEASANT H-8UNION M | 1732 | -1732 | 0 | 0 | 0 | 0 | 0 | TVA -TVA
19 R-G: 8PLEASANT H-8UNION M | 1732 | -1732 | 0 | 0 | 0 | 0 | 0 | TVA -TVA
1C R-T: 8BENTON MS-8PLEASANT | 1732 | -1732 | 0 | 0 | 0 | 0 | 0 | TVA -TVA
1D R-T: 8BENTON MS-8PLEASANT | 1732 | -1732 | 2 | 2 | 0 | 135.6157 | 0 | TVA -TVA
1E R-T: 8PLEASANT H-8UNION M | 1732 | -1732 | 0 | 0 | 0 | 0 | 0 | TVA -TVA
1F F-G: 6HATCH SS 2-6VIDALIA | 486 | -486 | 166 | 166 | 0 | 282.8211 | 0 | SOCO -SOCO
20 F-G: 6HATCH SS 2-6VIDALIA | 486 | -486 | 346 | 346 | 0 | 217.3919 | 0 | SOCO -SOCO
21 F-G: RICEBYPASS-BRADFORD | 402 | -402 | 479 | 479 | 0 | 222.751 | 0 | FRCC -FRCC
22 F-G: 6HATCH-6HATCH SS 2 f | 509 | -509 | 1 | 1 | 0 | 17.7513 | 0 | SOCO -SOCO
23 F-G: 6HATCH-6HATCH SS 2 f | 509 | -509 | 0 | 0 | 0 | 0 | 0 | SOCO -SOCO
24 F-G: SLV_SP_N-MARTIN W fl | 565 | -565 | 0 | 0 | 0 | 0 | 0 | FRCC -FRCC
25 F-G: SLV_SP_N-MARTIN W fl | 565 | -565 | 0 | 0 | 0 | 0 | 0 | FRCC -FRCC
26 F-G: 6MCINTOSH-6PURRYSB f | 2098 | -2098 | 2655 | 2655 | 0 | 240.9358 | 0 | SOCO -VACAR
27 F-G: 6HATCH SS 2-6VIDALIA | 486 | -486 | 360 | 360 | 0 | 179.9469 | 0 | SOCO -SOCO
28 F-G: 6HATCH-6HATCH SS 2 f | 509 | -509 | 0 | 0 | 0 | 0 | 0 | SOCO -SOCO
29 F-G: TOCOI-MILLCREK fl DU | 402 | -402 | 3191 | 3191 | 0 | 283.4041 | 0 | FRCC -FRCC
2A F-G: 6HATCH SS 2-6VIDALIA | 486 | -486 | 0 | 0 | 0 | 0 | 0 | SOCO -SOCO
2B F-G: MARTIN W-ARCHER fl C | 542 | -542 | 0 | 0 | 0 | 0 | 0 | FRCC -FRCC
2C F-G: SLV_SP_N-MARTIN W fl | 565 | -565 | 0 | 0 | 0 | 0 | 0 | FRCC -FRCC
2D F-G: 6HATCH SS 2-6VIDALIA | 486 | -486 | 0 | 0 | 0 | 0 | 0 | SOCO -SOCO
2E F-G: MARTIN W-ARCHER fl B | 542 | -542 | 0 | 0 | 0 | 0 | 0 | FRCC -FRCC
2F F-G: 6HATCH SS 2-6VIDALIA | 486 | -486 | 0 | 0 | 0 | 0 | 0 | SOCO -SOCO
30 F-G: SLV_SP_N-MARTIN W fl | 565 | -565 | 0 | 0 | 0 | 0 | 0 | FRCC -FRCC
31 F-G: 6HATCH-6HATCH SS 2 f | 509 | -509 | 0 | 0 | 0 | 0 | 0 | SOCO -SOCO
32 F-G: 6HATCH-6HATCH SS 2 f | 509 | -509 | 0 | 0 | 0 | 0 | 0 | SOCO -SOCO
33 O-C: PACKARD2-SAWYER78 fl | 644 | -644 | 0 | 0 | 0 | 0 | 0 | NYISO_A--NYISO_A-
34 O-C: PACKARD2-SAWYER77 fl | 644 | -644 | 0 | 0 | 0 | 0 | 0 | NYISO_A--NYISO_A-
35 O-C: SAWYER77-HUNTLEY2 fl | 654 | -654 | 0 | 0 | 0 | 0 | 0 | NYISO_A--NYISO_A-
36 O-C: SAWYER78-HUNTLEY2 fl | 654 | -654 | 0 | 0 | 0 | 0 | 0 | NYISO_A--NYISO_A-
37 O-C: PACKARD2-SAWYER78 fl | 644 | -644 | 0 | 0 | 0 | 0 | 0 | NYISO_A--NYISO_A-
38 O-C: PACKARD2-SAWYER77 fl | 644 | -644 | 0 | 0 | 0 | 0 | 0 | NYISO_A--NYISO_A-
39 O-C: BECK_#2_TS-BECK_#2_P | 460 | -460 | 894 | 894 | 0 | 153.8979 | 0 | IESO -IESO
3D O-C: BECK_#2_TS-BECK_#2_P | 460 | -460 | 4 | 4 | 0 | 146.4055 | 0 | IESO -IESO
3F O-C: S RIPLEY-ERIE E | 488 | -488 | 2704 | 2704 | 0 | 145.3798 | 0 | NYISO_A--PJM_R_MA
40 O-C: SAWYER78-HUNTLEY2 fl | 654 | -654 | 0 | 0 | 0 | 0 | 0 | NYISO_A--NYISO_A-
41 O-C: SAWYER77-HUNTLEY2 fl | 654 | -654 | 0 | 0 | 0 | 0 | 0 | NYISO_A--NYISO_A-
42 O-C: BECK_#2_PA2-NIAGAR2W | 482 | -482 | 0 | 0 | 0 | 0 | 0 | IESO -NYISO_A-
44 O-C: BECK_#2_PA2-NIAGAR2W | 482 | -482 | 0 | 0 | 0 | 0 | 0 | IESO -NYISO_A-
45 O-C: BECK_#2_PA2-NIAGAR2W | 482 | -482 | 0 | 0 | 0 | 0 | 0 | IESO -NYISO_A-
48 O-Y: BECK_#2_TS-BECK_#2_P | 460 | -460 | 118 | 118 | 0 | 221.0102 | 0 | IESO -IESO
49 O-Y: BECK_#2_TS-BECK_#2_P | 460 | -460 | 1 | 0 | 1 | 0 | -1000.0002 | IESO -IESO
4A O-Y: Q168PERRY23-MEYER230 | 494 | -494 | 12 | 12 | 0 | 57.4796 | 0 | NYISO_A--NYISO_A-
4C O-Y: BECK_#2_TS-BECK_#2_B | 478 | -478 | 0 | 0 | 0 | 0 | 0 | IESO -IESO
4D O-Y: BECK_#2_TS-BECK_#2_B | 478 | -478 | 0 | 0 | 0 | 0 | 0 | IESO -IESO
4E C-O: ROSEAUN2-ROSEAUM 2 | 2100 | -2100 | 0 | 0 | 0 | 0 | 0 | MISO_W -MISO_W
4F C-O: ROSEAUM 2-ROSEAUS2 | 2100 | -2100 | 4098 | 4098 | 0 | 117.914 | 0 | MISO_W -MISO_W
50 C-O: ROSEAUM 2-ROSEAUS2 f | 2494 | -2494 | 1 | 1 | 0 | 4.0682 | 0 | MISO_W -MISO_W
51 C-O: ROSEAUN2-ROSEAUM 2 f | 2494 | -2494 | 0 | 0 | 0 | 0 | 0 | MISO_W -MISO_W
52 C-O: ROSEAUN2-ROSEAUM 2 f | 2494 | -2494 | 0 | 0 | 0 | 0 | 0 | MISO_W -MISO_W
53 C-O: ROSEAUM 2-ROSEAUS2 f | 2494 | -2494 | 0 | 0 | 0 | 0 | 0 | MISO_W -MISO_W
54 C-O: ROSEAUS2-FORBES 2 fl | 2493 | -2493 | 0 | 0 | 0 | 0 | 0 | MISO_W -MISO_W
55 C-O: ROSEAUN2-ROSEAUM 2 f | 2494 | -2494 | 0 | 0 | 0 | 0 | 0 | MISO_W -MISO_W
56 C-O: ROSEAUM 2-ROSEAUS2 f | 2494 | -2494 | 0 | 0 | 0 | 0 | 0 | MISO_W -MISO_W
57 C-O: FORBES 2-FORB2JCT fl | 773 | -773 | 1343 | 1343 | 0 | 18.8386 | 0 | MISO_W -MISO_W
58 C-O: FORBES 2-FORB2JCT fl | 773 | -773 | 0 | 0 | 0 | 0 | 0 | MISO_W -MISO_W
59 C-O: RALL 4-OVERFLO4 fl W | 226 | -226 | 54 | 11 | 43 | 8.3481 | -320.7933 | MAPP_CA -MAPP_CA
5A C-O: RALL 4-OVERFLO4 fl W | 226 | -226 | 64 | 0 | 64 | 0 | -196.7196 | MAPP_CA -MAPP_CA
5C C-O: FORBES 2-FORB1JCT fl | 773 | -773 | 0 | 0 | 0 | 0 | 0 | MISO_W -MISO_W
5D C-O: ROSEAUN2-ROSEAUM 2 f | 2494 | -2494 | 0 | 0 | 0 | 0 | 0 | MISO_W -MISO_W
5E C-O: ROSEAUM 2-ROSEAUS2 f | 2494 | -2494 | 0 | 0 | 0 | 0 | 0 | MISO_W -MISO_W
5F C-O: ROSEAUS2-FORBES 2 fl | 2493 | -2493 | 0 | 0 | 0 | 0 | 0 | MISO_W -MISO_W
60 C-O: CHIS CO2-C073455(1-2 | 1383 | -1383 | 2 | 2 | 0 | 9.1642 | 0 | MISO_W -MISO_W
62 C-U: ROSEAUN2-ROSEAUM 2 f | 2494 | -2494 | 0 | 0 | 0 | 0 | 0 | MISO_W -MISO_W
63 C-U: ROSEAUM 2-ROSEAUS2 f | 2494 | -2494 | 0 | 0 | 0 | 0 | 0 | MISO_W -MISO_W
64 U-C: CENTER 3-C2 fl CENTE | 644 | -644 | 1 | 1 | 0 | 96.5209 | 0 | MISO_W -MAPP_US
65 U-C: C2-SQBUTTE4 fl CENTE | 644 | -644 | 2547 | 2547 | 0 | 58.4664 | 0 | MAPP_US -MAPP_US
68 U-C: P2-PRAIRIE4 fl PRAIR | 352 | -352 | 53 | 53 | 0 | 181.8034 | 0 | MAPP_US -MAPP_US
69 U-C: PRAIRIE3-P2 fl PRAIR | 352 | -352 | 5000 | 5000 | 0 | 154.0203 | 0 | MAPP_US -MAPP_US
6A U-C: SILVRTP4-ASHERN 4 fl | 414 | -414 | 4153 | 4153 | 0 | 87.5451 | 0 | MAPP_CA -MAPP_CA
6B U-C: ROSSER 4-ROCKWD 4 fl | 398 | -398 | 0 | 0 | 0 | 0 | 0 | MAPP_CA -MAPP_CA
6C U-C: DORSEY 4-ASHERN 4 fl | 467 | -467 | 0 | 0 | 0 | 0 | 0 | MAPP_CA -MAPP_CA
6D U-C: ROSSER 4-ROCKWD 4 fl | 398 | -398 | 0 | 0 | 0 | 0 | 0 | MAPP_CA -MAPP_CA
6E U-C: SILVER 4-SILVRTP4 fl | 223 | -223 | 0 | 0 | 0 | 0 | 0 | MAPP_CA -MAPP_CA
6F U-C: ROSSER 4-ROCKWD 4 fl | 398 | -398 | 0 | 0 | 0 | 0 | 0 | MAPP_CA -MAPP_CA
71 U-C: OVERFLO4-RALL 4 fl H | 226 | -226 | 2917 | 2917 | 0 | 379.4902 | 0 | MAPP_CA -MAPP_CA
72 U-C: SILVRTP4-ASHERN 4 fl | 414 | -414 | 0 | 0 | 0 | 0 | 0 | MAPP_CA -MAPP_CA
76 U-C: SILVRTP4-ASHERN 4 fl | 414 | -414 | 0 | 0 | 0 | 0 | 0 | MAPP_CA -MAPP_CA
77 U-M: SIDNEY 4-OGALALA4 fl | 320 | -320 | 5079 | 0 | 5079 | 0 | -851.0836 | MAPP_US -NE
78 U-M: ANTELOP3-BRDLAND3 fl | 526 | -526 | 467 | 467 | 0 | 224.6296 | 0 | MAPP_US -MAPP_US
79 U-M: ANTELOP3-BRDLAND3 fl | 526 | -526 | 0 | 0 | 0 | 0 | 0 | MAPP_US -MAPP_US
7A U-M: OGALALA4-GENTLMN4 fl | 320 | -320 | 8217 | 0 | 8217 | 0 | -981.1005 | NE -NE
7B U-M: ANTELOP3-BRDLAND3 fl | 526 | -526 | 3207 | 3207 | 0 | 175.6999 | 0 | MAPP_US -MAPP_US
7C U-M: ANTELOP3-BRDLAND3 | 478 | -478 | 0 | 0 | 0 | 0 | 0 | MAPP_US -MAPP_US
7D U-M: WHITE 3-BRKNGCO3 fl | 1739 | -1739 | 67 | 67 | 0 | 57.7846 | 0 | MAPP_US -MISO_W
7F U-M: ANTELOP3-BRDLAND3 fl | 526 | -526 | 0 | 0 | 0 | 0 | 0 | MAPP_US -MAPP_US
80 U-M: LELANDO4-GRE-STANTON | 430 | -430 | 151 | 151 | 0 | 41.984 | 0 | MAPP_US -MISO_W
81 U-M: ANTELOP3-BRDLAND3 fl | 526 | -526 | 0 | 0 | 0 | 0 | 0 | MAPP_US -MAPP_US
82 U-M: LELANDO4-GRE-STANTON | 430 | -430 | 0 | 0 | 0 | 0 | 0 | MAPP_US -MISO_W
83 U-M: ANTELOP3-BRDLAND3 fl | 526 | -526 | 0 | 0 | 0 | 0 | 0 | MAPP_US -MAPP_US
84 U-M: OGALALA4-GENTLMN4 fl | 320 | -320 | 912 | 0 | 912 | 0 | -864.5626 | NE -NE
85 U-M: ANTELOP3-BRDLAND3 fl | 526 | -526 | 0 | 0 | 0 | 0 | 0 | MAPP_US -MAPP_US
86 U-M: ANTELOP3-BRDLAND3 fl | 526 | -526 | 0 | 0 | 0 | 0 | 0 | MAPP_US -MAPP_US
87 U-S: ANTELOP3-BRDLAND3 fl | 526 | -526 | 0 | 0 | 0 | 0 | 0 | MAPP_US -MAPP_US
88 U-S: ANTELOP3-BRDLAND3 fl | 526 | -526 | 0 | 0 | 0 | 0 | 0 | MAPP_US -MAPP_US
89 U-S: SIDXFMR4-SIDNEY 4 fl | 400 | -400 | 0 | 0 | 0 | 0 | 0 | MAPP_US -MAPP_US
8A U-S: SIDNEY 4-OGALALA4 fl | 320 | -320 | 142 | 0 | 142 | 0 | -837.8497 | MAPP_US -NE
8B M-M: 18PALISD-18ROSVLT fl | 1433 | -1433 | 0 | 0 | 0 | 0 | 0 | MISO_MI -MISO_MI
8C M-M: 18PALISD-18ROSVLT fl | 1433 | -1433 | 0 | 0 | 0 | 0 | 0 | MISO_MI -MISO_MI
8E M-M: 18PALISD-18ROSVLT | 1239 | -1239 | 0 | 0 | 0 | 0 | 0 | MISO_MI -MISO_MI
90 M-M: 05MEADOW-05REYNOL fl | 971 | -971 | 0 | 0 | 0 | 0 | 0 | PJM_REST-PJM_REST
92 M-M: 18PALISD-18ROSVLT fl | 1433 | -1433 | 0 | 0 | 0 | 0 | 0 | MISO_MI -MISO_MI
94 M-M: 18PALISD-18ROSVLT fl | 1433 | -1433 | 0 | 0 | 0 | 0 | 0 | MISO_MI -MISO_MI
95 M-M: 18PALISD-18ROSVLT fl | 1433 | -1433 | 0 | 0 | 0 | 0 | 0 | MISO_MI -MISO_MI
96 M-M: 18PALISD-18ROSVLT fl | 1433 | -1433 | 0 | 0 | 0 | 0 | 0 | MISO_MI -MISO_MI
97 M-M: 18PALISD-18ROSVLT fl | 1433 | -1433 | 0 | 0 | 0 | 0 | 0 | MISO_MI -MISO_MI
98 M-M: 08GIBSON-7ALBION fl | 1661 | -1661 | 0 | 0 | 0 | 0 | 0 | MISO_IN -MISO_MO_
99 M-M: 08GIBSON-7ALBION fl | 1661 | -1661 | 0 | 0 | 0 | 0 | 0 | MISO_IN -MISO_MO_
9A M-M: 17HIPLE-18ARGNTA fl | 1050 | -1050 | 0 | 0 | 0 | 0 | 0 | MISO_IN -MISO_MI
9B M-M: 08GIBSON-7ALBION fl | 1661 | -1661 | 0 | 0 | 0 | 0 | 0 | MISO_IN -MISO_MO_
9C M-M: 08GIBSON-7ALBION fl | 1661 | -1661 | 0 | 0 | 0 | 0 | 0 | MISO_IN -MISO_MO_
9D M-M: 08GIBSON-7ALBION | 1510 | -1510 | 0 | 0 | 0 | 0 | 0 | MISO_IN -MISO_MO_
9E M-M: 08GIBSON-7ALBION fl | 1661 | -1661 | 0 | 0 | 0 | 0 | 0 | MISO_IN -MISO_MO_
9F M-M: 08GIBSON-7ALBION fl | 1661 | -1661 | 0 | 0 | 0 | 0 | 0 | MISO_IN -MISO_MO_
A0 M-M: 08GIBSON-7ALBION fl | 1661 | -1661 | 0 | 0 | 0 | 0 | 0 | MISO_IN -MISO_MO_
A1 M-M: 08GIBSON-7ALBION fl | 1661 | -1661 | 0 | 0 | 0 | 0 | 0 | MISO_IN -MISO_MO_
A2 M-M: 08GIBSON-7ALBION fl | 1661 | -1661 | 0 | 0 | 0 | 0 | 0 | MISO_IN -MISO_MO_
A3 M-M: 08GIBSON-7ALBION fl | 1661 | -1661 | 0 | 0 | 0 | 0 | 0 | MISO_IN -MISO_MO_
A4 M-M: 7ALBION-7NORRIS fl 7 | 1661 | -1661 | 0 | 0 | 0 | 0 | 0 | MISO_MO_-MISO_MO_
A5 M-M: 7ALBION-7NORRIS fl 7 | 1661 | -1661 | 0 | 0 | 0 | 0 | 0 | MISO_MO_-MISO_MO_
A6 M-M: 7ALBION-7NORRIS | 1510 | -1510 | 0 | 0 | 0 | 0 | 0 | MISO_MO_-MISO_MO_
A7 M-M: 7ALBION-7NORRIS fl 7 | 1661 | -1661 | 0 | 0 | 0 | 0 | 0 | MISO_MO_-MISO_MO_
A8 M-M: 7ALBION-7NORRIS fl 7 | 1661 | -1661 | 0 | 0 | 0 | 0 | 0 | MISO_MO_-MISO_MO_
A9 M-M: 7ALBION-7NORRIS fl 0 | 1661 | -1661 | 0 | 0 | 0 | 0 | 0 | MISO_MO_-MISO_MO_
AA M-M: 7ALBION-7NORRIS fl 7 | 1661 | -1661 | 0 | 0 | 0 | 0 | 0 | MISO_MO_-MISO_MO_
AB M-M: 7ALBION-7NORRIS fl 1 | 1661 | -1661 | 0 | 0 | 0 | 0 | 0 | MISO_MO_-MISO_MO_
AC M-M: 7ALBION-7NORRIS fl 0 | 1661 | -1661 | 0 | 0 | 0 | 0 | 0 | MISO_MO_-MISO_MO_
AD M-L: 08FRNCSC-08DUFF fl 0 | 1386 | -1386 | 0 | 0 | 0 | 0 | 0 | MISO_IN -MISO_IN
AE M-L: 08FRNCSC-08DUFF fl 1 | 1386 | -1386 | 0 | 0 | 0 | 0 | 0 | MISO_IN -MISO_IN
AF M-L: 08FRNCSC-08DUFF fl 0 | 1386 | -1386 | 0 | 0 | 0 | 0 | 0 | MISO_IN -MISO_IN
B0 M-L: 10ABB345-7REID fl 08 | 1430 | -1430 | 0 | 0 | 0 | 0 | 0 | MISO_IN -MISO_IN
B1 M-L: 06CLIFTY-7TRIMBLE fl | 1414 | -1414 | 0 | 0 | 0 | 0 | 0 | NON_RTO_-NON_RTO_
B2 M-L: 06CLIFTY-7TRIMBLE | 1134 | -1134 | 1164 | 1164 | 0 | 24.6104 | 0 | NON_RTO_-NON_RTO_
B3 M-L: 06CLIFTY-7TRIMBLE fl | 1414 | -1414 | 0 | 0 | 0 | 0 | 0 | NON_RTO_-NON_RTO_
B4 M-L: 08FRNCSC-08DUFF fl 7 | 1386 | -1386 | 0 | 0 | 0 | 0 | 0 | MISO_IN -MISO_IN
B5 M-L: 08FRNCSC-08DUFF fl 0 | 1386 | -1386 | 0 | 0 | 0 | 0 | 0 | MISO_IN -MISO_IN
B6 M-L: 10ABB345-7REID fl 08 | 1430 | -1430 | 0 | 0 | 0 | 0 | 0 | MISO_IN -MISO_IN
B7 M-L: 08GIBSON-08FRNCSC fl | 1661 | -1661 | 0 | 0 | 0 | 0 | 0 | MISO_IN -MISO_IN
B8 M-L: 08FRNCSC-08DUFF fl 0 | 1386 | -1386 | 0 | 0 | 0 | 0 | 0 | MISO_IN -MISO_IN
B9 M-L: 10ABB345-7REID fl 08 | 1430 | -1430 | 0 | 0 | 0 | 0 | 0 | MISO_IN -MISO_IN
BA M-L: 06CLIFTY-7TRIMBLE fl | 1414 | -1414 | 0 | 0 | 0 | 0 | 0 | NON_RTO_-NON_RTO_
BB M-L: 06CLIFTY-7TRIMBLE fl | 1414 | -1414 | 0 | 0 | 0 | 0 | 0 | NON_RTO_-NON_RTO_
BC M-L: 06CLIFTY-7TRIMBLE fl | 1414 | -1414 | 0 | 0 | 0 | 0 | 0 | NON_RTO_-NON_RTO_
BD M-L: 08FRNCSC-08DUFF fl 7 | 1386 | -1386 | 0 | 0 | 0 | 0 | 0 | MISO_IN -MISO_IN
BE M-L: 06CLIFTY-7TRIMBLE fl | 1414 | -1414 | 0 | 0 | 0 | 0 | 0 | NON_RTO_-NON_RTO_
BF M-L: 06CLIFTY-7TRIMBLE fl | 1414 | -1414 | 0 | 0 | 0 | 0 | 0 | NON_RTO_-NON_RTO_
C0 M-L: 06CLIFTY-7TRIMBLE fl | 1414 | -1414 | 0 | 0 | 0 | 0 | 0 | NON_RTO_-NON_RTO_
C1 M-P: 05HANG R-05BAKER fl | 4465 | -4465 | 0 | 0 | 0 | 0 | 0 | PJM_REST-PJM_REST
C2 M-P: 08GIBSON-7ALBION fl | 1661 | -1661 | 0 | 0 | 0 | 0 | 0 | MISO_IN -MISO_MO_
C3 M-P: 05HANG R-05NPROCT fl | 4465 | -4465 | 0 | 0 | 0 | 0 | 0 | PJM_REST-PJM_REST
C4 M-P: 05HANG R-05BAKER fl | 4465 | -4465 | 0 | 0 | 0 | 0 | 0 | PJM_REST-PJM_REST
C5 M-O: T-94A-T-94B fl 18PAL | 999 | -999 | 3345 | 0 | 3345 | 0 | -99.0577 | PJM_REST-PJM_REST
C6 M-O: WATRC345-WATRC230 fl | 520 | -520 | 0 | 0 | 0 | 0 | 0 | NYISO_A--NYISO_A-
C7 M-O: 02DAV-BE-02BEAVER | 1434 | -1434 | 10 | 10 | 0 | 99.317 | 0 | PJM_REST-PJM_REST
C9 M-O: 19MON12-02BAY SH fl | 1544 | -1544 | 1254 | 1254 | 0 | 38.0928 | 0 | MISO_MI -PJM_REST
CA M-O: WATRC230-SHRED230 fl | 400 | -400 | 0 | 0 | 0 | 0 | 0 | NYISO_A--NYISO_A-
CB M-O: SHRED230-OAKDL230 fl | 400 | -400 | 0 | 0 | 0 | 0 | 0 | NYISO_A--NYISO_A-
CC M-O: 19PONTC-19PLACD fl 1 | 1494 | -1494 | 1082 | 1082 | 0 | 111.5776 | 0 | MISO_MI -MISO_MI
CD M-O: 02DAV-BE-02BEAVER fl | 1741 | -1741 | 0 | 0 | 0 | 0 | 0 | PJM_REST-PJM_REST
CE M-O: KEYSTONE-SHELOCTA fl | 841 | -841 | 0 | 0 | 0 | 0 | 0 | PJM_R_MA-PJM_R_MA
CF M-O: T-94B-05BENTON fl 05 | 1859 | -1859 | 0 | 0 | 0 | 0 | 0 | PJM_REST-PJM_REST
D6 M-O: Q254RIPWEST-DUNKIRK | 482 | -482 | 0 | 0 | 0 | 0 | 0 | NYISO_A--NYISO_A-
D9 M-M: T-94A-05COOK fl 05BE | 1859 | -1859 | 0 | 0 | 0 | 0 | 0 | PJM_REST-PJM_REST
DA M-M: 18PALISD-T-94B | 1409 | -1409 | 0 | 0 | 0 | 0 | 0 | MISO_MI -PJM_REST
DB M-M: 18PALISD-T-94B fl 05 | 1859 | -1859 | 0 | 0 | 0 | 0 | 0 | MISO_MI -PJM_REST
DC M-M: T-94B-05BENTON | 1409 | -1409 | 0 | 0 | 0 | 0 | 0 | PJM_REST-PJM_REST
DD M-M: 18PALISD-T-94B fl 18 | 1859 | -1859 | 0 | 0 | 0 | 0 | 0 | MISO_MI -PJM_REST
DE M-M: 18PALISD-T-94B fl 17 | 1859 | -1859 | 0 | 0 | 0 | 0 | 0 | MISO_MI -PJM_REST
DF M-M: 02DAV-BE-02BEAVER fl | 1741 | -1741 | 0 | 0 | 0 | 0 | 0 | PJM_REST-PJM_REST
E0 M-M: 02DAV-BE-02BEAVER fl | 1741 | -1741 | 0 | 0 | 0 | 0 | 0 | PJM_REST-PJM_REST
E1 M-M: 05COOK-05OLIVE fl 05 | 1409 | -1409 | 38 | 38 | 0 | 39.5835 | 0 | PJM_REST-PJM_REST
E2 M-M: T-94B-05BENTON fl 17 | 1859 | -1859 | 0 | 0 | 0 | 0 | 0 | PJM_REST-PJM_REST
E3 M-M: 18PALISD-T-94B fl 18 | 1859 | -1859 | 0 | 0 | 0 | 0 | 0 | MISO_MI -PJM_REST
E5 M-M: T-94A-05COOK fl 05BE | 1859 | -1859 | 0 | 0 | 0 | 0 | 0 | PJM_REST-PJM_REST
E6 M-P: 02DAV-BE-02BEAVER fl | 1741 | -1741 | 0 | 0 | 0 | 0 | 0 | PJM_REST-PJM_REST
E7 M-P: 02DAV-BE-02BEAVER fl | 1741 | -1741 | 0 | 0 | 0 | 0 | 0 | PJM_REST-PJM_REST
E8 M-P: 02DAV-BE-02BEAVER fl | 1741 | -1741 | 0 | 0 | 0 | 0 | 0 | PJM_REST-PJM_REST
E9 M-P: 02DAV-BE-02BEAVER fl | 1741 | -1741 | 0 | 0 | 0 | 0 | 0 | PJM_REST-PJM_REST
EA M-P: 02DAV-BE-02BEAVER fl | 1741 | -1741 | 0 | 0 | 0 | 0 | 0 | PJM_REST-PJM_REST
EB M-P: 02DAV-BE-02BEAVER fl | 1741 | -1741 | 0 | 0 | 0 | 0 | 0 | PJM_REST-PJM_REST
EC M-P: 02BEAVER-02CARLIL fl | 1030 | -1030 | 0 | 0 | 0 | 0 | 0 | PJM_REST-PJM_REST
ED M-R: 7W MT VERNO-7E W FKF | 1195 | -1195 | 3 | 3 | 0 | 125.6921 | 0 | MISO_MO_-MISO_MO_
EE M-R: 7W MT VERNO-7E W FKF | 1195 | -1195 | 0 | 0 | 0 | 0 | 0 | MISO_MO_-MISO_MO_
EF M-R: 7SHAWNEE FP-8SHAWNEE | 1383 | -1383 | 0 | 0 | 0 | 0 | 0 | TVA -TVA
F1 M-R: 7W MT VERNO-7E W FKF | 1195 | -1195 | 0 | 0 | 0 | 0 | 0 | MISO_MO_-MISO_MO_
F2 M-R: 7W MT VERNO-7E W FKF | 1195 | -1195 | 2 | 2 | 0 | 30.2475 | 0 | MISO_MO_-MISO_MO_
F3 M-R: 7E W FKFT-7SHAWNEE F | 1661 | -1661 | 0 | 0 | 0 | 0 | 0 | MISO_MO_-TVA
F4 M-R: 7ST FRANC-7LUTESVIL | 1661 | -1661 | 0 | 0 | 0 | 0 | 0 | MISO_MO_-MISO_MO_
F5 M-R: 7W MT VERNO-7E W FKF | 1195 | -1195 | 0 | 0 | 0 | 0 | 0 | MISO_MO_-MISO_MO_
F6 M-R: 7RUSH 1-7ST FRANC fl | 1414 | -1414 | 0 | 0 | 0 | 0 | 0 | MISO_MO_-MISO_MO_
F7 M-R: 7W MT VERNO-7E W FKF | 1195 | -1195 | 0 | 0 | 0 | 0 | 0 | MISO_MO_-MISO_MO_
F8 M-R: 7W MT VERNO-7E W FKF | 1195 | -1195 | 0 | 0 | 0 | 0 | 0 | MISO_MO_-MISO_MO_
F9 M-R: 7W MT VERNO-7E W FKF | 1195 | -1195 | 0 | 0 | 0 | 0 | 0 | MISO_MO_-MISO_MO_
FA M-R: 7ST FRANC-7LUTESVIL | 1510 | -1510 | 0 | 0 | 0 | 0 | 0 | MISO_MO_-MISO_MO_
FB M-R: 7LUTESVIL-7ESSEX fl | 1195 | -1195 | 0 | 0 | 0 | 0 | 0 | MISO_MO_-ENTERGY
FC M-R: 7W MT VERNO-7E W FKF | 1195 | -1195 | 0 | 0 | 0 | 0 | 0 | MISO_MO_-MISO_MO_
FD M-R: 7W MT VERNO-7E W FKF | 1195 | -1195 | 0 | 0 | 0 | 0 | 0 | MISO_MO_-MISO_MO_
FE M-R: 7ST FRANC-7LUTESVIL | 1661 | -1661 | 0 | 0 | 0 | 0 | 0 | MISO_MO_-MISO_MO_
FF M-R: 7BLAND-7FRANKS fl 7C | 1273 | -1273 | 0 | 0 | 0 | 0 | 0 | MISO_MO_-ENTERGY
100 M-R: 7BLAND-7FRANKS fl 7 | 1273 | -1273 | 0 | 0 | 0 | 0 | 0 | MISO_MO_-ENTERGY
101 M-M: 7BUNSONVILL-05EUGEN | 908 | -908 | 0 | 0 | 0 | 0 | 0 | MISO_MO_-PJM_REST
102 M-M: 7BROKAW T1-PONTI; R | 1441 | -1441 | 0 | 0 | 0 | 0 | 0 | MISO_MO_-PJM_REST
104 M-M: 7W MT VERNO-7E W FK | 1195 | -1195 | 0 | 0 | 0 | 0 | 0 | MISO_MO_-MISO_MO_
105 M-M: 7W MT VERNO-7E W FK | 1195 | -1195 | 0 | 0 | 0 | 0 | 0 | MISO_MO_-MISO_MO_
106 M-M: 7W MT VERNO-7E W FK | 1195 | -1195 | 0 | 0 | 0 | 0 | 0 | MISO_MO_-MISO_MO_
107 M-M: 7SIDNEY-7BUNSONVILL | 908 | -908 | 0 | 0 | 0 | 0 | 0 | MISO_MO_-MISO_MO_
108 M-M: 7W MT VERNO-7E W FK | 1195 | -1195 | 0 | 0 | 0 | 0 | 0 | MISO_MO_-MISO_MO_
109 M-M: 7BUNSONVILL-05EUGEN | 908 | -908 | 0 | 0 | 0 | 0 | 0 | MISO_MO_-PJM_REST
10A M-M: 08CAYSUB-08CAYUGA f | 1386 | -1386 | 878 | 878 | 0 | 169.8756 | 0 | MISO_IN -MISO_IN
10B M-M: 7BUNSONVILL-05EUGEN | 908 | -908 | 0 | 0 | 0 | 0 | 0 | MISO_MO_-PJM_REST
10C M-M: 05EUGENE-08CAYSUB f | 1386 | -1386 | 1471 | 1471 | 0 | 220.0055 | 0 | PJM_REST-MISO_IN
10D M-M: 7BUNSONVILL-05EUGEN | 908 | -908 | 0 | 0 | 0 | 0 | 0 | MISO_MO_-PJM_REST
10E M-M: 7BUNSONVILL-05EUGEN | 822 | -822 | 0 | 0 | 0 | 0 | 0 | MISO_MO_-PJM_REST
10F M-M: 7W MT VERNO-7E W FK | 1195 | -1195 | 0 | 0 | 0 | 0 | 0 | MISO_MO_-MISO_MO_
110 M-M: 7ST FRANC-7LUTESVIL | 1661 | -1661 | 0 | 0 | 0 | 0 | 0 | MISO_MO_-MISO_MO_
111 M-M: 7ST FRANC-7LUTESVIL | 1661 | -1661 | 0 | 0 | 0 | 0 | 0 | MISO_MO_-MISO_MO_
112 M-M: 7FRANKS-7HUBEN fl 7 | 870 | -870 | 0 | 0 | 0 | 0 | 0 | ENTERGY -ENTERGY
113 M-M: 7ST FRANC-7LUTESVIL | 1661 | -1661 | 0 | 0 | 0 | 0 | 0 | MISO_MO_-MISO_MO_
114 M-M: 7ST FRANC-7LUTESVIL | 1661 | -1661 | 0 | 0 | 0 | 0 | 0 | MISO_MO_-MISO_MO_
115 M-M: 7FRANKS-7HUBEN fl 7 | 870 | -870 | 0 | 0 | 0 | 0 | 0 | ENTERGY -ENTERGY
116 M-M: 7ST FRANC-7LUTESVIL | 1661 | -1661 | 0 | 0 | 0 | 0 | 0 | MISO_MO_-MISO_MO_
117 M-M: 7ST FRANC-7LUTESVIL | 1661 | -1661 | 0 | 0 | 0 | 0 | 0 | MISO_MO_-MISO_MO_
118 M-M: 7ST FRANC-7LUTESVIL | 1661 | -1661 | 0 | 0 | 0 | 0 | 0 | MISO_MO_-MISO_MO_
119 M-M: QUAD3-11-ROCK CK3 f | 1088 | -1088 | 1 | 1 | 0 | 54.6638 | 0 | PJM_REST-MISO_W
11A M-P: 7W MT VERNO-7E W FK | 1195 | -1195 | 0 | 0 | 0 | 0 | 0 | MISO_MO_-MISO_MO_
11B M-P: 7W MT VERNO-7E W FK | 1195 | -1195 | 0 | 0 | 0 | 0 | 0 | MISO_MO_-MISO_MO_
11C M-P: 7PR STATE-7W MT VER | 1195 | -1195 | 0 | 0 | 0 | 0 | 0 | MISO_MO_-MISO_MO_
11D M-S: 7W MT VERNO-7E W FK | 1195 | -1195 | 0 | 0 | 0 | 0 | 0 | MISO_MO_-MISO_MO_
11E M-T: 7SALEM-7FLETCH fl 7 | 870 | -870 | 0 | 0 | 0 | 0 | 0 | ENTERGY -ENTERGY
11F M-T: 8SHAWNEE FP-8MARSHA | 1732 | -1732 | 0 | 0 | 0 | 0 | 0 | TVA -TVA
120 M-T: 8SHAWNEE FP-8MARSHA | 1732 | -1732 | 0 | 0 | 0 | 0 | 0 | TVA -TVA
121 M-T: 7E W FKFT-7SHAWNEE | 1661 | -1661 | 0 | 0 | 0 | 0 | 0 | MISO_MO_-TVA
122 M-O: T-130_TAP-05E LIMA | 1022 | -1022 | 218 | 218 | 0 | 86.9645 | 0 | PJM_REST-PJM_REST
123 M-O: T-130_TAP-05E LIMA | 1022 | -1022 | 0 | 0 | 0 | 0 | 0 | PJM_REST-PJM_REST
124 M-O: T-130_TAP-05E LIMA | 1022 | -1022 | 0 | 0 | 0 | 0 | 0 | PJM_REST-PJM_REST
126 M-O: Q254RIPWEST-DUNKIRK | 530 | -530 | 0 | 0 | 0 | 0 | 0 | NYISO_A--NYISO_A-
127 M-O: BECK_#2_TS-HANNON_J | 404 | -404 | 0 | 0 | 0 | 0 | 0 | IESO -IESO
12C M-C: SILVER 4-SILVRTP4 f | 223 | -223 | 0 | 0 | 0 | 0 | 0 | MAPP_CA -MAPP_CA
12D M-C: SILVRTP4-ASHERN 4 f | 414 | -414 | 0 | 0 | 0 | 0 | 0 | MAPP_CA -MAPP_CA
12E M-U: HESKETT4-HESKET24 f | 318 | -318 | 530 | 530 | 0 | 130.1526 | 0 | MISO_W -MISO_W
12F M-U: HESKETT4-HESKET24 f | 318 | -318 | 172 | 69 | 103 | 142.3247 | -53.8543 | MISO_W -MISO_W
131 M-M: 7PALM TAP-7SPENCER | 908 | -908 | 1737 | 1737 | 0 | 320.3963 | 0 | MISO_MO_-MISO_MO_
132 M-M: 7PALM TAP-7SPENCER | 908 | -908 | 4460 | 4459 | 1 | 308.2622 | -999.9993 | MISO_MO_-MISO_MO_
135 M-M: SUB T 3-7PALM TAP f | 908 | -908 | 196 | 196 | 0 | 242.8913 | 0 | MISO_W -MISO_MO_
136 M-M: SUB T 3-7PALM TAP f | 908 | -908 | 253 | 253 | 0 | 203.9908 | 0 | MISO_W -MISO_MO_
137 M-M: P20 345-ELECT; B fl | 1201 | -1201 | 7 | 7 | 0 | 23.5839 | 0 | PJM_REST-PJM_REST
138 M-M: SUB T 3-7PALM TAP f | 908 | -908 | 0 | 0 | 0 | 0 | 0 | MISO_W -MISO_MO_
139 M-M: SUB T 3-7PALM TAP f | 908 | -908 | 0 | 0 | 0 | 0 | 0 | MISO_W -MISO_MO_
13A M-M: 7PALM TAP-7SPENCER | 908 | -908 | 3 | 3 | 0 | 274.2933 | 0 | MISO_MO_-MISO_MO_
13B M-M: SUB T 3-7PALM TAP f | 908 | -908 | 0 | 0 | 0 | 0 | 0 | MISO_W -MISO_MO_
13C M-M: 7PALM TAP-7SPENCER | 908 | -908 | 0 | 0 | 0 | 0 | 0 | MISO_MO_-MISO_MO_
13D M-M: SUB T 3-7PALM TAP f | 908 | -908 | 0 | 0 | 0 | 0 | 0 | MISO_W -MISO_MO_
13E M-M: NELSO; B-P20 345 fl | 1201 | -1201 | 0 | 0 | 0 | 0 | 0 | PJM_REST-PJM_REST
140 M-M: SUB T 3-7PALM TAP f | 908 | -908 | 0 | 0 | 0 | 0 | 0 | MISO_W -MISO_MO_
141 M-M: EAU CL 3-ARP 345 fl | 1195 | -1195 | 0 | 0 | 0 | 0 | 0 | MISO_W -MISO_WUM
142 M-M: ROCKY RN-WERNER W f | 829 | -829 | 8 | 8 | 0 | 34.2794 | 0 | MISO_WUM-MISO_WUM
143 M-M: EAU CL 3-ARP 345 fl | 1195 | -1195 | 0 | 0 | 0 | 0 | 0 | MISO_W -MISO_WUM
144 M-M: EAU CL 3-ARP 345 fl | 1195 | -1195 | 0 | 0 | 0 | 0 | 0 | MISO_W -MISO_WUM
145 M-M: EAU CL 3-ARP 345 fl | 1195 | -1195 | 0 | 0 | 0 | 0 | 0 | MISO_W -MISO_WUM
146 M-M: EAU CL 3-ARP 345 fl | 1195 | -1195 | 0 | 0 | 0 | 0 | 0 | MISO_W -MISO_WUM
148 M-M: AS KING3-EAU CL 3 f | 1195 | -1195 | 0 | 0 | 0 | 0 | 0 | MISO_W -MISO_W
149 M-M: AS KING3-EAU CL 3 f | 1195 | -1195 | 0 | 0 | 0 | 0 | 0 | MISO_W -MISO_W
14A M-M: AS KING3-EAU CL 3 f | 1195 | -1195 | 0 | 0 | 0 | 0 | 0 | MISO_W -MISO_W
14B M-M: AWHD PST-ARROWHD | 801 | -801 | 1521 | 1521 | 0 | 7.2434 | 0 | MISO_WUM-MISO_WUM
14C M-M: EAU CL 3-ARP 345 fl | 1195 | -1195 | 0 | 0 | 0 | 0 | 0 | MISO_W -MISO_WUM
14D M-M: AS KING3-EAU CL 3 f | 1195 | -1195 | 0 | 0 | 0 | 0 | 0 | MISO_W -MISO_W
14E M-M: SUB 92 3-WALCOTT3 f | 1189 | -1189 | 69 | 69 | 0 | 124.5979 | 0 | MISO_W -MISO_W
14F M-M: EAU CL 3-ARP 345 fl | 1195 | -1195 | 0 | 0 | 0 | 0 | 0 | MISO_W -MISO_WUM
150 M-M: QUAD3-11-H471 ; fl | 1726 | -1726 | 11 | 11 | 0 | 19.6267 | 0 | PJM_REST-PJM_REST
151 M-M: CORDO; B-NELSO; B f | 1726 | -1726 | 1 | 1 | 0 | 3.0747 | 0 | PJM_REST-PJM_REST
152 M-M: EAU CL 3-ARP 345 fl | 1195 | -1195 | 0 | 0 | 0 | 0 | 0 | MISO_W -MISO_WUM
153 M-M: CORDO; B-NELSO; B f | 1726 | -1726 | 0 | 0 | 0 | 0 | 0 | PJM_REST-PJM_REST
154 M-M: H471 ;-NELSO; B fl | 1726 | -1726 | 0 | 0 | 0 | 0 | 0 | PJM_REST-PJM_REST
155 M-S: CBLUFFS3-S3456 3 fl | 956 | -956 | 97 | 97 | 0 | 17.053 | 0 | MISO_W -NE
156 M-S: CBLUFFS3-S3456 3 fl | 956 | -956 | 200 | 200 | 0 | 28.4425 | 0 | MISO_W -NE
157 M-S: CBLUFFS3-S3456 3 fl | 956 | -956 | 5 | 5 | 0 | 54.1428 | 0 | MISO_W -NE
158 M-S: CBLUFFS3-S3456 3 fl | 956 | -956 | 0 | 0 | 0 | 0 | 0 | MISO_W -NE
159 M-S: CBLUFFS3-S3456 3 fl | 956 | -956 | 0 | 0 | 0 | 0 | 0 | MISO_W -NE
15A M-S: CBLUFFS3-S3456 3 fl | 956 | -956 | 0 | 0 | 0 | 0 | 0 | MISO_W -NE
15B M-S: CBLUFFS3-S3456 3 fl | 956 | -956 | 10 | 6 | 4 | 49.2129 | -258.0759 | MISO_W -NE
15D M-S: CBLUFFS3-S3456 3 fl | 956 | -956 | 0 | 0 | 0 | 0 | 0 | MISO_W -NE
15E M-S: CBLUFFS3-S3456 3 fl | 956 | -956 | 0 | 0 | 0 | 0 | 0 | MISO_W -NE
15F M-S: LKFLDXL3-LAKEFLD3 f | 1195 | -1195 | 0 | 0 | 0 | 0 | 0 | MISO_W -MISO_W
160 M-S: CBLUFFS3-S3456 3 | 956 | -956 | 0 | 0 | 0 | 0 | 0 | MISO_W -NE
161 M-S: LKFLDXL3-LAKEFLD3 f | 1195 | -1195 | 0 | 0 | 0 | 0 | 0 | MISO_W -MISO_W
162 M-S: LKFLDXL3-LAKEFLD3 f | 1195 | -1195 | 0 | 0 | 0 | 0 | 0 | MISO_W -MISO_W
163 M-S: LKFLDXL3-LAKEFLD3 f | 1195 | -1195 | 0 | 0 | 0 | 0 | 0 | MISO_W -MISO_W
164 M-P: WALCOTT3-SB 56 3 fl | 1152 | -1152 | 0 | 0 | 0 | 0 | 0 | MISO_W -MISO_W
165 M-P: P20 345-ELECT; B fl | 1201 | -1201 | 0 | 0 | 0 | 0 | 0 | PJM_REST-PJM_REST
166 M-P: NELSO; B-P20 345 fl | 1201 | -1201 | 0 | 0 | 0 | 0 | 0 | PJM_REST-PJM_REST
167 M-P: LOUISA 3-OAKGROV3 f | 1661 | -1661 | 0 | 0 | 0 | 0 | 0 | MISO_W -MISO_W
168 M-P: LOUISA 3-OAKGROV3 f | 1661 | -1661 | 0 | 0 | 0 | 0 | 0 | MISO_W -MISO_W
169 M-P: QUAD3-11-H471 ; | 1334 | -1334 | 0 | 0 | 0 | 0 | 0 | PJM_REST-PJM_REST
16A M-P: H471 ;-NELSO; B | 1334 | -1334 | 0 | 0 | 0 | 0 | 0 | PJM_REST-PJM_REST
16B M-P: CORDO; B-NELSO; B | 1334 | -1334 | 0 | 0 | 0 | 0 | 0 | PJM_REST-PJM_REST
16C M-S: CBLUFFS3-S3456 3 fl | 956 | -956 | 0 | 0 | 0 | 0 | 0 | MISO_W -NE
16D M-M: CRETE;BP-17STJOHN f | 1091 | -1091 | 2 | 2 | 0 | 35.8349 | 0 | PJM_REST-MISO_IN
16E M-M: ZIONE;RP-LIBER; R f | 1334 | -1334 | 58 | 53 | 5 | 10.5717 | -16.5732 | PJM_REST-PJM_REST
16F M-M: PLS PR1-ZION ; R fl | 1528 | -1528 | 22 | 22 | 0 | 16.268 | 0 | MISO_WUM-PJM_REST
170 M-M: PLS PR1-ZIONE;RP fl | 1611 | -1611 | 285 | 285 | 0 | 28.8536 | 0 | MISO_WUM-PJM_REST
171 M-M: ZIONE;RP-ZION ; R f | 1201 | -1201 | 106 | 106 | 0 | 12.9851 | 0 | PJM_REST-PJM_REST
174 M-M: BARNHART 34-CEDRSAU | 960 | -960 | 236 | 236 | 0 | 41.0519 | 0 | MISO_WUM-MISO_WUM
175 M-M: CRETE;BP-17STJOHN f | 1091 | -1091 | 0 | 0 | 0 | 0 | 0 | PJM_REST-MISO_IN
176 M-M: PLS PR1-ZIONE;RP | 1249 | -1249 | 0 | 0 | 0 | 0 | 0 | MISO_WUM-PJM_REST
177 M-M: RACINE1-PLS PR1 fl | 1096 | -1096 | 0 | 0 | 0 | 0 | 0 | MISO_WUM-MISO_WUM
178 M-M: ARCADN1-PLS PR1 fl | 872 | -872 | 4 | 4 | 0 | 9.5063 | 0 | MISO_WUM-MISO_WUM
179 M-M: RACINE1-PLS PR1 fl | 1096 | -1096 | 0 | 0 | 0 | 0 | 0 | MISO_WUM-MISO_WUM
17A M-M: RACINE1-PLS PR1 fl | 1096 | -1096 | 0 | 0 | 0 | 0 | 0 | MISO_WUM-MISO_WUM
17B M-M: RACINE1-PLS PR1 fl | 1096 | -1096 | 0 | 0 | 0 | 0 | 0 | MISO_WUM-MISO_WUM
17D M-M: RACINE1-PLS PR1 fl | 1096 | -1096 | 0 | 0 | 0 | 0 | 0 | MISO_WUM-MISO_WUM
17E M-M: RACINE1-PLS PR1 fl | 1096 | -1096 | 0 | 0 | 0 | 0 | 0 | MISO_WUM-MISO_WUM
17F M-M: RACINE1-PLS PR1 fl | 1096 | -1096 | 0 | 0 | 0 | 0 | 0 | MISO_WUM-MISO_WUM
180 M-M: RACINE1-PLS PR1 | 1096 | -1096 | 0 | 0 | 0 | 0 | 0 | MISO_WUM-MISO_WUM
181 M-M: RACINE1-PLS PR1 fl | 1096 | -1096 | 0 | 0 | 0 | 0 | 0 | MISO_WUM-MISO_WUM
182 M-M: RACINE1-PLS PR1 fl | 1096 | -1096 | 0 | 0 | 0 | 0 | 0 | MISO_WUM-MISO_WUM
183 M-M: RACINE1-PLS PR1 fl | 1096 | -1096 | 0 | 0 | 0 | 0 | 0 | MISO_WUM-MISO_WUM
184 M-M: RACINE1-PLS PR1 fl | 1096 | -1096 | 0 | 0 | 0 | 0 | 0 | MISO_WUM-MISO_WUM
185 M-M: RACINE1-PLS PR1 fl | 1096 | -1096 | 0 | 0 | 0 | 0 | 0 | MISO_WUM-MISO_WUM
186 M-M: ZIONE;RP-ZION ; R f | 1201 | -1201 | 0 | 0 | 0 | 0 | 0 | PJM_REST-PJM_REST
187 M-M: PLS PR1-ZIONE;RP fl | 1611 | -1611 | 0 | 0 | 0 | 0 | 0 | MISO_WUM-PJM_REST
188 M-M: ELM ROAD-RACINE2 fl | 1339 | -1339 | 0 | 0 | 0 | 0 | 0 | MISO_WUM-MISO_WUM
189 M-P: RACINE1-PLS PR1 fl | 1096 | -1096 | 0 | 0 | 0 | 0 | 0 | MISO_WUM-MISO_WUM
18A E-Y: NORWALK_J-ARCHERS L | 850 | -850 | 0 | 0 | 0 | 0 | 0 | NEISO -NEISO
18C E-Y: FROST BRIDG-LONG MT | 1240 | -1240 | 215 | 215 | 0 | 38.139 | 0 | NEISO -NEISO
18D E-Y: FROST BRIDG-LONG MT | 1240 | -1240 | 0 | 0 | 0 | 0 | 0 | NEISO -NEISO
18E E-Y: FROST BRIDG-LONG MT | 1240 | -1240 | 0 | 0 | 0 | 0 | 0 | NEISO -NEISO
18F E-Y: FROST BRIDG-LONG MT | 1240 | -1240 | 0 | 0 | 0 | 0 | 0 | NEISO -NEISO
190 E-Y: FROST BRIDG-LONG MT | 1240 | -1240 | 0 | 0 | 0 | 0 | 0 | NEISO -NEISO
191 E-Y: FROST BRIDG-LONG MT | 1240 | -1240 | 0 | 0 | 0 | 0 | 0 | NEISO -NEISO
192 E-Y: FROST BRIDG-LONG MT | 1240 | -1240 | 0 | 0 | 0 | 0 | 0 | NEISO -NEISO
193 E-Y: FROST BRIDG-LONG MT | 1240 | -1240 | 0 | 0 | 0 | 0 | 0 | NEISO -NEISO
194 E-Y: FROST BRIDG-LONG MT | 1240 | -1240 | 0 | 0 | 0 | 0 | 0 | NEISO -NEISO
199 E-Y: NORTHFLD MT-BERKSHI | 1345 | -1345 | 2 | 2 | 0 | 53.2908 | 0 | NEISO -NEISO
19C E-Y: LONG MTN-NE_398-2_N | 1500 | -1500 | 0 | 0 | 0 | 0 | 0 | NEISO -NEISO
19E E-Y: LEEDS 3-ATHENS fl P | 1538 | -1538 | 0 | 0 | 0 | 0 | 0 | NYISO_A--NYISO_GH
1A0 E-Y: LEEDS 3-ATHENS fl H | 1538 | -1538 | 0 | 0 | 0 | 0 | 0 | NYISO_A--NYISO_GH
1A2 E-Y: MOTT HAVEN-RAINEY f | 921.15 | -921.15 | 6369 | 6363 | 6 | 11.8482 | -0.00087815 | NYISO_J_-NYISO_J_
1A3 E-Y: DUNWOODIE-SHORE RD | 1031.85 | -1031.85 | 1 | 1 | 0 | 7.1505 | 0 | NYISO_GH-NYISO_J_
1A4 E-Y: DUNWOODIE-SHORE RD | 1031.85 | -1031.85 | 0 | 0 | 0 | 0 | 0 | NYISO_GH-NYISO_J_
1A5 E-Y: DUNWOODIE-SHORE RD | 1031.85 | -1031.85 | 3 | 3 | 0 | 1000 | 0 | NYISO_GH-NYISO_J_
1A6 E-Y: DUNWOODIE-SHORE RD | 1031.85 | -1031.85 | 0 | 0 | 0 | 0 | 0 | NYISO_GH-NYISO_J_
1A7 E-Y: FRASR345-COOPC345 | 1207 | -1207 | 0 | 0 | 0 | 0 | 0 | NYISO_A--NYISO_A-
1A8 E-Y: DUNWOODIE-SHORE RD | 1031.85 | -1031.85 | 0 | 0 | 0 | 0 | 0 | NYISO_GH-NYISO_J_
1A9 E-Y: LEEDS 3-PLTVLLEY fl | 1538 | -1538 | 5 | 5 | 0 | 20.8092 | 0 | NYISO_A--NYISO_GH
1AA E-Y: DUNWOODIE-SHORE RD | 1031.85 | -1031.85 | 0 | 0 | 0 | 0 | 0 | NYISO_GH-NYISO_J_
1AB E-Y: DUNWOODIE-SHORE RD | 1031.85 | -1031.85 | 0 | 0 | 0 | 0 | 0 | NYISO_GH-NYISO_J_
1AD E-Y: REACBUS-DVNPT NK fl | 1056.15 | -1056.15 | 0 | 0 | 0 | 0 | 0 | NYISO_GH-NYISO_J_
1AE E-Y: HMP HRBR-EGC DUM fl | 1056.15 | -1056.15 | 0 | 0 | 0 | 0 | 0 | NYISO_J_-NYISO_J_
1AF E-Y: EGC DUM-EGC PAR fl | 1056.15 | -1056.15 | 0 | 0 | 0 | 0 | 0 | NYISO_J_-NYISO_J_
1B0 E-Y: LEEDS 3-PLTVLLEY fl | 1538 | -1538 | 0 | 0 | 0 | 0 | 0 | NYISO_A--NYISO_GH
1B1 E-Y: DUNWOODIE-SHORE RD | 1031.85 | -1031.85 | 0 | 0 | 0 | 0 | 0 | NYISO_GH-NYISO_J_
1B2 E-Y: DUNWOODIE-SHORE RD | 1031.85 | -1031.85 | 0 | 0 | 0 | 0 | 0 | NYISO_GH-NYISO_J_
1B3 E-Y: DUNWOODIE-SHORE RD | 1031.85 | -1031.85 | 0 | 0 | 0 | 0 | 0 | NYISO_GH-NYISO_J_
1B4 E-Y: ATHENS-PLTVLLEY fl | 1538 | -1538 | 0 | 0 | 0 | 0 | 0 | NYISO_GH-NYISO_GH
1B5 S-U: GENTLMN4-GGS T1 fl | 336 | -336 | 0 | 0 | 0 | 0 | 0 | NE -NE
1B6 S-U: GGS T1-GENTLMN3 fl | 336 | -336 | 0 | 0 | 0 | 0 | 0 | NE -NE
1B7 S-U: GENTLMN4-GENTLMN3 f | 336 | -336 | 75 | 0 | 75 | 0 | -401.2461 | NE -NE
1B8 S-U: GENTLMN4-GGS T1 fl | 336 | -336 | 0 | 0 | 0 | 0 | 0 | NE -NE
1B9 S-U: GGS T1-GENTLMN3 fl | 336 | -336 | 0 | 0 | 0 | 0 | 0 | NE -NE
1BA S-U: GENTLMN4-GENTLMN3 f | 336 | -336 | 0 | 0 | 0 | 0 | 0 | NE -NE
1BB S-U: SPLTRTA3-WHITE 3 fl | 717 | -717 | 2426 | 45 | 2381 | 26.1797 | -24.2811 | MISO_W -MAPP_US
1BC S-U: S3455 3-S3456 3 fl | 956 | -956 | 0 | 0 | 0 | 0 | 0 | NE -NE
1BD S-U: GENTLMN4-GGS T1 fl | 336 | -336 | 0 | 0 | 0 | 0 | 0 | NE -NE
1BE S-U: GGS T1-GENTLMN3 fl | 336 | -336 | 0 | 0 | 0 | 0 | 0 | NE -NE
1BF S-U: GENTLMN4-GGS T1 fl | 336 | -336 | 0 | 0 | 0 | 0 | 0 | NE -NE
1C0 S-U: GGS T1-GENTLMN3 fl | 336 | -336 | 0 | 0 | 0 | 0 | 0 | NE -NE
1C1 S-U: GENTLMN4-GGS T1 fl | 336 | -336 | 0 | 0 | 0 | 0 | 0 | NE -NE
1C2 S-U: GGS T1-GENTLMN3 fl | 336 | -336 | 0 | 0 | 0 | 0 | 0 | NE -NE
1C3 S-U: GENTLMN4-GENTLMN3 f | 336 | -336 | 0 | 0 | 0 | 0 | 0 | NE -NE
1C4 S-U: GENTLMN4-GENTLMN3 f | 336 | -336 | 0 | 0 | 0 | 0 | 0 | NE -NE
1C5 S-U: GENTLMN4-GGS T1 fl | 336 | -336 | 0 | 0 | 0 | 0 | 0 | NE -NE
1C6 S-U: GGS T1-GENTLMN3 fl | 336 | -336 | 0 | 0 | 0 | 0 | 0 | NE -NE
1C7 S-U: GENTLMN4-GGS T1 fl | 336 | -336 | 0 | 0 | 0 | 0 | 0 | NE -NE
1C8 S-U: GGS T1-GENTLMN3 fl | 336 | -336 | 0 | 0 | 0 | 0 | 0 | NE -NE
1C9 S-M: GENTLMN4-GGS T1 fl | 336 | -336 | 0 | 0 | 0 | 0 | 0 | NE -NE
1CA S-M: GGS T1-GENTLMN3 fl | 336 | -336 | 0 | 0 | 0 | 0 | 0 | NE -NE
1CB S-S: COOPER 3-ST JOE 3 f | 1195 | -1195 | 516 | 516 | 0 | 159.2577 | 0 | NE -SPP_N
1CC S-S: COOPER 3-ST JOE 3 f | 1195 | -1195 | 479 | 479 | 0 | 150.1977 | 0 | NE -SPP_N
1CD S-S: COOPER 3-ST JOE 3 f | 1195 | -1195 | 0 | 0 | 0 | 0 | 0 | NE -SPP_N
1CE S-S: COOPER 3-ST JOE 3 | 1073 | -1073 | 0 | 0 | 0 | 0 | 0 | NE -SPP_N
1CF S-S: COOPER 3-ST JOE 3 f | 1195 | -1195 | 0 | 0 | 0 | 0 | 0 | NE -SPP_N
1D0 S-S: COOPER 3-ST JOE 3 f | 1195 | -1195 | 0 | 0 | 0 | 0 | 0 | NE -SPP_N
1D1 S-S: COOPER 3-ST JOE 3 f | 1195 | -1195 | 0 | 0 | 0 | 0 | 0 | NE -SPP_N
1D2 L-M: 7TRIMBLE-06CLIFTY f | 1414 | -1414 | 0 | 0 | 0 | 0 | 0 | NON_RTO_-NON_RTO_
1D3 L-M: 7TRIMBLE-06CLIFTY f | 1414 | -1414 | 0 | 0 | 0 | 0 | 0 | NON_RTO_-NON_RTO_
1D5 L-M: 7TRIMBLE-08SPEED fl | 1001 | -1001 | 0 | 0 | 0 | 0 | 0 | NON_RTO_-MISO_IN
1D6 L-M: 7TRIMBLE-06CLIFTY f | 1414 | -1414 | 0 | 0 | 0 | 0 | 0 | NON_RTO_-NON_RTO_
1D7 L-M: 7TRIMBLE-06CLIFTY f | 1414 | -1414 | 0 | 0 | 0 | 0 | 0 | NON_RTO_-NON_RTO_
1D8 L-M: 7TRIMBLE-06CLIFTY f | 1414 | -1414 | 0 | 0 | 0 | 0 | 0 | NON_RTO_-NON_RTO_
1D9 L-M: 7TRIMBLE-06CLIFTY f | 1414 | -1414 | 0 | 0 | 0 | 0 | 0 | NON_RTO_-NON_RTO_
1DA L-M: 7TRIMBLE-06CLIFTY f | 1414 | -1414 | 0 | 0 | 0 | 0 | 0 | NON_RTO_-NON_RTO_
1DB L-M: 7MILLCRK-7HARDIN fl | 1195 | -1195 | 0 | 0 | 0 | 0 | 0 | NON_RTO_-NON_RTO_
1DF L-T: 7PINEVIL-8PINEVL fl | 580 | -580 | 17 | 17 | 0 | 44.5517 | 0 | NON_RTO_-NON_RTO_
1E0 L-T: 7PINEVIL-8PINEVL fl | 580 | -580 | 0 | 0 | 0 | 0 | 0 | NON_RTO_-NON_RTO_
1E1 L-T: 7PINEVIL-8PINEVL fl | 580 | -580 | 0 | 0 | 0 | 0 | 0 | NON_RTO_-NON_RTO_
1E2 L-T: 7BROWN N-7ALCALDE f | 956 | -956 | 0 | 0 | 0 | 0 | 0 | NON_RTO_-NON_RTO_
1E3 L-T: 7PINEVIL-8PINEVL | 504 | -504 | 0 | 0 | 0 | 0 | 0 | NON_RTO_-NON_RTO_
1E4 L-T: 7PINEVIL-8PINEVL fl | 580 | -580 | 0 | 0 | 0 | 0 | 0 | NON_RTO_-NON_RTO_
1E5 L-T: 7PINEVIL-8PINEVL fl | 580 | -580 | 0 | 0 | 0 | 0 | 0 | NON_RTO_-NON_RTO_
1E6 L-T: 7PINEVIL-8PINEVL fl | 580 | -580 | 0 | 0 | 0 | 0 | 0 | NON_RTO_-NON_RTO_
1E7 L-T: 7PINEVIL-8PINEVL fl | 580 | -580 | 0 | 0 | 0 | 0 | 0 | NON_RTO_-NON_RTO_
1E8 L-T: 7PINEVIL-8PINEVL fl | 580 | -580 | 0 | 0 | 0 | 0 | 0 | NON_RTO_-NON_RTO_
1E9 L-T: 7PINEVIL-8PINEVL fl | 580 | -580 | 0 | 0 | 0 | 0 | 0 | NON_RTO_-NON_RTO_
1EA L-T: 7PINEVIL-8PINEVL fl | 580 | -580 | 0 | 0 | 0 | 0 | 0 | NON_RTO_-NON_RTO_
1EB L-T: 05BROADF-05BROADF f | 1920 | -1920 | 61 | 61 | 0 | 120.9979 | 0 | PJM_REST-PJM_REST
1EC L-T: 7E W FKFT-7SHAWNEE | 1510 | -1510 | 0 | 0 | 0 | 0 | 0 | MISO_MO_-TVA
1ED Y-O: BECK_#2_TS-HANNON_J | 404 | -404 | 0 | 0 | 0 | 0 | 0 | IESO -IESO
1EE Y-O: BECK_#2_TS-HANNON_J | 480 | -480 | 0 | 0 | 0 | 0 | 0 | IESO -IESO
1EF Y-O: BECK_#2_TS-NIA_WEST | 446 | -446 | 0 | 0 | 0 | 0 | 0 | IESO -IESO
1F0 Y-O: BECK_#2_TS-HANNON_J | 487 | -487 | 0 | 0 | 0 | 0 | 0 | IESO -IESO
1F1 Y-O: BECK_#2_TS-NIA_WEST | 446 | -446 | 0 | 0 | 0 | 0 | 0 | IESO -IESO
1F2 Y-O: BECK_#2_TS-HANNON_J | 480 | -480 | 0 | 0 | 0 | 0 | 0 | IESO -IESO
1F3 Y-O: BECK_#2_TS-HANNON_J | 480 | -480 | 0 | 0 | 0 | 0 | 0 | IESO -IESO
1F4 Y-O: ALLANB_JQ30-MIDDLEP | 386 | -386 | 0 | 0 | 0 | 0 | 0 | IESO -IESO
1F5 Y-O: BECK_#2_TS-HANNON_J | 480 | -480 | 0 | 0 | 0 | 0 | 0 | IESO -IESO
1F6 Y-O: BECK_#2_TS-HANNON_J | 480 | -480 | 0 | 0 | 0 | 0 | 0 | IESO -IESO
1F7 Y-O: NIA_WEST_J2-HANNON_ | 446 | -446 | 0 | 0 | 0 | 0 | 0 | IESO -IESO
1F8 Y-O: NIA_WEST_J2-HANNON_ | 446 | -446 | 0 | 0 | 0 | 0 | 0 | IESO -IESO
1F9 Y-O: BECK_#2_TS-HANNON_J | 480 | -480 | 0 | 0 | 0 | 0 | 0 | IESO -IESO
1FA Y-O: BECK_#2_TS-HANNON_J | 480 | -480 | 0 | 0 | 0 | 0 | 0 | IESO -IESO
1FB Y-O: BECK_#2_TS-NIA_WEST | 446 | -446 | 0 | 0 | 0 | 0 | 0 | IESO -IESO
1FC Y-O: ALLANB_JQ30-MIDDLEP | 386 | -386 | 0 | 0 | 0 | 0 | 0 | IESO -IESO
1FD Y-O: ALLANB_JQ30-MIDDLEP | 386 | -386 | 0 | 0 | 0 | 0 | 0 | IESO -IESO
1FE Y-O: ALLANB_JQ30-MIDDLEP | 334 | -334 | 0 | 0 | 0 | 0 | 0 | IESO -IESO
1FF Y-O: ALLANB_JQ30-MIDDLEP | 386 | -386 | 0 | 0 | 0 | 0 | 0 | IESO -IESO
200 Y-E: PRINCETWN-PRINCETWN | 560 | -560 | 33 | 33 | 0 | 25.3428 | 0 | NYISO_A--NYISO_A-
202 Y-E: NORTHFLD MT-LUDLOW | 1912 | -1912 | 34 | 34 | 0 | 64.688 | 0 | NEISO -NEISO
204 Y-E: NORTHFLD MT-LUDLOW | 1912 | -1912 | 0 | 0 | 0 | 0 | 0 | NEISO -NEISO
205 Y-E: FRASR345-COOPC345 f | 1703 | -1703 | 0 | 0 | 0 | 0 | 0 | NYISO_A--NYISO_A-
206 Y-E: N.SCOT99-LEEDS 3 fl | 1538 | -1538 | 7 | 7 | 0 | 54.9414 | 0 | NYISO_A--NYISO_A-
207 Y-E: MARCY T1-COOPC345 f | 1345 | -1345 | 0 | 0 | 0 | 0 | 0 | NYISO_A--NYISO_A-
208 Y-E: COOPC345-ROCK TAV f | 1733 | -1733 | 0 | 0 | 0 | 0 | 0 | NYISO_A--NYISO_GH
20A Y-E: PRINCETWN-PRINCETWN | 560 | -560 | 0 | 0 | 0 | 0 | 0 | NYISO_A--NYISO_A-
20B Y-E: COOPC345-MDTN TAP f | 1793 | -1793 | 0 | 0 | 0 | 0 | 0 | NYISO_A--NYISO_GH
20C Y-E: FRASR345-COOPC345 f | 1703 | -1703 | 0 | 0 | 0 | 0 | 0 | NYISO_A--NYISO_A-
20D Y-E: GILB 345-LEEDS 3 fl | 1605 | -1605 | 2 | 2 | 0 | 58.456 | 0 | NYISO_A--NYISO_A-
20E Y-E: EDIC-FRASR345 fl ED | 1195 | -1195 | 0 | 0 | 0 | 0 | 0 | NYISO_A--NYISO_A-
20F Y-E: EDIC-FRASR345 fl CO | 1195 | -1195 | 4 | 4 | 0 | 33.0585 | 0 | NYISO_A--NYISO_A-
210 Y-Y: GILB 345-LEEDS 3 fl | 1605 | -1605 | 0 | 0 | 0 | 0 | 0 | NYISO_A--NYISO_A-
211 Y-Y: EDIC-FRASR345 fl N. | 1195 | -1195 | 0 | 0 | 0 | 0 | 0 | NYISO_A--NYISO_A-
212 Y-Y: EDIC-FRASR345 fl PR | 1195 | -1195 | 0 | 0 | 0 | 0 | 0 | NYISO_A--NYISO_A-
213 Y-Y: EDIC-FRASR345 fl OA | 1195 | -1195 | 136 | 136 | 0 | 49.834 | 0 | NYISO_A--NYISO_A-
214 Y-Y: EDIC-FRASR345 fl MA | 1195 | -1195 | 0 | 0 | 0 | 0 | 0 | NYISO_A--NYISO_A-
215 Y-Y: LEEDS 3-PLTVLLEY fl | 1538 | -1538 | 0 | 0 | 0 | 0 | 0 | NYISO_A--NYISO_GH
216 Y-P: ERIE E-ERIE SE | 488 | -488 | 0 | 0 | 0 | 0 | 0 | PJM_R_MA-PJM_R_MA
217 Y-P: Q254RIPWEST-S RIPLE | 530 | -530 | 3549 | 3549 | 0 | 70.3922 | 0 | NYISO_A--NYISO_A-
218 Y-P: S RIPLEY-ERIE E fl | 607 | -607 | 0 | 0 | 0 | 0 | 0 | NYISO_A--PJM_R_MA
219 Y-P: ERIE E-ERIE SE fl S | 617 | -617 | 0 | 0 | 0 | 0 | 0 | PJM_R_MA-PJM_R_MA
21A Y-P: Q254RIPWEST-S RIPLE | 530 | -530 | 0 | 0 | 0 | 0 | 0 | NYISO_A--NYISO_A-
21B Y-P: S RIPLEY-ERIE E fl | 607 | -607 | 0 | 0 | 0 | 0 | 0 | NYISO_A--PJM_R_MA
21C Y-P: Q254RIPWEST-S RIPLE | 530 | -530 | 0 | 0 | 0 | 0 | 0 | NYISO_A--NYISO_A-
21D Y-P: S RIPLEY-ERIE E fl | 607 | -607 | 0 | 0 | 0 | 0 | 0 | NYISO_A--PJM_R_MA
21E Y-P: Q254RIPWEST-S RIPLE | 482 | -482 | 0 | 0 | 0 | 0 | 0 | NYISO_A--NYISO_A-
221 Y-P: S RIPLEY-ERIE E fl | 607 | -607 | 0 | 0 | 0 | 0 | 0 | NYISO_A--PJM_R_MA
222 Y-P: Q254RIPWEST-S RIPLE | 530 | -530 | 0 | 0 | 0 | 0 | 0 | NYISO_A--NYISO_A-
223 Y-E: ARCHERS LAN-NORWALK | 850 | -850 | 75 | 0 | 75 | 0 | -1.7953 | NEISO -NEISO
224 Y-E: LONG MTN-FROST BRID | 1240 | -1240 | 0 | 0 | 0 | 0 | 0 | NEISO -NEISO
225 Y-E: PLTVLLEY-NE_398_NY | 1386 | -1386 | 0 | 0 | 0 | 0 | 0 | NYISO_GH-NEISO
228 Y-E: PLTVLLEY-NE_398-2_N | 1386 | -1386 | 0 | 0 | 0 | 0 | 0 | NYISO_GH-NEISO
22A Y-E: NE_398_NY-LONG MTN | 1500 | -1500 | 0 | 0 | 0 | 0 | 0 | NEISO -NEISO
22C Y-E: NE_398-2_NY-LONG MT | 1500 | -1500 | 0 | 0 | 0 | 0 | 0 | NEISO -NEISO
22D Y-E: LONG MTN-FROST BRID | 1240 | -1240 | 0 | 0 | 0 | 0 | 0 | NEISO -NEISO
22E Y-E: LONG MTN-FROST BRID | 1240 | -1240 | 0 | 0 | 0 | 0 | 0 | NEISO -NEISO
22F Y-E: ARCHERS LAN-NORWALK | 850 | -850 | 0 | 0 | 0 | 0 | 0 | NEISO -NEISO
230 Y-E: ARCHERS LAN-NORWALK | 850 | -850 | 0 | 0 | 0 | 0 | 0 | NEISO -NEISO
233 Y-E: LONG MTN-FROST BRID | 1240 | -1240 | 0 | 0 | 0 | 0 | 0 | NEISO -NEISO
235 Y-Y: BOWLINE1-WHAV345 | 687 | -687 | 0 | 0 | 0 | 0 | 0 | NYISO_GH-NYISO_GH
236 Y-Y: BOWLINE2-LADENTWN f | 747 | -747 | 0 | 0 | 0 | 0 | 0 | NYISO_GH-NYISO_GH
237 Y-Y: BOWLINE2-LADENTWN | 687 | -687 | 0 | 0 | 0 | 0 | 0 | NYISO_GH-NYISO_GH
238 Y-Y: BOWLINE2-LADENTWN f | 747 | -747 | 0 | 0 | 0 | 0 | 0 | NYISO_GH-NYISO_GH
23A Y-Y: BOWLINE2-LADENTWN f | 747 | -747 | 0 | 0 | 0 | 0 | 0 | NYISO_GH-NYISO_GH
23B Y-Y: BOWLINE2-LADENTWN f | 747 | -747 | 0 | 0 | 0 | 0 | 0 | NYISO_GH-NYISO_GH
23C Y-Y: BOWLINE2-LADENTWN f | 747 | -747 | 0 | 0 | 0 | 0 | 0 | NYISO_GH-NYISO_GH
23D Y-Y: BOWLINE2-LADENTWN f | 747 | -747 | 0 | 0 | 0 | 0 | 0 | NYISO_GH-NYISO_GH
23E Y-Y: BOWLINE2-LADENTWN f | 747 | -747 | 0 | 0 | 0 | 0 | 0 | NYISO_GH-NYISO_GH
240 Y-Y: BOWLINE2-LADENTWN f | 747 | -747 | 0 | 0 | 0 | 0 | 0 | NYISO_GH-NYISO_GH
241 Y-Y: MARCY T1-EDIC fl MO | 1792 | -1792 | 0 | 0 | 0 | 0 | 0 | NYISO_A--NYISO_A-
243 Y-Y: BUCHANAN S-MILLWOOD | 1769 | -1769 | 0 | 0 | 0 | 0 | 0 | NYISO_GH-NYISO_GH
244 Y-Y: ROSETON-ROCK TAV fl | 1623 | -1623 | 0 | 0 | 0 | 0 | 0 | NYISO_GH-NYISO_GH
245 Y-Y: MARCY T1-EDIC fl AD | 1792 | -1792 | 3 | 3 | 0 | 17.9842 | 0 | NYISO_A--NYISO_A-
246 Y-Y: MARCY T1-EDIC fl PR | 1792 | -1792 | 0 | 0 | 0 | 0 | 0 | NYISO_A--NYISO_A-
247 Y-Y: MARCY T1-EDIC fl MA | 1792 | -1792 | 0 | 0 | 0 | 0 | 0 | NYISO_A--NYISO_A-
248 Y-Y: LADENTWN-RAMAPO fl | 1890 | -1890 | 0 | 0 | 0 | 0 | 0 | NYISO_GH-NYISO_GH
249 Y-Y: DUNWOODIE-REAC71 fl | 851 | -851 | 1 | 1 | 0 | 9.7228 | 0 | NYISO_GH-NYISO_GH
24A Y-Y: DUNWOODIE-REAC71 fl | 851 | -851 | 0 | 0 | 0 | 0 | 0 | NYISO_GH-NYISO_GH
24B Y-Y: REAC71-MOTT HAVEN f | 921.15 | -921.15 | 0 | 0 | 0 | 0 | 0 | NYISO_GH-NYISO_J_
24C Y-Y: REAC71-MOTT HAVEN f | 921.15 | -921.15 | 0 | 0 | 0 | 0 | 0 | NYISO_GH-NYISO_J_
24D Y-E: GOWANUSN-GOWANUS 41 | 994.95 | -994.95 | 0 | 0 | 0 | 0 | 0 | NYISO_J_-NYISO_J_
24E Y-E: GOWANUS 41S-FARRAGU | 994.95 | -994.95 | 265 | 262 | 3 | 0.045481 | -0.00040185 | NYISO_J_-NYISO_J_
24F Y-E: GOWANUSS-GOWANUS 42 | 994.95 | -994.95 | 0 | 0 | 0 | 0 | 0 | NYISO_J_-NYISO_J_
250 Y-E: GOWANUS 42S-FARRAGU | 994.95 | -994.95 | 3 | 3 | 0 | 0.051994 | 0 | NYISO_J_-NYISO_J_
251 Y-E: FARRAGUT-E13ST 45 f | 1038.6 | -1038.6 | 0 | 0 | 0 | 0 | 0 | NYISO_J_-NYISO_J_
252 Y-E: FARRAGUT-E13ST 46 f | 1081.35 | -1081.35 | 0 | 0 | 0 | 0 | 0 | NYISO_J_-NYISO_J_
253 Y-E: GOTHLS S-GOWANUSS f | 852.3 | -852.3 | 24 | 24 | 0 | 0.37749 | 0 | NYISO_J_-NYISO_J_
254 Y-E: GOTHLS N-GOWANUSN f | 852.3 | -852.3 | 259 | 71 | 188 | 0.55988 | -0.019071 | NYISO_J_-NYISO_J_
255 Y-Y: E13ST 45-W 49 ST fl | 1078.2 | -1078.2 | 0 | 0 | 0 | 0 | 0 | NYISO_J_-NYISO_J_
256 Y-Y: E13ST 46-W 49 ST fl | 1078.2 | -1078.2 | 0 | 0 | 0 | 0 | 0 | NYISO_J_-NYISO_J_
257 Y-Y: SHORE RD-DUNWOODIE | 599 | -599 | 7512 | 67 | 7445 | 38.0608 | -4.992 | NYISO_J_-NYISO_GH
258 Y-Y: FARRAGUT-E13ST 45 | 1038.6 | -1038.6 | 0 | 0 | 0 | 0 | 0 | NYISO_J_-NYISO_J_
259 Y-Y: FARRAGUT-E13ST 46 | 1081.35 | -1081.35 | 0 | 0 | 0 | 0 | 0 | NYISO_J_-NYISO_J_
25D Y-Y: SHORE RD-DUNWOODIE | 1031.85 | -1031.85 | 0 | 0 | 0 | 0 | 0 | NYISO_J_-NYISO_GH
25E Y-Y: SHORE RD-DUNWOODIE | 1031.85 | -1031.85 | 0 | 0 | 0 | 0 | 0 | NYISO_J_-NYISO_GH
25F Y-Y: SHORE RD-DUNWOODIE | 1031.85 | -1031.85 | 0 | 0 | 0 | 0 | 0 | NYISO_J_-NYISO_GH
260 Y-Y: SHORE RD-DUNWOODIE | 1031.85 | -1031.85 | 0 | 0 | 0 | 0 | 0 | NYISO_J_-NYISO_GH
261 P-Y: NIAG 345-ROCH 345 f | 1501 | -1501 | 2 | 2 | 0 | 46.4613 | 0 | NYISO_A--NYISO_A-
262 P-Y: NIAG 345-ROCH 345 f | 1501 | -1501 | 0 | 0 | 0 | 0 | 0 | NYISO_A--NYISO_A-
263 P-Y: WATRC345-OAKDL345 | 926 | -926 | 0 | 0 | 0 | 0 | 0 | NYISO_A--NYISO_A-
264 P-Y: HILSD230-WATRC230 f | 584 | -584 | 0 | 0 | 0 | 0 | 0 | NYISO_A--NYISO_A-
265 P-P: 3 MILE I-TMI fl CNA | 1072 | -1072 | 1017 | 1017 | 0 | 68.4546 | 0 | PJM_R_MA-PJM_R_MA
266 P-P: PEACHBTM-CNASTONE | 2338 | -2338 | 3 | 3 | 0 | 21.9374 | 0 | PJM_E_MA-PJM_R_MA
267 P-P: PEACHBTM-CNASTONE f | 2815 | -2815 | 0 | 0 | 0 | 0 | 0 | PJM_E_MA-PJM_R_MA
268 P-P: ROSELAND-WHIPPANY | 976 | -976 | 17 | 17 | 0 | 2.6325 | 0 | PJM_E_MA-PJM_E_MA
26C P-P: PEACHBTM-CNASTONE f | 2815 | -2815 | 0 | 0 | 0 | 0 | 0 | PJM_E_MA-PJM_R_MA
26D P-P: PEACHBTM-CNASTONE f | 2815 | -2815 | 0 | 0 | 0 | 0 | 0 | PJM_E_MA-PJM_R_MA
26E P-P: PEACHBTM-CNASTONE f | 2815 | -2815 | 0 | 0 | 0 | 0 | 0 | PJM_E_MA-PJM_R_MA
270 P-P: PEACHBTM-CNASTONE f | 2815 | -2815 | 0 | 0 | 0 | 0 | 0 | PJM_E_MA-PJM_R_MA
271 P-P: ROSELAND-WHIPPANY f | 1233 | -1233 | 0 | 0 | 0 | 0 | 0 | PJM_E_MA-PJM_E_MA
272 P-P: PEACHBTM-CNASTONE f | 2815 | -2815 | 0 | 0 | 0 | 0 | 0 | PJM_E_MA-PJM_R_MA
273 P-P: PEACHBTM-CNASTONE f | 2815 | -2815 | 0 | 0 | 0 | 0 | 0 | PJM_E_MA-PJM_R_MA
274 P-P: PEACHBTM-CNASTONE f | 2815 | -2815 | 0 | 0 | 0 | 0 | 0 | PJM_E_MA-PJM_R_MA
275 P-P: BERGEN-ATHENIA | 500 | -500 | 897 | 291 | 606 | 0.2139 | -0.045596 | PJM_E_MA-PJM_E_MA
278 P-P: PEACHBTM-CNASTONE f | 2815 | -2815 | 0 | 0 | 0 | 0 | 0 | PJM_E_MA-PJM_R_MA
279 P-Y: WATRC345-OAKDL345 f | 1076 | -1076 | 0 | 0 | 0 | 0 | 0 | NYISO_A--NYISO_A-
27A P-Y: WATRC345-OAKDL345 f | 1076 | -1076 | 0 | 0 | 0 | 0 | 0 | NYISO_A--NYISO_A-
27E P-Y: WATRC230-SHRED230 | 275 | -275 | 0 | 0 | 0 | 0 | 0 | NYISO_A--NYISO_A-
282 P-Y: WATRC345-OAKDL345 f | 1076 | -1076 | 0 | 0 | 0 | 0 | 0 | NYISO_A--NYISO_A-
284 P-Y: LACK-OXBOW | 488 | -488 | 0 | 0 | 0 | 0 | 0 | PJM_R_MA-PJM_R_MA
285 P-Y: SHRED230-OAKDL230 | 275 | -275 | 0 | 0 | 0 | 0 | 0 | NYISO_A--NYISO_A-
286 P-Y: OXBOW-N.MESHPN | 478 | -478 | 0 | 0 | 0 | 0 | 0 | PJM_R_MA-PJM_R_MA
287 P-P: U2-74 TAP-ROCKSPGS | 2611 | -2611 | 0 | 0 | 0 | 0 | 0 | PJM_E_MA-PJM_E_MA
288 P-P: U2-74 TAP-ROCKSPGS | 2261 | -2261 | 0 | 0 | 0 | 0 | 0 | PJM_E_MA-PJM_E_MA
289 P-P: ROCKSPGS-KEENEY fl | 3014 | -3014 | 0 | 0 | 0 | 0 | 0 | PJM_E_MA-PJM_E_MA
28A P-P: PCHBTMTP-NOTTREAC f | 627 | -627 | 0 | 0 | 0 | 0 | 0 | PJM_E_MA-PJM_E_MA
28B P-P: NOTTREAC-NOTTNGHM f | 627 | -627 | 0 | 0 | 0 | 0 | 0 | PJM_E_MA-PJM_E_MA
28C P-P: PEACHBTM-U2-74 TAP | 2611 | -2611 | 0 | 0 | 0 | 0 | 0 | PJM_E_MA-PJM_E_MA
28D P-P: PEACHBTM-CNASTONE f | 2815 | -2815 | 0 | 0 | 0 | 0 | 0 | PJM_E_MA-PJM_R_MA
28E P-P: PEACHBTM-CNASTONE f | 2815 | -2815 | 0 | 0 | 0 | 0 | 0 | PJM_E_MA-PJM_R_MA
290 P-M: 7CASEY-7NEWTON fl 0 | 1195 | -1195 | 24 | 24 | 0 | 30.9196 | 0 | MISO_MO_-MISO_MO_
291 P-M: 08GIBSON-7ALBION fl | 1661 | -1661 | 0 | 0 | 0 | 0 | 0 | MISO_IN -MISO_MO_
292 P-M: 7CASEY-7NEWTON fl 7 | 1195 | -1195 | 0 | 0 | 0 | 0 | 0 | MISO_MO_-MISO_MO_
293 P-M: 05SULLVA-05BREED fl | 1905 | -1905 | 273 | 273 | 0 | 51.6038 | 0 | PJM_REST-PJM_REST
294 P-M: 05BREED-7CASEY fl 0 | 1466 | -1466 | 1 | 1 | 0 | 104.9052 | 0 | PJM_REST-MISO_MO_
295 P-M: 05SULLVA-05BREED fl | 1875 | -1875 | 0 | 0 | 0 | 0 | 0 | PJM_REST-PJM_REST
296 P-M: QUAD3-11-ROCK CK3 f | 1088 | -1088 | 0 | 0 | 0 | 0 | 0 | PJM_REST-MISO_W
297 P-M: QUAD3-11-ROCK CK3 f | 1088 | -1088 | 0 | 0 | 0 | 0 | 0 | PJM_REST-MISO_W
298 P-M: QUAD3-11-ROCK CK3 f | 1088 | -1088 | 0 | 0 | 0 | 0 | 0 | PJM_REST-MISO_W
299 P-M: QUAD3-11-ROCK CK3 | 999 | -999 | 0 | 0 | 0 | 0 | 0 | PJM_REST-MISO_W
29A P-M: QUAD3-11-ROCK CK3 f | 1088 | -1088 | 0 | 0 | 0 | 0 | 0 | PJM_REST-MISO_W
29B P-M: QUAD3-11-ROCK CK3 f | 1088 | -1088 | 0 | 0 | 0 | 0 | 0 | PJM_REST-MISO_W
29C P-M: W407K;0T-W407M;0T f | 1479 | -1479 | 0 | 0 | 0 | 0 | 0 | PJM_REST-PJM_REST
29D P-M: ELECT;3R-W407K;0T f | 1479 | -1479 | 0 | 0 | 0 | 0 | 0 | PJM_REST-PJM_REST
29E P-M: W407K;0T-W407M;0T f | 1479 | -1479 | 0 | 0 | 0 | 0 | 0 | PJM_REST-PJM_REST
29F P-M: ELECT;3R-W407K;0T f | 1479 | -1479 | 0 | 0 | 0 | 0 | 0 | PJM_REST-PJM_REST
2A0 P-M: ELECT;3R-W407K;0T f | 1479 | -1479 | 0 | 0 | 0 | 0 | 0 | PJM_REST-PJM_REST
2A1 P-M: W407K;0T-W407M;0T f | 1479 | -1479 | 0 | 0 | 0 | 0 | 0 | PJM_REST-PJM_REST
2A3 P-M: SILVE; R-LIBER; R | 1201 | -1201 | 0 | 0 | 0 | 0 | 0 | PJM_REST-PJM_REST
2A5 P-M: W407M;0T-LOMBA; R f | 1479 | -1479 | 0 | 0 | 0 | 0 | 0 | PJM_REST-PJM_REST
2A6 P-M: PLS PR1-RACINE1 fl | 1096 | -1096 | 0 | 0 | 0 | 0 | 0 | MISO_WUM-MISO_WUM
2A7 P-M: W407M;0T-LOMBA; R f | 1479 | -1479 | 0 | 0 | 0 | 0 | 0 | PJM_REST-PJM_REST
2A8 P-M: W407M;0T-LOMBA; R f | 1479 | -1479 | 0 | 0 | 0 | 0 | 0 | PJM_REST-PJM_REST
2A9 P-M: PLS PR1-RACINE1 fl | 1096 | -1096 | 0 | 0 | 0 | 0 | 0 | MISO_WUM-MISO_WUM
2AA P-M: PLS PR1-RACINE1 fl | 1096 | -1096 | 0 | 0 | 0 | 0 | 0 | MISO_WUM-MISO_WUM
2AB P-M: PLS PR1-ARCADN1 fl | 872 | -872 | 31 | 0 | 31 | 0 | -28.7197 | MISO_WUM-MISO_WUM
2AC P-M: PLS PR1-RACINE1 fl | 1096 | -1096 | 0 | 0 | 0 | 0 | 0 | MISO_WUM-MISO_WUM
2AD P-M: PLS PR1-RACINE1 fl | 1096 | -1096 | 0 | 0 | 0 | 0 | 0 | MISO_WUM-MISO_WUM
2AE P-M: PLS PR1-RACINE1 fl | 1096 | -1096 | 10 | 0 | 10 | 0 | -42.2475 | MISO_WUM-MISO_WUM
2AF P-M: PLS PR1-RACINE1 fl | 1096 | -1096 | 0 | 0 | 0 | 0 | 0 | MISO_WUM-MISO_WUM
2B0 P-P: 01KEMPTOWN-01KEMPTO | 3040 | -3040 | 0 | 0 | 0 | 0 | 0 | PJM_REST-PJM_REST
2B2 P-P: T157_TAP-01DOUBS fl | 2598 | -2598 | 0 | 0 | 0 | 0 | 0 | PJM_REST-PJM_REST
2B3 P-P: BRIGHTON-W CHAPEL f | 3502 | -3502 | 0 | 0 | 0 | 0 | 0 | PJM_R_MA-PJM_R_MA
2B5 P-P: W.CHAPEL-BRANDN.S f | 874 | -874 | 0 | 0 | 0 | 0 | 0 | PJM_R_MA-PJM_R_MA
2B6 P-P: 8MT STM-T157_TAP fl | 2598 | -2598 | 0 | 0 | 0 | 0 | 0 | PJM_REST-PJM_REST
2B7 P-P: 8POSSUM-BURCHES fl | 3099 | -3099 | 0 | 0 | 0 | 0 | 0 | PJM_REST-PJM_R_MA
2B8 P-P: 01WELTON SP-01WELTO | 3040 | -3040 | 0 | 0 | 0 | 0 | 0 | PJM_REST-PJM_REST
2B9 P-P: 01SOBEND-KEYSTONE f | 2598 | -2598 | 0 | 0 | 0 | 0 | 0 | PJM_REST-PJM_R_MA
2BA P-P: KEYSTONE-CONEM-GH f | 3723 | -3723 | 0 | 0 | 0 | 0 | 0 | PJM_R_MA-PJM_R_MA
2BB P-P: SHELOCTA-HOMER CT f | 841 | -841 | 0 | 0 | 0 | 0 | 0 | PJM_R_MA-PJM_R_MA
2BC P-P: 3 MILE I-TMI | 839 | -839 | 0 | 0 | 0 | 0 | 0 | PJM_R_MA-PJM_R_MA
2BD P-P: 05KAMMER-05SCANTO f | 2977 | -2977 | 0 | 0 | 0 | 0 | 0 | PJM_REST-PJM_REST
2BE P-P: 8BRISTER-8OX fl 8LD | 2598 | -2598 | 0 | 0 | 0 | 0 | 0 | PJM_REST-PJM_REST
2BF P-P: 6PL VIEW-6EDFERRY f | 1386 | -1386 | 0 | 0 | 0 | 0 | 0 | PJM_REST-PJM_REST
2C0 P-P: 8POSSUM-BURCHES fl | 3099 | -3099 | 0 | 0 | 0 | 0 | 0 | PJM_REST-PJM_R_MA
2C1 P-P: 01KEMPTOWN-BRIGHTON | 3099 | -3099 | 0 | 0 | 0 | 0 | 0 | PJM_REST-PJM_R_MA
2C3 P-T: 05BROADF-8SULLIVAN | 2119 | -2119 | 0 | 0 | 0 | 0 | 0 | PJM_REST-TVA
2C4 P-T: 05BROADF-05BROADF | 1710 | -1710 | 1 | 1 | 0 | 12.0137 | 0 | PJM_REST-PJM_REST
2C5 P-T: 05BROADF-05BROADF f | 1920 | -1920 | 0 | 0 | 0 | 0 | 0 | PJM_REST-PJM_REST
2C7 P-T: 7E W FKFT-7SHAWNEE | 1661 | -1661 | 0 | 0 | 0 | 0 | 0 | MISO_MO_-TVA
2C8 P-T: 05BROADF-05BROADF f | 1920 | -1920 | 0 | 0 | 0 | 0 | 0 | PJM_REST-PJM_REST
2C9 P-T: 05BROADF-05BROADF f | 1920 | -1920 | 0 | 0 | 0 | 0 | 0 | PJM_REST-PJM_REST
2CA P-T: 05BROADF-05BROADF f | 1920 | -1920 | 0 | 0 | 0 | 0 | 0 | PJM_REST-PJM_REST
2CB P-T: 05BROADF-05BROADF f | 1920 | -1920 | 0 | 0 | 0 | 0 | 0 | PJM_REST-PJM_REST
2CD P-V: 6VOGTLE-6SRS fl 6PU | 1020 | -1020 | 3 | 3 | 0 | 1000.0003 | 0 | SOCO -VACAR
2CE P-V: 6VOGTLE-6SRS fl 8VO | 1020 | -1020 | 767 | 767 | 0 | 383.2324 | 0 | SOCO -VACAR
2CF P-V: 05NAGEL-6CANE RI fl | 598 | -598 | 0 | 0 | 0 | 0 | 0 | PJM_REST-VACAR
2D0 P-V: 05J.FERR-8ANTIOCH f | 3173 | -3173 | 0 | 0 | 0 | 0 | 0 | PJM_REST-VACAR
2D1 P-V: 6VOGTLE-6SRS fl E W | 1020 | -1020 | 2 | 2 | 0 | 1000.0004 | 0 | SOCO -VACAR
2D2 P-V: 6VOGTLE-6SRS fl 05J | 1020 | -1020 | 3 | 3 | 0 | 1000.0002 | 0 | SOCO -VACAR
2D3 P-V: 6VOGTLE-6SRS | 950 | -950 | 3 | 3 | 0 | 999.9999 | 0 | SOCO -VACAR
2D4 P-V: 6HALIFAX-6PERSON fl | 712 | -712 | 0 | 0 | 0 | 0 | 0 | PJM_REST-VACAR
2D5 P-V: 6VOGTLE-6SRS fl 6R_ | 1020 | -1020 | 0 | 0 | 0 | 0 | 0 | SOCO -VACAR
2D6 P-V: 6VOGTLE-6SRS fl 6W | 1020 | -1020 | 3 | 0 | 3 | 0 | -11318.734 | SOCO -VACAR
2D7 P-V: 6VOGTLE-6SRS fl 6W | 1020 | -1020 | 0 | 0 | 0 | 0 | 0 | SOCO -VACAR
2D8 P-V: 6VOGTLE-6SRS fl 6R_ | 1020 | -1020 | 0 | 0 | 0 | 0 | 0 | SOCO -VACAR
2D9 P-V: 6VOGTLE-6SRS fl 6VO | 1020 | -1020 | 2 | 2 | 0 | 1000.0004 | 0 | SOCO -VACAR
2DA P-V: 6VOGTLE-6SRS fl 6WI | 1020 | -1020 | 2 | 2 | 0 | 1000.0006 | 0 | SOCO -VACAR
2DB P-V: 6MCINTOSH-6PURRYSB | 1912 | -1912 | 66 | 66 | 0 | 441.7073 | 0 | SOCO -VACAR
2DD P-V: 6CLOVER-6HALIFAX fl | 797 | -797 | 0 | 0 | 0 | 0 | 0 | PJM_REST-PJM_REST
2DE P-V: 05J.FERR-8ANTIOCH f | 3173 | -3173 | 0 | 0 | 0 | 0 | 0 | PJM_REST-VACAR
2E0 G-R: 6ADMSCRK-6BOGALUS f | 883 | -883 | 163 | 163 | 0 | 299.5614 | 0 | ENTERGY -ENTERGY
2E1 G-R: 6OCNSP NE-6WATSON f | 602 | -602 | 17 | 17 | 0 | 40.4876 | 0 | SOCO -SOCO
2E2 G-R: 8DANIEL-8BOGALUS fl | 1800 | -1800 | 0 | 0 | 0 | 0 | 0 | SOCO -ENTERGY
2E3 G-R: 8DANIEL-8BOGALUS fl | 1800 | -1800 | 0 | 0 | 0 | 0 | 0 | SOCO -ENTERGY
2E4 G-R: 8VALLEYVIEW-8LOWNDE | 1732 | -1732 | 0 | 0 | 0 | 0 | 0 | TVA -TVA
2E6 G-R: 8DANIEL-8BOGALUS fl | 1800 | -1800 | 0 | 0 | 0 | 0 | 0 | SOCO -ENTERGY
2E7 G-R: 8DANIEL-8BOGALUS fl | 1800 | -1800 | 4 | 4 | 0 | 22.3396 | 0 | SOCO -ENTERGY
2E8 G-R: 8VALLEYVIEW-8LOWNDE | 1732 | -1732 | 24 | 24 | 0 | 42.4275 | 0 | TVA -TVA
2E9 G-R: 8VALLEYVIEW-8LOWNDE | 1732 | -1732 | 0 | 0 | 0 | 0 | 0 | TVA -TVA
2EA G-R: 8VALLEYVIEW-8LOWNDE | 1732 | -1732 | 13 | 13 | 0 | 26.2242 | 0 | TVA -TVA
2EB G-R: 8DANIEL-8BOGALUS fl | 1800 | -1800 | 0 | 0 | 0 | 0 | 0 | SOCO -ENTERGY
2EC G-R: 8VALLEYVIEW-8LOWNDE | 1732 | -1732 | 43 | 43 | 0 | 33.5277 | 0 | TVA -TVA
2ED G-R: 8DANIEL-8BOGALUS fl | 1800 | -1800 | 0 | 0 | 0 | 0 | 0 | SOCO -ENTERGY
2EE G-R: 8DANIEL-8BOGALUS fl | 1800 | -1800 | 0 | 0 | 0 | 0 | 0 | SOCO -ENTERGY
2EF G-R: 8DANIEL-8BOGALUS fl | 1800 | -1800 | 0 | 0 | 0 | 0 | 0 | SOCO -ENTERGY
2F0 G-R: 8DANIEL-8BOGALUS fl | 1800 | -1800 | 0 | 0 | 0 | 0 | 0 | SOCO -ENTERGY
2F1 G-R: 8VALLEYVIEW-8LOWNDE | 1732 | -1732 | 0 | 0 | 0 | 0 | 0 | TVA -TVA
2F2 G-R: 8DANIEL-8BOGALUS | 1732 | -1732 | 0 | 0 | 0 | 0 | 0 | SOCO -ENTERGY
2FF G-F: 8THALMANN-DUVAL fl | 2598 | -2598 | 38 | 38 | 0 | 47.7869 | 0 | SOCO -FRCC
300 G-F: 6W VALDOSTA-6PINE G | 509 | -509 | 0 | 0 | 0 | 0 | 0 | SOCO -SOCO
301 G-F: 6KINGSLAND-ONEIL fl | 497 | -497 | 16 | 16 | 0 | 125.3721 | 0 | SOCO -FRCC
302 G-F: 8HATCH-DUVAL fl 8TH | 2598 | -2598 | 0 | 0 | 0 | 0 | 0 | SOCO -FRCC
305 G-F: SUWANNEE-FT WHT N f | 604 | -604 | 0 | 0 | 0 | 0 | 0 | FRCC -FRCC
30F G-V: 6VOGTLE-6SRS fl 8HA | 1020 | -1020 | 2 | 2 | 0 | 973.4555 | 0 | SOCO -VACAR
310 S-R: SOONER765-FTSMITH76 | 4570 | -4570 | 59 | 59 | 0 | 42.6218 | 0 | SPP_S -SPP_S
31E S-R: 8MAGCOVE-8HSEHV fl | 1732 | -1732 | 109 | 109 | 0 | 52.4943 | 0 | ENTERGY -ENTERGY
31F S-R: 8BYLBUT-8WGLEN fl 8 | 1732 | -1732 | 0 | 0 | 0 | 0 | 0 | ENTERGY -ENTERGY
320 S-M: 7MONTGMRY-7LABADIE3 | 1195 | -1195 | 1177 | 1177 | 0 | 411.6816 | 0 | MISO_MO_-MISO_MO_
321 S-M: SIBLEY 7-7OVERTON f | 956 | -956 | 115 | 115 | 0 | 110.3213 | 0 | SPP_N -MISO_MO_
322 S-M: 7MCCREDIE-7MONTGMRY | 998 | -998 | 78 | 78 | 0 | 301.3562 | 0 | MISO_MO_-MISO_MO_
323 S-M: SIBLEY 7-7OVERTON f | 956 | -956 | 0 | 0 | 0 | 0 | 0 | SPP_N -MISO_MO_
324 S-M: 7MCCREDIE-7MONTGMRY | 1193 | -1193 | 172 | 172 | 0 | 145.9004 | 0 | MISO_MO_-MISO_MO_
325 S-M: SIBLEY 7-7OVERTON f | 956 | -956 | 0 | 0 | 0 | 0 | 0 | SPP_N -MISO_MO_
326 S-M: 7MCCREDIE-7MONTGMRY | 1193 | -1193 | 1 | 1 | 0 | 3.468 | 0 | MISO_MO_-MISO_MO_
327 S-M: SIBLEY 7-7OVERTON f | 956 | -956 | 4 | 4 | 0 | 364.462 | 0 | SPP_N -MISO_MO_
328 S-M: SIBLEY 7-7OVERTON f | 956 | -956 | 12 | 12 | 0 | 117.5359 | 0 | SPP_N -MISO_MO_
329 S-M: SIBLEY 7-7OVERTON f | 956 | -956 | 0 | 0 | 0 | 0 | 0 | SPP_N -MISO_MO_
32A S-M: SIBLEY 7-7OVERTON f | 956 | -956 | 0 | 0 | 0 | 0 | 0 | SPP_N -MISO_MO_
32B S-M: SIBLEY 7-7OVERTON f | 956 | -956 | 0 | 0 | 0 | 0 | 0 | SPP_N -MISO_MO_
32C S-S: MINGO 7-REDWILO3 fl | 717 | -717 | 121 | 0 | 121 | 0 | -331.6727 | SPP_N -NE
32D S-R: 8WELLS-8WEBRE fl 8N | 1732 | -1732 | 81 | 81 | 0 | 60.5539 | 0 | ENTERGY -ENTERGY
32E S-R: 8WELLS-8WEBRE fl 8M | 1732 | -1732 | 4 | 4 | 0 | 67.9631 | 0 | ENTERGY -ENTERGY
32F S-R: 8WELLS-8WEBRE fl 8B | 1732 | -1732 | 0 | 0 | 0 | 0 | 0 | ENTERGY -ENTERGY
330 T-R: 8MCKNT-8COLY 5 fl 8 | 2598 | -2598 | 0 | 0 | 0 | 0 | 0 | ENTERGY -ENTERGY
331 T-R: 8WOLFCRK-8MCADAM fl | 1732 | -1732 | 64 | 64 | 0 | 22.1508 | 0 | ENTERGY -ENTERGY
332 T-R: 8WOLFCRK-8MCADAM fl | 1732 | -1732 | 0 | 0 | 0 | 0 | 0 | ENTERGY -ENTERGY
333 T-R: 8MCNEIL-8ELDEHV fl | 1732 | -1732 | 10 | 8 | 2 | 111.3835 | -23.6053 | ENTERGY -ENTERGY
335 T-R: 8SHERID-8ELDEHV fl | 2546 | -2546 | 4 | 4 | 0 | 98.6583 | 0 | ENTERGY -ENTERGY
336 T-R: 8MCKNT-8COLY 5 fl 8 | 2598 | -2598 | 0 | 0 | 0 | 0 | 0 | ENTERGY -ENTERGY
337 T-R: 8WOLFCRK-8MCADAM fl | 1732 | -1732 | 0 | 0 | 0 | 0 | 0 | ENTERGY -ENTERGY
338 T-R: 8SHERID-8MAGCOVE fl | 1732 | -1732 | 194 | 131 | 63 | 98.0685 | -85.5041 | ENTERGY -ENTERGY
33A T-L: 06CLIFTY-7TRIMBLE f | 1414 | -1414 | 0 | 0 | 0 | 0 | 0 | NON_RTO_-NON_RTO_
33B T-L: 06CLIFTY-7TRIMBLE f | 1414 | -1414 | 0 | 0 | 0 | 0 | 0 | NON_RTO_-NON_RTO_
33C T-L: 08GIBSON-08FRNCSC f | 1661 | -1661 | 0 | 0 | 0 | 0 | 0 | MISO_IN -MISO_IN
33D T-L: 7TRIMBLE-7MIDDLTN f | 1414 | -1414 | 0 | 0 | 0 | 0 | 0 | NON_RTO_-NON_RTO_
33E T-L: 05JEFRSO-06CLIFTY f | 1935 | -1935 | 0 | 0 | 0 | 0 | 0 | PJM_REST-NON_RTO_
33F T-G: 8MOSTELLER-8BOWEN f | 3429 | -3429 | 0 | 0 | 0 | 0 | 0 | SOCO -SOCO
340 T-G: 8ROCKY MTN-8BOWEN f | 3429 | -3429 | 3 | 3 | 0 | 105.5661 | 0 | SOCO -SOCO
341 T-G: 8CONASAUG C-8CONASA | 2598 | -2598 | 0 | 0 | 0 | 0 | 0 | SOCO -SOCO
342 T-G: 8CONASAUG C-8CONASA | 2598 | -2598 | 1 | 1 | 0 | 362.7496 | 0 | SOCO -SOCO
343 T-G: 8CONASAUG C-8CONASA | 2598 | -2598 | 0 | 0 | 0 | 0 | 0 | SOCO -SOCO
345 T-G: 8CONASAUG C-8CONASA | 2598 | -2598 | 0 | 0 | 0 | 0 | 0 | SOCO -SOCO
346 T-G: 8FRKLIN-8BOGALUS fl | 1732 | -1732 | 0 | 0 | 0 | 0 | 0 | ENTERGY -ENTERGY
347 T-G: 8CONASAUG C-8CONASA | 2598 | -2598 | 0 | 0 | 0 | 0 | 0 | SOCO -SOCO
348 T-G: 8CONASAUG C-8CONASA | 2598 | -2598 | 0 | 0 | 0 | 0 | 0 | SOCO -SOCO
349 T-G: 8CONASAUG C-8CONASA | 2598 | -2598 | 0 | 0 | 0 | 0 | 0 | SOCO -SOCO
34A T-G: 8BELLEF NP1-8ROCKY | 2598 | -2598 | 0 | 0 | 0 | 0 | 0 | TVA -SOCO
34C T-G: 8BELLEF NP1-8ROCKY | 2598 | -2598 | 0 | 0 | 0 | 0 | 0 | TVA -SOCO
34E T-G: 8BR FERRY N-8LIMEST | 2598 | -2598 | 0 | 0 | 0 | 0 | 0 | TVA -TVA
34F V-P: 6PERSON-6HALIFAX fl | 712 | -712 | 1 | 1 | 0 | 53.547 | 0 | VACAR -PJM_REST
350 V-G: 6MIDDLE FOR-6CENTER | 497 | -497 | 1306 | 1306 | 0 | 95.4377 | 0 | SOCO -SOCO
351 V-G: 6MIDDLE FOR-6KATFIS | 596 | -596 | 1016 | 1016 | 0 | 95.127 | 0 | SOCO -SOCO
352 V-G: 6KATFISH KO-6CLERMO | 596 | -596 | 909 | 909 | 0 | 97.0691 | 0 | SOCO -SOCO
353 V-G: 6CENTER PR-6CLARKSB | 373 | -373 | 153 | 153 | 0 | 85.4251 | 0 | SOCO -SOCO
354 V-G: 8OCONEE-8MIDDLE FOR | 2598 | -2598 | 554 | 554 | 0 | 90.3544 | 0 | VACAR -SOCO
355 V-G: 8OCONEE-8MIDDLE FOR | 2598 | -2598 | 438 | 438 | 0 | 89.3177 | 0 | VACAR -SOCO
357 V-G: 8OCONEE-8MIDDLE FOR | 2598 | -2598 | 168 | 168 | 0 | 81.1262 | 0 | VACAR -SOCO
358 V-G: 8OCONEE-8MIDDLE FOR | 2598 | -2598 | 278 | 278 | 0 | 87.8002 | 0 | VACAR -SOCO
359 V-G: 8OCONEE-8MIDDLE FOR | 2598 | -2598 | 198 | 198 | 0 | 83.8272 | 0 | VACAR -SOCO
35A V-G: 8OCONEE-8MIDDLE FOR | 2598 | -2598 | 1 | 1 | 0 | 5.7071 | 0 | VACAR -SOCO
35B V-G: 8OCONEE-8MIDDLE FOR | 2598 | -2598 | 6 | 6 | 0 | 63.5981 | 0 | VACAR -SOCO
35C V-G: 8OCONEE-8MIDDLE FOR | 2598 | -2598 | 150 | 150 | 0 | 85.7951 | 0 | VACAR -SOCO
35D V-G: 8OCONEE-8MIDDLE FOR | 2598 | -2598 | 47 | 47 | 0 | 69.5009 | 0 | VACAR -SOCO
35E V-G: 8OCONEE-8MIDDLE FOR | 2499 | -2499 | 11 | 11 | 0 | 74.218 | 0 | VACAR -SOCO
35F V-G: 6GWD CO-6RUSSEL fl | 797 | -797 | 2 | 2 | 0 | 132.1561 | 0 | VACAR -SOCO
360 V-G: 8MIDDLE FOR-6MIDDLE | 2016 | -2016 | 0 | 0 | 0 | 0 | 0 | SOCO -SOCO
361 V-G: 6HARTWEL-6R_HARTWEL | 664 | -664 | 0 | 0 | 0 | 0 | 0 | SOCO -SOCO
362 V-G: 6CLERMONT J-6E HALL | 596 | -596 | 0 | 0 | 0 | 0 | 0 | SOCO -SOCO
363 V-G: 6E HALL-6S HALL fl | 596 | -596 | 0 | 0 | 0 | 0 | 0 | SOCO -SOCO
364 V-T: 8OCONEE-8MIDDLE FOR | 2598 | -2598 | 37 | 37 | 0 | 148.4586 | 0 | VACAR -SOCO
366 V-T: 8OCONEE-8MIDDLE FOR | 2598 | -2598 | 119 | 119 | 0 | 306.0793 | 0 | VACAR -SOCO
367 V-T: 05BROADF-05BROADF f | 1920 | -1920 | 0 | 0 | 0 | 0 | 0 | PJM_REST-PJM_REST
368 R-M: HILLS 3-SUB 92 3 fl | 1661 | -1661 | 1286 | 1286 | 0 | 176.1891 | 0 | MISO_W -MISO_W
369 R-M: BONDRNT3-MNTZUMA3 f | 956 | -956 | 1931 | 1931 | 0 | 57.7045 | 0 | MISO_W -MISO_W
36A R-M: HILLS 3-SUB T 3 fl | 1661 | -1661 | 0 | 0 | 0 | 0 | 0 | MISO_W -MISO_W
36B R-M: HILLS 3 76-HILLS 3 | 2768 | -2768 | 0 | 0 | 0 | 0 | 0 | MISO_W -MISO_W
36C R-G: 6FRNBRA-6LOGTWN W f | 797 | -797 | 0 | 0 | 0 | 0 | 0 | ENTERGY -SOCO
36D R-G: 8BOGALUS-8DANIEL fl | 1800 | -1800 | 0 | 0 | 0 | 0 | 0 | ENTERGY -SOCO
36E R-G: 8BOGALUS-8DANIEL fl | 1800 | -1800 | 3 | 0 | 3 | 0 | -3.4881 | ENTERGY -SOCO
36F R-G: 8BOGALUS-8DANIEL fl | 1800 | -1800 | 902 | 0 | 902 | 0 | -45.357 | ENTERGY -SOCO
370 R-G: 8BOGALUS-8DANIEL fl | 1800 | -1800 | 144 | 0 | 144 | 0 | -51.5649 | ENTERGY -SOCO
371 R-G: 8BOGALUS-8DANIEL fl | 1800 | -1800 | 0 | 0 | 0 | 0 | 0 | ENTERGY -SOCO
372 R-G: 8BOGALUS-8DANIEL fl | 1800 | -1800 | 16 | 0 | 16 | 0 | -35.2819 | ENTERGY -SOCO
373 R-G: 8BOGALUS-8DANIEL fl | 1800 | -1800 | 0 | 0 | 0 | 0 | 0 | ENTERGY -SOCO
374 R-G: 8BOGALUS-8DANIEL fl | 1800 | -1800 | 0 | 0 | 0 | 0 | 0 | ENTERGY -SOCO
378 F-G: RICEBYPASS-BRADFORD | 402 | -402 | 0 | 0 | 0 | 0 | 0 | FRCC -FRCC
379 F-G: CR PLANT-KING ROAD | 492 | -492 | 612 | 612 | 0 | 97.5654 | 0 | FRCC -FRCC
37A F-G: KING ROAD T-BRONSON | 492 | -492 | 0 | 0 | 0 | 0 | 0 | FRCC -FRCC
37B F-G: CR PLANT-KING ROAD | 604 | -604 | 0 | 0 | 0 | 0 | 0 | FRCC -FRCC
37C F-G: CR PLANT-KING ROAD | 604 | -604 | 0 | 0 | 0 | 0 | 0 | FRCC -FRCC
37D F-G: KING ROAD T-BRONSON | 604 | -604 | 0 | 0 | 0 | 0 | 0 | FRCC -FRCC
37E F-G: KING ROAD T-BRONSON | 604 | -604 | 0 | 0 | 0 | 0 | 0 | FRCC -FRCC
37F F-G: MARTIN W-ARCHER fl | 542 | -542 | 0 | 0 | 0 | 0 | 0 | FRCC -FRCC
380 F-G: CR PLANT-KING ROAD | 604 | -604 | 0 | 0 | 0 | 0 | 0 | FRCC -FRCC
381 F-G: CR PLANT-KING ROAD | 604 | -604 | 0 | 0 | 0 | 0 | 0 | FRCC -FRCC
383 F-G: CR PLANT-KING ROAD | 604 | -604 | 0 | 0 | 0 | 0 | 0 | FRCC -FRCC
384 O-Y: TRAFALGAR_T-LANTZ_J | 634 | -634 | 5270 | 5270 | 0 | 171.6917 | 0 | IESO -IESO
385 O-Y: TRAFALGAR_T-LANTZ_J | 634 | -634 | 24 | 24 | 0 | 454.9766 | 0 | IESO -IESO
386 C-O: C055765(2-4-CHIS CO | 1383 | -1383 | 1415 | 1415 | 0 | 25.3793 | 0 | MISO_W -MISO_W
387 C-O: C073455(1-2-CHIS CO | 1383 | -1383 | 0 | 0 | 0 | 0 | 0 | MISO_W -MISO_W
388 C-O: ROSEAUN2-ROSEAUM 2 | 2494 | -2494 | 0 | 0 | 0 | 0 | 0 | MISO_W -MISO_W
389 C-U: ROSEAUN2-ROSEAUM 2 | 2494 | -2494 | 0 | 0 | 0 | 0 | 0 | MISO_W -MISO_W
38B U-S: FTTHOMP3-GR ISLD3 f | 792 | -792 | 0 | 0 | 0 | 0 | 0 | MAPP_US -NE
38C U-S: FTTHOMP3-GR ISLD3 f | 792 | -792 | 0 | 0 | 0 | 0 | 0 | MAPP_US -NE
38D U-S: FTTHOMP3-GR ISLD3 f | 792 | -792 | 0 | 0 | 0 | 0 | 0 | MAPP_US -NE
38E U-S: FTTHOMP3-GR ISLD3 | 720 | -720 | 0 | 0 | 0 | 0 | 0 | MAPP_US -NE
38F U-S: FTTHOMP3-GR ISLD3 f | 792 | -792 | 0 | 0 | 0 | 0 | 0 | MAPP_US -NE
391 M-M: 05BENTON-T-94B fl 0 | 1859 | -1859 | 277 | 0 | 277 | 0 | -27.4714 | PJM_REST-PJM_REST
392 M-M: 05COOK-T-94A fl 05B | 1859 | -1859 | 0 | 0 | 0 | 0 | 0 | PJM_REST-PJM_REST
394 M-M: 05COOK-T-94A fl 05B | 1859 | -1859 | 0 | 0 | 0 | 0 | 0 | PJM_REST-PJM_REST
395 M-M: 05COOK-05BENTON fl | 1887 | -1887 | 0 | 0 | 0 | 0 | 0 | PJM_REST-PJM_REST
397 M-M: 05BENTON-T-94B | 1409 | -1409 | 0 | 0 | 0 | 0 | 0 | PJM_REST-PJM_REST
398 M-M: T-94A-18PALISD fl 1 | 1859 | -1859 | 0 | 0 | 0 | 0 | 0 | PJM_REST-MISO_MI
399 M-M: T-94B-18PALISD fl 0 | 1859 | -1859 | 0 | 0 | 0 | 0 | 0 | PJM_REST-MISO_MI
39B M-M: 17HIPLE-18ARGNTA fl | 1050 | -1050 | 0 | 0 | 0 | 0 | 0 | MISO_IN -MISO_MI
39C M-M: 05COOK-T-94A | 1409 | -1409 | 0 | 0 | 0 | 0 | 0 | PJM_REST-PJM_REST
39E M-M: 17HIPLE-18ARGNTA fl | 1050 | -1050 | 0 | 0 | 0 | 0 | 0 | MISO_IN -MISO_MI
3A0 M-M: 05BENTON-T-94B fl 0 | 1859 | -1859 | 0 | 0 | 0 | 0 | 0 | PJM_REST-PJM_REST
3A1 M-M: 17HIPLE-18ARGNTA fl | 1050 | -1050 | 0 | 0 | 0 | 0 | 0 | MISO_IN -MISO_MI
3A2 M-M: 05COOK-05BENTON | 1409 | -1409 | 0 | 0 | 0 | 0 | 0 | PJM_REST-PJM_REST
3A3 M-M: 08GIBSON-7ALBION fl | 1661 | -1661 | 0 | 0 | 0 | 0 | 0 | MISO_IN -MISO_MO_
3A5 M-M: 7ALBION-7NORRIS fl | 1661 | -1661 | 0 | 0 | 0 | 0 | 0 | MISO_MO_-MISO_MO_
3A6 M-M: 7ALBION-7NORRIS fl | 1661 | -1661 | 0 | 0 | 0 | 0 | 0 | MISO_MO_-MISO_MO_
3A7 M-L: 06CLIFTY-7TRIMBLE f | 1414 | -1414 | 0 | 0 | 0 | 0 | 0 | NON_RTO_-NON_RTO_
3A9 M-L: 08FRNCSC-08DUFF fl | 1386 | -1386 | 0 | 0 | 0 | 0 | 0 | MISO_IN -MISO_IN
3AA M-L: 08DUFF-07RAMSY5 fl | 1195 | -1195 | 0 | 0 | 0 | 0 | 0 | MISO_IN -MISO_IN
3AB M-O: Q254RIPWEST-DUNKIRK | 530 | -530 | 4766 | 0 | 4766 | 0 | -129.6408 | NYISO_A--NYISO_A-
3B0 M-M: 19MON12-02BAY SH fl | 1544 | -1544 | 0 | 0 | 0 | 0 | 0 | MISO_MI -PJM_REST
3B3 M-M: 19MON12-02BAY SH | 1262 | -1262 | 0 | 0 | 0 | 0 | 0 | MISO_MI -PJM_REST
3B4 M-M: 02DAV-BE-02BEAVER f | 1741 | -1741 | 0 | 0 | 0 | 0 | 0 | PJM_REST-PJM_REST
3B5 M-M: COL 345-SFL 345 fl | 1096 | -1096 | 0 | 0 | 0 | 0 | 0 | MISO_WUM-MISO_WUM
3B6 M-M: EAU CL 3-ARP 345 fl | 1195 | -1195 | 0 | 0 | 0 | 0 | 0 | MISO_W -MISO_WUM
3B7 M-P: 19MON12-02BAY SH fl | 1544 | -1544 | 0 | 0 | 0 | 0 | 0 | MISO_MI -PJM_REST
3B8 M-R: 8SHERID-8ELDEHV fl | 2546 | -2546 | 0 | 0 | 0 | 0 | 0 | ENTERGY -ENTERGY
3B9 M-R: 8SHERID-8ELDEHV fl | 2546 | -2546 | 0 | 0 | 0 | 0 | 0 | ENTERGY -ENTERGY
3BA M-R: 8SHERID-8ELDEHV fl | 2546 | -2546 | 0 | 0 | 0 | 0 | 0 | ENTERGY -ENTERGY
3BB M-R: 8SHERID-8ELDEHV fl | 2546 | -2546 | 0 | 0 | 0 | 0 | 0 | ENTERGY -ENTERGY
3BC M-R: 8FANCY-6FANCY fl 8M | 1200 | -1200 | 0 | 0 | 0 | 0 | 0 | ENTERGY -ENTERGY
3BE M-R: 8SHERID-8ELDEHV fl | 2546 | -2546 | 0 | 0 | 0 | 0 | 0 | ENTERGY -ENTERGY
3BF M-M: 7HOLLAND-7NEOGA fl | 1082 | -1082 | 0 | 0 | 0 | 0 | 0 | MISO_MO_-MISO_MO_
3C0 M-M: 7HOLLAND-7NEOGA fl | 1082 | -1082 | 0 | 0 | 0 | 0 | 0 | MISO_MO_-MISO_MO_
3C1 M-M: 7MAPLE RIDG-7TAZEWE | 1195 | -1195 | 0 | 0 | 0 | 0 | 0 | MISO_MO_-MISO_MO_
3C2 M-M: 7MAPLE RIDG-7TAZEWE | 1195 | -1195 | 0 | 0 | 0 | 0 | 0 | MISO_MO_-MISO_MO_
3C3 M-M: 7MAPLE RIDG-7TAZEWE | 1195 | -1195 | 0 | 0 | 0 | 0 | 0 | MISO_MO_-MISO_MO_
3C4 M-M: 7MAPLE RIDG-7TAZEWE | 1195 | -1195 | 0 | 0 | 0 | 0 | 0 | MISO_MO_-MISO_MO_
3C5 M-M: 7HOLLAND-7NEOGA fl | 1082 | -1082 | 0 | 0 | 0 | 0 | 0 | MISO_MO_-MISO_MO_
3C6 M-M: 7MAPLE RIDG-7TAZEWE | 1195 | -1195 | 0 | 0 | 0 | 0 | 0 | MISO_MO_-MISO_MO_
3C7 M-M: 7MAPLE RIDG-7TAZEWE | 1195 | -1195 | 0 | 0 | 0 | 0 | 0 | MISO_MO_-MISO_MO_
3C8 M-M: 7MAPLE RIDG-7TAZEWE | 1195 | -1195 | 0 | 0 | 0 | 0 | 0 | MISO_MO_-MISO_MO_
3C9 M-M: 7MAPLE RIDG-7TAZEWE | 1195 | -1195 | 0 | 0 | 0 | 0 | 0 | MISO_MO_-MISO_MO_
3CA M-M: 7PR STATE-7W MT VER | 1195 | -1195 | 0 | 0 | 0 | 0 | 0 | MISO_MO_-MISO_MO_
3CB M-M: 7PR STATE-7W MT VER | 1195 | -1195 | 0 | 0 | 0 | 0 | 0 | MISO_MO_-MISO_MO_
3CC M-P: 7MAPLE RIDG-7TAZEWE | 1195 | -1195 | 0 | 0 | 0 | 0 | 0 | MISO_MO_-MISO_MO_
3CD M-P: 7MAPLE RIDG-7TAZEWE | 1195 | -1195 | 0 | 0 | 0 | 0 | 0 | MISO_MO_-MISO_MO_
3CE M-P: 7MAPLE RIDG-7TAZEWE | 1195 | -1195 | 0 | 0 | 0 | 0 | 0 | MISO_MO_-MISO_MO_
3CF M-P: 7PR STATE-7W MT VER | 1195 | -1195 | 0 | 0 | 0 | 0 | 0 | MISO_MO_-MISO_MO_
3D0 M-P: 7PR STATE-7W MT VER | 1195 | -1195 | 0 | 0 | 0 | 0 | 0 | MISO_MO_-MISO_MO_
3D1 M-P: 7PR STATE-7W MT VER | 1195 | -1195 | 0 | 0 | 0 | 0 | 0 | MISO_MO_-MISO_MO_
3D2 M-P: 7PR STATE-7W MT VER | 1195 | -1195 | 0 | 0 | 0 | 0 | 0 | MISO_MO_-MISO_MO_
3D3 M-S: 7FRANKS-7HUBEN fl 7 | 870 | -870 | 0 | 0 | 0 | 0 | 0 | ENTERGY -ENTERGY
3D4 M-S: 7FRANKS-7HUBEN fl 7 | 870 | -870 | 0 | 0 | 0 | 0 | 0 | ENTERGY -ENTERGY
3D5 M-S: 7FRANKS-7HUBEN fl 7 | 870 | -870 | 0 | 0 | 0 | 0 | 0 | ENTERGY -ENTERGY
3D6 M-S: 7FRANKS-7HUBEN fl 7 | 870 | -870 | 0 | 0 | 0 | 0 | 0 | ENTERGY -ENTERGY
3D7 M-S: 7FRANKS-7HUBEN fl 8 | 870 | -870 | 0 | 0 | 0 | 0 | 0 | ENTERGY -ENTERGY
3D8 M-S: 7FRANKS-7HUBEN fl I | 870 | -870 | 0 | 0 | 0 | 0 | 0 | ENTERGY -ENTERGY
3D9 M-S: 7FRANKS-7HUBEN fl I | 870 | -870 | 0 | 0 | 0 | 0 | 0 | ENTERGY -ENTERGY
3DA M-S: 7FRANKS-7HUBEN fl 7 | 870 | -870 | 19 | 0 | 19 | 0 | -150.7198 | ENTERGY -ENTERGY
3DB M-S: 7FRANKS-7HUBEN | 870 | -870 | 0 | 0 | 0 | 0 | 0 | ENTERGY -ENTERGY
3DC M-S: 7LOOSECRK-7FRANKS f | 1628 | -1628 | 0 | 0 | 0 | 0 | 0 | MISO_MO_-ENTERGY
3DD M-S: 7CALAWY 1-7LOOSECRK | 1793 | -1793 | 0 | 0 | 0 | 0 | 0 | MISO_MO_-MISO_MO_
3DE M-T: 7FLETCH-7GOBKNOB fl | 870 | -870 | 0 | 0 | 0 | 0 | 0 | ENTERGY -ENTERGY
3E3 M-C: OVERFLO4-RALL 4 fl | 226 | -226 | 52 | 52 | 0 | 316.8557 | 0 | MAPP_CA -MAPP_CA
3E4 M-C: OVERFLO4-RALL 4 fl | 226 | -226 | 3 | 3 | 0 | 416.4015 | 0 | MAPP_CA -MAPP_CA
3E7 M-U: HESKETT4-HESKET24 f | 318 | -318 | 13 | 13 | 0 | 17.5417 | 0 | MISO_W -MISO_W
3E8 M-U: HESKETT4-HESKET24 f | 318 | -318 | 0 | 0 | 0 | 0 | 0 | MISO_W -MISO_W
3E9 M-U: HESKETT4-HESKET24 f | 318 | -318 | 0 | 0 | 0 | 0 | 0 | MISO_W -MISO_W
3EA M-U: HESKETT4-HESKET24 f | 318 | -318 | 0 | 0 | 0 | 0 | 0 | MISO_W -MISO_W
3EC M-U: HESKETT4-HESKET24 f | 318 | -318 | 0 | 0 | 0 | 0 | 0 | MISO_W -MISO_W
3ED M-U: HESKETT4-HESKET24 | 318 | -318 | 0 | 0 | 0 | 0 | 0 | MISO_W -MISO_W
3EE M-U: GRE-STANTON-LELANDO | 430 | -430 | 64 | 0 | 64 | 0 | -63.3336 | MISO_W -MAPP_US
3EF M-M: MITCHLCO3-HAZLTON3 | 873 | -873 | 713 | 713 | 0 | 51.148 | 0 | MISO_W -MISO_W
3F0 M-M: MITCHLCO3-HAZLTON3 | 873 | -873 | 812 | 812 | 0 | 35.1434 | 0 | MISO_W -MISO_W
3F1 M-S: FTTHOMP3-GR ISLD3 f | 792 | -792 | 0 | 0 | 0 | 0 | 0 | MAPP_US -NE
3F4 M-S: RAUN 3-S3451 3 fl I | 956 | -956 | 378 | 378 | 0 | 64.8896 | 0 | MISO_W -NE
3F5 M-S: MN-F STA 76-LKFLDXL | 4570 | -4570 | 30 | 30 | 0 | 22.0945 | 0 | MISO_W -AZ_NM_SN
3F6 M-S: RAUN 3-S3451 3 fl L | 956 | -956 | 67 | 67 | 0 | 14.2993 | 0 | MISO_W -NE
3F7 M-S: MN-F STA 76-LKFLDXL | 4570 | -4570 | 4101 | 4101 | 0 | 13.6299 | 0 | MISO_W -AZ_NM_SN
3F8 M-S: ADAMS 3-MITCHLCO3 f | 1661 | -1661 | 27 | 27 | 0 | 10.169 | 0 | MISO_W -MISO_W
3F9 M-S: MN-F STA 76-LKFLDXL | 3975 | -3975 | 0 | 0 | 0 | 0 | 0 | MISO_W -AZ_NM_SN
3FA M-S: IA-C IA-D76-IA-G ST | 4570 | -4570 | 280 | 280 | 0 | 9.2077 | 0 | MISO_W -MISO_W
3FB M-S: IA-C IA-D76-IA-G ST | 4570 | -4570 | 150 | 150 | 0 | 1.6595 | 0 | MISO_W -MISO_W
3FC M-P: HILLS 3-SUB 92 3 fl | 1661 | -1661 | 1 | 0 | 1 | 0 | -11.7447 | MISO_W -MISO_W
3FD M-P: QUAD8-10-MECCORD3 f | 1069 | -1069 | 101 | 101 | 0 | 64.5257 | 0 | PJM_REST-MISO_W
3FE M-S: SARPY765-IATAN765 f | 4570 | -4570 | 487 | 487 | 0 | 83.6025 | 0 | NE -SPP_N
3FF M-S: SARPY765-IATAN765 f | 4570 | -4570 | 32 | 32 | 0 | 33.0063 | 0 | NE -SPP_N
400 M-S: SARPY765-IATAN765 | 3975 | -3975 | 0 | 0 | 0 | 0 | 0 | NE -SPP_N
401 M-S: RAUN 3-S3451 3 fl C | 956 | -956 | 0 | 0 | 0 | 0 | 0 | MISO_W -NE
402 M-S: SARPY765-IATAN765 f | 4570 | -4570 | 0 | 0 | 0 | 0 | 0 | NE -SPP_N
403 M-S: SARPY765-IATAN765 f | 4570 | -4570 | 0 | 0 | 0 | 0 | 0 | NE -SPP_N
404 M-S: SARPY765-IATAN765 f | 4570 | -4570 | 0 | 0 | 0 | 0 | 0 | NE -SPP_N
405 M-S: SARPY765-IATAN765 f | 4570 | -4570 | 0 | 0 | 0 | 0 | 0 | NE -SPP_N
406 M-S: SARPY765-IATAN765 f | 4570 | -4570 | 0 | 0 | 0 | 0 | 0 | NE -SPP_N
407 M-S: SARPY765-IATAN765 f | 4570 | -4570 | 0 | 0 | 0 | 0 | 0 | NE -SPP_N
408 M-M: E FRA; B-CRETE;BP f | 1069 | -1069 | 0 | 0 | 0 | 0 | 0 | PJM_REST-PJM_REST
409 M-M: GRANVL1-ARCADN1 fl | 1096 | -1096 | 11 | 11 | 0 | 17.1218 | 0 | MISO_WUM-MISO_WUM
40A M-M: RACINE1-PLS PR1 fl | 1096 | -1096 | 0 | 0 | 0 | 0 | 0 | MISO_WUM-MISO_WUM
40B M-M: GRANVL1-ARCADN1 fl | 1096 | -1096 | 0 | 0 | 0 | 0 | 0 | MISO_WUM-MISO_WUM
40C M-M: RACINE1-PLS PR1 fl | 1096 | -1096 | 0 | 0 | 0 | 0 | 0 | MISO_WUM-MISO_WUM
40D M-M: RACINE1-PLS PR1 fl | 1096 | -1096 | 0 | 0 | 0 | 0 | 0 | MISO_WUM-MISO_WUM
40E M-M: GRANVL2-GRANVL1 fl | 1195 | -1195 | 0 | 0 | 0 | 0 | 0 | MISO_WUM-MISO_WUM
40F M-M: RACINE2-RACINE1 fl | 1414 | -1414 | 0 | 0 | 0 | 0 | 0 | MISO_WUM-MISO_WUM
410 M-M: ELM ROAD-RACINE2 fl | 1339 | -1339 | 0 | 0 | 0 | 0 | 0 | MISO_WUM-MISO_WUM
411 M-P: ARCADN1-PLS PR1 fl | 872 | -872 | 0 | 0 | 0 | 0 | 0 | MISO_WUM-MISO_WUM
416 E-Y: VERNON 345-NU_381_V | 1341 | -1341 | 682 | 682 | 0 | 25.753 | 0 | NEISO -NEISO
417 E-Y: NU_381_VEL-NU_381_N | 1341 | -1341 | 0 | 0 | 0 | 0 | 0 | NEISO -NEISO
418 E-Y: NU_381_NU-NORTHFLD | 1345 | -1345 | 1 | 1 | 0 | 4.9713 | 0 | NEISO -NEISO
419 E-Y: VERNON 345-NU_381_V | 1341 | -1341 | 0 | 0 | 0 | 0 | 0 | NEISO -NEISO
41A E-Y: VERNON 345-NU_381_V | 1341 | -1341 | 1 | 1 | 0 | 19.6559 | 0 | NEISO -NEISO
41B E-Y: NU_381_VEL-NU_381_N | 1341 | -1341 | 0 | 0 | 0 | 0 | 0 | NEISO -NEISO
41C E-Y: FROST BRIDG-LONG MT | 1240 | -1240 | 0 | 0 | 0 | 0 | 0 | NEISO -NEISO
41D E-Y: W 49 ST-E13ST 45 fl | 1078.2 | -1078.2 | 0 | 0 | 0 | 0 | 0 | NYISO_J_-NYISO_J_
41E E-Y: W 49 ST-E13ST 46 fl | 1078.2 | -1078.2 | 0 | 0 | 0 | 0 | 0 | NYISO_J_-NYISO_J_
41F E-Y: DUNWOODIE-SHORE RD | 1031.85 | -1031.85 | 0 | 0 | 0 | 0 | 0 | NYISO_GH-NYISO_J_
420 E-Y: E13ST 45-FARRAGUT f | 922 | -922 | 0 | 0 | 0 | 0 | 0 | NYISO_J_-NYISO_J_
421 S-U: COLMB.E3-SHELCRK3 f | 1195 | -1195 | 2387 | 2387 | 0 | 25.2224 | 0 | NE -NE
422 S-U: COLMB.E3-NW68HOLDRG | 1195 | -1195 | 246 | 246 | 0 | 17.43 | 0 | NE -NE
423 S-U: SHELCRK3-HOSKINS3 f | 956 | -956 | 171 | 171 | 0 | 51.2429 | 0 | NE -NE
424 S-U: COLMB.E3-NW68HOLDRG | 1195 | -1195 | 0 | 0 | 0 | 0 | 0 | NE -NE
425 S-U: COLMB.E3-SHELCRK3 f | 1195 | -1195 | 0 | 0 | 0 | 0 | 0 | NE -NE
426 S-U: SHELCRK3-HOSKINS3 f | 956 | -956 | 0 | 0 | 0 | 0 | 0 | NE -NE
427 S-U: SHELCRK3-HOSKINS3 f | 956 | -956 | 0 | 0 | 0 | 0 | 0 | NE -NE
428 S-U: SHELCRK3-HOSKINS3 f | 956 | -956 | 0 | 0 | 0 | 0 | 0 | NE -NE
429 S-U: COLMB.E3-SHELCRK3 f | 1195 | -1195 | 0 | 0 | 0 | 0 | 0 | NE -NE
42A S-U: COLMB.E3-SHELCRK3 f | 1195 | -1195 | 0 | 0 | 0 | 0 | 0 | NE -NE
42B S-U: COLMB.E3-SHELCRK3 f | 1195 | -1195 | 0 | 0 | 0 | 0 | 0 | NE -NE
42C S-U: SHELCRK3-HOSKINS3 f | 956 | -956 | 0 | 0 | 0 | 0 | 0 | NE -NE
42D S-U: COLMB.E3-SHELCRK3 f | 1195 | -1195 | 0 | 0 | 0 | 0 | 0 | NE -NE
42E S-U: SHELCRK3-HOSKINS3 f | 956 | -956 | 0 | 0 | 0 | 0 | 0 | NE -NE
42F S-U: COLMB.E3-SHELCRK3 f | 1195 | -1195 | 0 | 0 | 0 | 0 | 0 | NE -NE
430 S-U: COLMB.E3-SHELCRK3 f | 1195 | -1195 | 0 | 0 | 0 | 0 | 0 | NE -NE
431 S-M: COLMB.E3-NW68HOLDRG | 1195 | -1195 | 0 | 0 | 0 | 0 | 0 | NE -NE
432 S-M: SHELCRK3-HOSKINS3 f | 956 | -956 | 0 | 0 | 0 | 0 | 0 | NE -NE
433 S-M: SHELCRK3-HOSKINS3 f | 956 | -956 | 0 | 0 | 0 | 0 | 0 | NE -NE
434 S-M: SHELCRK3-HOSKINS3 f | 956 | -956 | 0 | 0 | 0 | 0 | 0 | NE -NE
435 S-M: SHELCRK3-HOSKINS3 f | 956 | -956 | 0 | 0 | 0 | 0 | 0 | NE -NE
436 S-M: HOSKINS3-RAUN 3 fl | 1051 | -1051 | 0 | 0 | 0 | 0 | 0 | NE -MISO_W
437 S-M: SHELCRK3-HOSKINS3 | 956 | -956 | 0 | 0 | 0 | 0 | 0 | NE -NE
438 S-S: COLMB.E3-NW68HOLDRG | 1195 | -1195 | 0 | 0 | 0 | 0 | 0 | NE -NE
439 S-S: COLMB.E3-NW68HOLDRG | 1195 | -1195 | 0 | 0 | 0 | 0 | 0 | NE -NE
43A S-S: COLMB.E3-NW68HOLDRG | 1195 | -1195 | 0 | 0 | 0 | 0 | 0 | NE -NE
43B S-S: COLMB.E3-NW68HOLDRG | 1195 | -1195 | 0 | 0 | 0 | 0 | 0 | NE -NE
43C S-S: COLMB.E3-NW68HOLDRG | 1195 | -1195 | 0 | 0 | 0 | 0 | 0 | NE -NE
43D S-S: COLMB.E3-NW68HOLDRG | 1195 | -1195 | 0 | 0 | 0 | 0 | 0 | NE -NE
43E S-S: COLMB.E3-NW68HOLDRG | 1195 | -1195 | 0 | 0 | 0 | 0 | 0 | NE -NE
43F S-S: REDWILO3-MINGO 7 fl | 717 | -717 | 586 | 0 | 586 | 0 | -111.5771 | NE -SPP_N
440 S-S: GR ISLD3-GR ISLD765 | 2768 | -2768 | 0 | 0 | 0 | 0 | 0 | NE -NE
441 S-S: COLMB.E3-NW68HOLDRG | 1195 | -1195 | 0 | 0 | 0 | 0 | 0 | NE -NE
442 S-S: GR ISLD3-GR ISLD765 | 2768 | -2768 | 0 | 0 | 0 | 0 | 0 | NE -NE
443 S-S: GR ISLD3-GR ISLD765 | 2768 | -2768 | 0 | 0 | 0 | 0 | 0 | NE -NE
444 S-S: GR ISLD3-GR ISLD765 | 2768 | -2768 | 0 | 0 | 0 | 0 | 0 | NE -NE
448 L-T: 7TRIMBLE-06CLIFTY f | 1414 | -1414 | 0 | 0 | 0 | 0 | 0 | NON_RTO_-NON_RTO_
449 L-T: 7TRIMBLE-06CLIFTY f | 1414 | -1414 | 0 | 0 | 0 | 0 | 0 | NON_RTO_-NON_RTO_
44A L-T: 7TRIMBLE-06CLIFTY f | 1414 | -1414 | 0 | 0 | 0 | 0 | 0 | NON_RTO_-NON_RTO_
44B L-T: 7PINEVIL-8PINEVL fl | 580 | -580 | 0 | 0 | 0 | 0 | 0 | NON_RTO_-NON_RTO_
44C L-T: 7TRIMBLE-06CLIFTY f | 1414 | -1414 | 0 | 0 | 0 | 0 | 0 | NON_RTO_-NON_RTO_
44D Y-O: BECK_#2_PA2-BECK_#2 | 460 | -460 | 1 | 0 | 1 | 0 | -103.4952 | IESO -IESO
44E Y-O: BECK_#2_PA2-BECK_#2 | 460 | -460 | 0 | 0 | 0 | 0 | 0 | IESO -IESO
451 Y-O: BECK_#2_PA2-BECK_#2 | 460 | -460 | 211 | 0 | 211 | 0 | -106.6853 | IESO -IESO
453 Y-O: BECK_#2_PA2-BECK_#2 | 460 | -460 | 0 | 0 | 0 | 0 | 0 | IESO -IESO
454 Y-O: BECK_#2_PA2-BECK_#2 | 460 | -460 | 130 | 0 | 130 | 0 | -194.1519 | IESO -IESO
455 Y-O: NIAGAR2W-BECK_#2_PA | 482 | -482 | 0 | 0 | 0 | 0 | 0 | NYISO_A--IESO
456 Y-O: NIAGAR2W-BECK_#2_PA | 482 | -482 | 0 | 0 | 0 | 0 | 0 | NYISO_A--IESO
459 Y-O: NIAGAR2W-BECK_#2_PA | 482 | -482 | 0 | 0 | 0 | 0 | 0 | NYISO_A--IESO
45B Y-O: BECK_#2_PA2-BECK_#2 | 460 | -460 | 0 | 0 | 0 | 0 | 0 | IESO -IESO
45C Y-Y: N.SCOT77-LEEDS 3 fl | 1538 | -1538 | 0 | 0 | 0 | 0 | 0 | NYISO_A--NYISO_A-
45D Y-Y: N.SCOT99-LEEDS 3 fl | 1538 | -1538 | 0 | 0 | 0 | 0 | 0 | NYISO_A--NYISO_A-
45E Y-Y: N.SCOT99-LEEDS 3 fl | 1538 | -1538 | 0 | 0 | 0 | 0 | 0 | NYISO_A--NYISO_A-
45F Y-Y: N.SCOT77-LEEDS 3 fl | 1538 | -1538 | 0 | 0 | 0 | 0 | 0 | NYISO_A--NYISO_A-
460 Y-P: DUNKIRK-Q254RIPWEST | 530 | -530 | 0 | 0 | 0 | 0 | 0 | NYISO_A--NYISO_A-
461 Y-P: Q254RIPWEST-S RIPLE | 530 | -530 | 0 | 0 | 0 | 0 | 0 | NYISO_A--NYISO_A-
462 Y-P: Q254RIPWEST-S RIPLE | 530 | -530 | 0 | 0 | 0 | 0 | 0 | NYISO_A--NYISO_A-
468 Y-E: ARCHERS LAN-NORWALK | 850 | -850 | 0 | 0 | 0 | 0 | 0 | NEISO -NEISO
469 Y-E: ARCHERS LAN-NORWALK | 850 | -850 | 0 | 0 | 0 | 0 | 0 | NEISO -NEISO
46A Y-E: ARCHERS LAN-NORWALK | 748 | -748 | 0 | 0 | 0 | 0 | 0 | NEISO -NEISO
46B Y-E: PLUMTREE-HOYTS HILL | 801 | -801 | 0 | 0 | 0 | 0 | 0 | NEISO -NEISO
46D Y-E: LONG MTN-PLUMTREE f | 1649 | -1649 | 0 | 0 | 0 | 0 | 0 | NEISO -NEISO
46F Y-E: LONG MTN-FROST BRID | 1240 | -1240 | 0 | 0 | 0 | 0 | 0 | NEISO -NEISO
470 Y-Y: BOWLINE2-LADENTWN f | 747 | -747 | 0 | 0 | 0 | 0 | 0 | NYISO_GH-NYISO_GH
472 Y-Y: ATHENS-PLTVLLEY fl | 1538 | -1538 | 0 | 0 | 0 | 0 | 0 | NYISO_GH-NYISO_GH
473 Y-Y: ATHENS-LEEDS 3 fl P | 1538 | -1538 | 0 | 0 | 0 | 0 | 0 | NYISO_GH-NYISO_A-
474 Y-Y: ATHENS-LEEDS 3 | 1331 | -1331 | 0 | 0 | 0 | 0 | 0 | NYISO_GH-NYISO_A-
475 Y-Y: ATHENS-LEEDS 3 fl B | 1538 | -1538 | 0 | 0 | 0 | 0 | 0 | NYISO_GH-NYISO_A-
476 Y-Y: ATHENS-LEEDS 3 fl N | 1538 | -1538 | 0 | 0 | 0 | 0 | 0 | NYISO_GH-NYISO_A-
477 Y-Y: DVNPT NK-HMP HRBR f | 1307.7 | -1307.7 | 0 | 0 | 0 | 0 | 0 | NYISO_J_-NYISO_J_
478 Y-P: Q254RIPWEST-S RIPLE | 530 | -530 | 0 | 0 | 0 | 0 | 0 | NYISO_A--NYISO_A-
479 Y-E: LONG MTN-FROST BRID | 1240 | -1240 | 0 | 0 | 0 | 0 | 0 | NEISO -NEISO
47A Y-Y: SHORE RD-DUNWOODIE | 1031.85 | -1031.85 | 0 | 0 | 0 | 0 | 0 | NYISO_J_-NYISO_GH
47C Y-Y: SHORE RD-DUNWOODIE | 1031.85 | -1031.85 | 0 | 0 | 0 | 0 | 0 | NYISO_J_-NYISO_GH
47D Y-Y: SHORE RD-DUNWOODIE | 1031.85 | -1031.85 | 0 | 0 | 0 | 0 | 0 | NYISO_J_-NYISO_GH
47E Y-Y: SHORE RD-DUNWOODIE | 1031.85 | -1031.85 | 0 | 0 | 0 | 0 | 0 | NYISO_J_-NYISO_GH
47F Y-Y: FARRAGUT-E13ST 45 f | 1038.6 | -1038.6 | 0 | 0 | 0 | 0 | 0 | NYISO_J_-NYISO_J_
480 P-Y: FRASR345-COOPC345 f | 1703 | -1703 | 0 | 0 | 0 | 0 | 0 | NYISO_A--NYISO_A-
482 P-P: WARREN-GLADE | 488 | -488 | 38 | 38 | 0 | 90.8446 | 0 | PJM_R_MA-PJM_R_MA
483 P-P: RICHMOND-WANEETA3 f | 914 | -914 | 127 | 127 | 0 | 2.8295 | 0 | PJM_E_MA-PJM_E_MA
484 P-P: NOTTNGHM-NOTTREAC f | 627 | -627 | 0 | 0 | 0 | 0 | 0 | PJM_E_MA-PJM_E_MA
486 P-P: 3 MILE I-TMI fl CUM | 1072 | -1072 | 0 | 0 | 0 | 0 | 0 | PJM_R_MA-PJM_R_MA
487 P-P: 3 MILE I-TMI fl ALB | 1072 | -1072 | 0 | 0 | 0 | 0 | 0 | PJM_R_MA-PJM_R_MA
488 P-P: 3 MILE I-TMI fl HUN | 1072 | -1072 | 0 | 0 | 0 | 0 | 0 | PJM_R_MA-PJM_R_MA
489 P-P: 3 MILE I-TMI fl HUN | 1072 | -1072 | 0 | 0 | 0 | 0 | 0 | PJM_R_MA-PJM_R_MA
48A P-P: 3 MILE I-TMI fl CNA | 1072 | -1072 | 0 | 0 | 0 | 0 | 0 | PJM_R_MA-PJM_R_MA
48C P-P: 3 MILE I-TMI fl DAU | 1072 | -1072 | 0 | 0 | 0 | 0 | 0 | PJM_R_MA-PJM_R_MA
48D P-P: 01ELKO-FOREST fl GL | 505 | -505 | 0 | 0 | 0 | 0 | 0 | PJM_REST-PJM_R_MA
48E P-P: 3 MILE I-TMI fl JUN | 1072 | -1072 | 0 | 0 | 0 | 0 | 0 | PJM_R_MA-PJM_R_MA
48F P-Y: LACK-OXBOW fl WATRC | 617 | -617 | 0 | 0 | 0 | 0 | 0 | PJM_R_MA-PJM_R_MA
490 P-Y: LACK-OXBOW fl GROVE | 617 | -617 | 0 | 0 | 0 | 0 | 0 | PJM_R_MA-PJM_R_MA
491 P-Y: LACK-OXBOW fl LAURH | 617 | -617 | 0 | 0 | 0 | 0 | 0 | PJM_R_MA-PJM_R_MA
492 P-Y: OXBOW-N.MESHPN fl G | 608 | -608 | 0 | 0 | 0 | 0 | 0 | PJM_R_MA-PJM_R_MA
493 P-P: ROSELAND-CDR GV F f | 887 | -887 | 2154 | 1119 | 1035 | 1.5044 | -0.8566 | PJM_E_MA-PJM_E_MA
494 P-P: ROSELAND-CDR GV B f | 887 | -887 | 0 | 0 | 0 | 0 | 0 | PJM_E_MA-PJM_E_MA
495 P-P: CNASTONE-PEACHBTM | 2338 | -2338 | 4478 | 0 | 4478 | 0 | -39.6558 | PJM_R_MA-PJM_E_MA
496 P-P: CNASTONE-PEACHBTM f | 2815 | -2815 | 0 | 0 | 0 | 0 | 0 | PJM_R_MA-PJM_E_MA
49D P-P: CNASTONE-PEACHBTM f | 2815 | -2815 | 0 | 0 | 0 | 0 | 0 | PJM_R_MA-PJM_E_MA
49E P-P: CNASTONE-PEACHBTM f | 2815 | -2815 | 0 | 0 | 0 | 0 | 0 | PJM_R_MA-PJM_E_MA
4A0 P-P: ROSELAND-CDR GV F | 732 | -732 | 0 | 0 | 0 | 0 | 0 | PJM_E_MA-PJM_E_MA
4A1 P-P: ROSELAND-CDR GV B | 732 | -732 | 0 | 0 | 0 | 0 | 0 | PJM_E_MA-PJM_E_MA
4A4 P-P: ROSELAND-CDR GV F f | 887 | -887 | 0 | 0 | 0 | 0 | 0 | PJM_E_MA-PJM_E_MA
4A5 P-M: 05BENTON-T-94B fl 1 | 1859 | -1859 | 0 | 0 | 0 | 0 | 0 | PJM_REST-PJM_REST
4A6 P-M: EAU CL 3-ARP 345 fl | 1195 | -1195 | 0 | 0 | 0 | 0 | 0 | MISO_W -MISO_WUM
4A7 P-M: ARP 345-ROCKY RN fl | 1339 | -1339 | 0 | 0 | 0 | 0 | 0 | MISO_WUM-MISO_WUM
4A8 P-M: EAU CL 3-ARP 345 | 1173 | -1173 | 0 | 0 | 0 | 0 | 0 | MISO_W -MISO_WUM
4A9 P-M: AS KING3-EAU CL 3 f | 1195 | -1195 | 0 | 0 | 0 | 0 | 0 | MISO_W -MISO_W
4AA P-P: WARREN-GLADE fl 05S | 591 | -591 | 0 | 0 | 0 | 0 | 0 | PJM_R_MA-PJM_R_MA
4AB P-P: WARREN-GLADE fl MEY | 591 | -591 | 0 | 0 | 0 | 0 | 0 | PJM_R_MA-PJM_R_MA
4AC P-P: WARREN-GLADE fl WTH | 591 | -591 | 0 | 0 | 0 | 0 | 0 | PJM_R_MA-PJM_R_MA
4AD P-P: WARREN-GLADE fl 01W | 591 | -591 | 0 | 0 | 0 | 0 | 0 | PJM_R_MA-PJM_R_MA
4AE P-P: WARREN-GLADE fl JOH | 591 | -591 | 0 | 0 | 0 | 0 | 0 | PJM_R_MA-PJM_R_MA
4AF P-P: WARREN-GLADE fl ALT | 591 | -591 | 0 | 0 | 0 | 0 | 0 | PJM_R_MA-PJM_R_MA
4B0 P-P: WARREN-GLADE fl WTH | 591 | -591 | 0 | 0 | 0 | 0 | 0 | PJM_R_MA-PJM_R_MA
4B1 P-P: WARREN-GLADE fl WAY | 591 | -591 | 0 | 0 | 0 | 0 | 0 | PJM_R_MA-PJM_R_MA
4B2 P-P: WARREN-GLADE fl SHL | 591 | -591 | 0 | 0 | 0 | 0 | 0 | PJM_R_MA-PJM_R_MA
4B3 P-P: FOREST-GLADE fl GLA | 512 | -512 | 0 | 0 | 0 | 0 | 0 | PJM_R_MA-PJM_R_MA
4B4 P-P: ERIE SO.-WARREN | 488 | -488 | 0 | 0 | 0 | 0 | 0 | PJM_R_MA-PJM_R_MA
4B5 P-V: 6MCINTOSH-6PURRYSB | 2098 | -2098 | 15 | 15 | 0 | 748.6411 | 0 | SOCO -VACAR
4B6 P-V: 6MCINTOSH-6PURRYSB | 2098 | -2098 | 0 | 0 | 0 | 0 | 0 | SOCO -VACAR
4B7 P-V: 6MCINTOSH-6PURRYSB | 2098 | -2098 | 1 | 1 | 0 | 1000 | 0 | SOCO -VACAR
4B8 P-V: 6MCINTOSH-6PURRYSB | 2098 | -2098 | 0 | 0 | 0 | 0 | 0 | SOCO -VACAR
4BC P-V: 6MCINTOSH-6PURRYSB | 2098 | -2098 | 0 | 0 | 0 | 0 | 0 | SOCO -VACAR
4BE P-V: 6VOGTLE-6SRS fl 6NE | 1020 | -1020 | 3 | 3 | 0 | 1000.0002 | 0 | SOCO -VACAR
4BF G-R: 6BOGALUS-RAMSAY 6 f | 454 | -454 | 77 | 77 | 0 | 415.6062 | 0 | ENTERGY -SPP_S
4C0 G-R: 6BOGALUS-RAMSAY 6 f | 454 | -454 | 0 | 0 | 0 | 0 | 0 | ENTERGY -SPP_S
4C1 G-R: 6WADE SS-6NWDIBVL6 | 539 | -539 | 97 | 97 | 0 | 139.1576 | 0 | SOCO -SOCO
4C2 G-R: 8DANIEL-8BOGALUS fl | 1800 | -1800 | 0 | 0 | 0 | 0 | 0 | SOCO -ENTERGY
4C3 G-R: 8DANIEL-8BOGALUS fl | 1800 | -1800 | 0 | 0 | 0 | 0 | 0 | SOCO -ENTERGY
4C4 G-R: RAMSAY 6-MADISON6 f | 449 | -449 | 0 | 0 | 0 | 0 | 0 | SPP_S -SPP_S
4C5 G-R: 8WEST POINT-8CLAY f | 1732 | -1732 | 2 | 0 | 2 | 0 | -23.0907 | TVA -TVA
4C6 G-R: 6BOGALUS-RAMSAY 6 f | 454 | -454 | 0 | 0 | 0 | 0 | 0 | ENTERGY -SPP_S
4C7 G-F: BUNNELL-FLGR BCH fl | 502 | -502 | 0 | 0 | 0 | 0 | 0 | FRCC -FRCC
4C8 G-F: BUNNELL-FLGR BCH fl | 502 | -502 | 0 | 0 | 0 | 0 | 0 | FRCC -FRCC
4C9 G-F: BUNNELL-FLGR BCH fl | 502 | -502 | 0 | 0 | 0 | 0 | 0 | FRCC -FRCC
4CA G-F: KORONA-EAGLE fl BUN | 502 | -502 | 0 | 0 | 0 | 0 | 0 | FRCC -FRCC
4CB G-F: TOMOKA-VOLUSIA fl B | 478 | -478 | 0 | 0 | 0 | 0 | 0 | FRCC -FRCC
4CC G-F: LPGA-VOLUSIA fl KOR | 478 | -478 | 0 | 0 | 0 | 0 | 0 | FRCC -FRCC
4CD G-F: EAGLE-TOMOKA fl BUN | 502 | -502 | 0 | 0 | 0 | 0 | 0 | FRCC -FRCC
4CE G-F: LPGA-VOLUSIA fl TOM | 478 | -478 | 0 | 0 | 0 | 0 | 0 | FRCC -FRCC
4CF G-F: SLV_SP_N-SILVR SP f | 509 | -509 | 0 | 0 | 0 | 0 | 0 | FRCC -FRCC
4D0 G-F: LPGA-VOLUSIA fl VOL | 478 | -478 | 225 | 0 | 225 | 0 | -29.7722 | FRCC -FRCC
4D1 G-F: FLGR BCH-LPGA fl KO | 502 | -502 | 0 | 0 | 0 | 0 | 0 | FRCC -FRCC
4D2 G-F: BUNNELL-FLGR BCH fl | 502 | -502 | 0 | 0 | 0 | 0 | 0 | FRCC -FRCC
4D3 G-F: KORONA-EAGLE fl LPG | 502 | -502 | 0 | 0 | 0 | 0 | 0 | FRCC -FRCC
4D4 G-F: BUNNELL-FLGR BCH fl | 502 | -502 | 0 | 0 | 0 | 0 | 0 | FRCC -FRCC
4D5 G-F: FLGR BCH-LPGA fl TO | 502 | -502 | 0 | 0 | 0 | 0 | 0 | FRCC -FRCC
4D6 G-F: TOMOKA-VOLUSIA fl L | 478 | -478 | 0 | 0 | 0 | 0 | 0 | FRCC -FRCC
4D7 G-V: 6MCINTOSH-6PURRYSB | 2098 | -2098 | 0 | 0 | 0 | 0 | 0 | SOCO -VACAR
4D8 G-V: 6SRS-6CANADYS fl 6P | 509 | -509 | 389 | 389 | 0 | 794.864 | 0 | VACAR -VACAR
4D9 S-R: 8WEBRE-8BYLBUT fl 8 | 2295 | -2295 | 0 | 0 | 0 | 0 | 0 | ENTERGY -ENTERGY
4DA S-R: ROSEHIL765-SOONER76 | 4570 | -4570 | 125 | 125 | 0 | 55.7825 | 0 | SPP_N -SPP_S
4DB S-M: 7MCCREDIE-7MONTGMRY | 1193 | -1193 | 0 | 0 | 0 | 0 | 0 | MISO_MO_-MISO_MO_
4DC S-S: ROSEHIL765-SOONER76 | 3975 | -3975 | 48 | 48 | 0 | 27.4664 | 0 | SPP_N -SPP_S
4DD S-S: ROSEHIL765-SOONER76 | 4570 | -4570 | 5 | 5 | 0 | 49.0352 | 0 | SPP_N -SPP_S
4DE S-S: ROSEHIL765-SOONER76 | 4570 | -4570 | 0 | 0 | 0 | 0 | 0 | SPP_N -SPP_S
4E1 S-S: ROSEHIL765-SOONER76 | 4570 | -4570 | 0 | 0 | 0 | 0 | 0 | SPP_N -SPP_S
4E2 S-S: ROSEHIL765-SOONER76 | 4570 | -4570 | 0 | 0 | 0 | 0 | 0 | SPP_N -SPP_S
4E3 S-S: ROSEHIL765-SOONER76 | 4570 | -4570 | 0 | 0 | 0 | 0 | 0 | SPP_N -SPP_S
4E4 S-S: ROSEHIL765-SOONER76 | 4570 | -4570 | 0 | 0 | 0 | 0 | 0 | SPP_N -SPP_S
4E5 S-S: ROSEHIL765-SOONER76 | 4570 | -4570 | 0 | 0 | 0 | 0 | 0 | SPP_N -SPP_S
4E6 S-R: 8WELLS-8WEBRE fl 8M | 1732 | -1732 | 0 | 0 | 0 | 0 | 0 | ENTERGY -ENTERGY
4E8 S-R: 8WELLS-8WEBRE fl 8M | 1732 | -1732 | 0 | 0 | 0 | 0 | 0 | ENTERGY -ENTERGY
4EB S-R: 8WELLS-8WEBRE fl 8E | 1732 | -1732 | 0 | 0 | 0 | 0 | 0 | ENTERGY -ENTERGY
4EC S-R: VILPLT 6-WSTFORK6 f | 637 | -637 | 0 | 0 | 0 | 0 | 0 | SPP_S -SPP_S
4EE S-R: RAPIDES6-FHILL 6 fl | 479 | -479 | 0 | 0 | 0 | 0 | 0 | SPP_S -SPP_S
4EF S-R: RODEMR 6-RAPIDES6 f | 690 | -690 | 0 | 0 | 0 | 0 | 0 | SPP_S -SPP_S
4F0 T-R: 6PICKNS-6CANTON fl | 462 | -462 | 40 | 40 | 0 | 95.3095 | 0 | ENTERGY -ENTERGY
4F1 T-R: 8WOLFCRK-8MCADAM fl | 1732 | -1732 | 427 | 427 | 0 | 32.5092 | 0 | ENTERGY -ENTERGY
4F2 T-R: 6CANTON-6CANTONS fl | 462 | -462 | 0 | 0 | 0 | 0 | 0 | ENTERGY -ENTERGY
4F3 T-R: 8WOLFCRK-8MCADAM fl | 1732 | -1732 | 0 | 0 | 0 | 0 | 0 | ENTERGY -ENTERGY
4F4 T-L: 06CLIFTY-7TRIMBLE f | 1414 | -1414 | 0 | 0 | 0 | 0 | 0 | NON_RTO_-NON_RTO_
4F5 T-L: 8PINEVL-7PINEVIL fl | 580 | -580 | 0 | 0 | 0 | 0 | 0 | NON_RTO_-NON_RTO_
4F7 T-L: 8PINEVL-7PINEVIL fl | 580 | -580 | 0 | 0 | 0 | 0 | 0 | NON_RTO_-NON_RTO_
4F8 T-L: 8PINEVL-7PINEVIL fl | 580 | -580 | 6 | 0 | 6 | 0 | -68.5579 | NON_RTO_-NON_RTO_
4F9 T-L: 8PINEVL-7PINEVIL fl | 580 | -580 | 0 | 0 | 0 | 0 | 0 | NON_RTO_-NON_RTO_
4FA T-L: 8PINEVL-7PINEVIL fl | 580 | -580 | 0 | 0 | 0 | 0 | 0 | NON_RTO_-NON_RTO_
4FB T-L: 8PINEVL-7PINEVIL fl | 580 | -580 | 0 | 0 | 0 | 0 | 0 | NON_RTO_-NON_RTO_
4FD T-L: 8PINEVL-7PINEVIL fl | 580 | -580 | 0 | 0 | 0 | 0 | 0 | NON_RTO_-NON_RTO_
4FE T-P: 8PHIPPS B N-05NAGEL | 1559 | -1559 | 0 | 0 | 0 | 0 | 0 | TVA -PJM_REST
4FF T-G: 8SEQUOYAH N-8WID CR | 1732 | -1732 | 17 | 17 | 0 | 108.491 | 0 | TVA -TVA
500 T-G: 8SEQUOYAH N-8WID CR | 1732 | -1732 | 0 | 0 | 0 | 0 | 0 | TVA -TVA
501 T-G: 8SEQUOYAH N-8WID CR | 1732 | -1732 | 0 | 0 | 0 | 0 | 0 | TVA -TVA
502 T-G: 8SEQUOYAH N-8WID CR | 1732 | -1732 | 3 | 3 | 0 | 18.3897 | 0 | TVA -TVA
503 V-P: 6PERSON-6HALIFAX fl | 712 | -712 | 0 | 0 | 0 | 0 | 0 | VACAR -PJM_REST
504 V-P: 6PERSON-6HALIFAX fl | 712 | -712 | 0 | 0 | 0 | 0 | 0 | VACAR -PJM_REST
505 V-P: 6HAVELOC-6NEW BER f | 478 | -478 | 0 | 0 | 0 | 0 | 0 | VACAR -VACAR
506 V-P: 6HAVELOC-6NEW BER f | 478 | -478 | 0 | 0 | 0 | 0 | 0 | VACAR -VACAR
507 V-P: 6HAVELOC-6SWANSBO f | 478 | -478 | 0 | 0 | 0 | 0 | 0 | VACAR -VACAR
508 V-P: 6SWANSBO-6JACKSON f | 478 | -478 | 0 | 0 | 0 | 0 | 0 | VACAR -VACAR
509 V-P: 6PERSON-6HALIFAX fl | 712 | -712 | 0 | 0 | 0 | 0 | 0 | VACAR -PJM_REST
50A V-P: 6PA-GRNV-6EVERETS f | 476 | -476 | 0 | 0 | 0 | 0 | 0 | VACAR -PJM_REST
50B V-P: 6PA-GRNV-6EVERETS f | 476 | -476 | 0 | 0 | 0 | 0 | 0 | VACAR -PJM_REST
50C V-P: 6PERSON-6HALIFAX fl | 712 | -712 | 0 | 0 | 0 | 0 | 0 | VACAR -PJM_REST
50D V-P: 6HAVELOC-6NEW BER f | 478 | -478 | 0 | 0 | 0 | 0 | 0 | VACAR -VACAR
50E V-P: 6HAVELOC-6NEW BER f | 478 | -478 | 0 | 0 | 0 | 0 | 0 | VACAR -VACAR
50F V-P: 6HAVELOC-6NEW BER f | 478 | -478 | 0 | 0 | 0 | 0 | 0 | VACAR -VACAR
510 V-P: 6HAVELOC-6NEW BER f | 478 | -478 | 0 | 0 | 0 | 0 | 0 | VACAR -VACAR
511 V-P: 6HAVELOC-6NEW BER f | 478 | -478 | 0 | 0 | 0 | 0 | 0 | VACAR -VACAR
512 V-P: 6HAVELOC-6NEW BER f | 478 | -478 | 0 | 0 | 0 | 0 | 0 | VACAR -VACAR
513 V-P: 6HAVELOC-6NEW BER f | 478 | -478 | 0 | 0 | 0 | 0 | 0 | VACAR -VACAR
514 V-P: 6HAVELOC-6NEW BER f | 478 | -478 | 0 | 0 | 0 | 0 | 0 | VACAR -VACAR
515 V-P: 6HALIFAX-6CLOVER fl | 797 | -797 | 0 | 0 | 0 | 0 | 0 | PJM_REST-PJM_REST
516 V-G: 6HAVELOC-6NEW BER f | 478 | -478 | 0 | 0 | 0 | 0 | 0 | VACAR -VACAR
517 V-G: 6HAVELOC-6NEW BER f | 478 | -478 | 0 | 0 | 0 | 0 | 0 | VACAR -VACAR
518 V-G: 6HAVELOC-6NEW BER f | 478 | -478 | 0 | 0 | 0 | 0 | 0 | VACAR -VACAR
519 V-G: 6HAVELOC-6NEW BER | 478 | -478 | 0 | 0 | 0 | 0 | 0 | VACAR -VACAR
51A V-G: 6MR WILD-6HAVELOC | 598 | -598 | 0 | 0 | 0 | 0 | 0 | VACAR -VACAR
51B V-G: 6MR WILD-6HAVELOC f | 598 | -598 | 0 | 0 | 0 | 0 | 0 | VACAR -VACAR
51C V-G: 6MR WILD-6HAVELOC f | 598 | -598 | 0 | 0 | 0 | 0 | 0 | VACAR -VACAR
51D V-G: 6MR WILD-6HAVELOC f | 598 | -598 | 0 | 0 | 0 | 0 | 0 | VACAR -VACAR
51E V-T: 6MR WILD-6HAVELOC f | 598 | -598 | 0 | 0 | 0 | 0 | 0 | VACAR -VACAR
51F R-R: 8KEO-8WM-EHV fl 8IS | 1732 | -1732 | 0 | 0 | 0 | 0 | 0 | ENTERGY -ENTERGY
520 R-R: 8ANO 50-8P HILL fl | 2598 | -2598 | 0 | 0 | 0 | 0 | 0 | ENTERGY -ENTERGY
521 R-R: 8G.GULF-8FRKLIN fl | 2598 | -2598 | 0 | 0 | 0 | 0 | 0 | ENTERGY -ENTERGY
522 R-R: 8MCKNT-8COLY 5 fl 8 | 2598 | -2598 | 0 | 0 | 0 | 0 | 0 | ENTERGY -ENTERGY
523 R-R: ANO765-8ANO 50 fl A | 2768 | -2768 | 0 | 0 | 0 | 0 | 0 | ENTERGY -ENTERGY
524 R-R: MABEL765-8MABEL fl | 2768 | -2768 | 0 | 0 | 0 | 0 | 0 | ENTERGY -ENTERGY
525 R-R: KEO765-8KEO fl KEO7 | 2768 | -2768 | 0 | 0 | 0 | 0 | 0 | ENTERGY -ENTERGY
526 R-R: 8ISES-8VINEY fl KEO | 1732 | -1732 | 0 | 0 | 0 | 0 | 0 | ENTERGY -ENTERGY
529 R-R: NWTXARK500-8STAND f | 2825 | -2825 | 0 | 0 | 0 | 0 | 0 | SPP_S -ENTERGY
52A R-R: 8STAND-8RICHARD fl | 2825 | -2825 | 0 | 0 | 0 | 0 | 0 | ENTERGY -ENTERGY
52B R-R: NWTXARK500-8HARTBRG | 2825 | -2825 | 0 | 0 | 0 | 0 | 0 | SPP_S -ENTERGY
52C R-R: NWTXARK500-8LEWIS f | 2825 | -2825 | 0 | 0 | 0 | 0 | 0 | SPP_S -ENTERGY
52D R-R: 8HARTBRG-8CYPRESS f | 1732 | -1732 | 0 | 0 | 0 | 0 | 0 | ENTERGY -ENTERGY
52E R-R: 8MTOLIV-8HARTBRG fl | 1732 | -1732 | 0 | 0 | 0 | 0 | 0 | ENTERGY -ENTERGY
52F R-R: 8FRKLIN-8MCKNT fl 8 | 2070 | -2070 | 0 | 0 | 0 | 0 | 0 | ENTERGY -ENTERGY
531 R-R: 3TEREBN-3GRENWD fl | 227 | -227 | 0 | 0 | 0 | 0 | 0 | ENTERGY -ENTERGY
532 R-R: 6A.A.C.-6LICAR fl 8 | 685 | -685 | 0 | 0 | 0 | 0 | 0 | ENTERGY -ENTERGY
534 R-R: 8DELL 5-8SANSOUCI f | 2598 | -2598 | 0 | 0 | 0 | 0 | 0 | ENTERGY -ENTERGY
535 R-R: 8ANO 50-8MABEL fl A | 1732 | -1732 | 40 | 40 | 0 | 148.6978 | 0 | ENTERGY -ENTERGY
536 R-R: 6JACINTO-6PEACHCREE | 501 | -501 | 0 | 0 | 0 | 0 | 0 | ENTERGY -ENTERGY
537 R-R: 6GRIMES-6WCONROE fl | 519 | -519 | 0 | 0 | 0 | 0 | 0 | ENTERGY -ENTERGY
538 R-R: 8PERYVIL-8B.WLSN fl | 2598 | -2598 | 0 | 0 | 0 | 0 | 0 | ENTERGY -ENTERGY
539 R-R: NWTXARK500-8STAND f | 2825 | -2825 | 0 | 0 | 0 | 0 | 0 | SPP_S -ENTERGY
53A R-R: 8FRKLIN-8MCKNT fl 8 | 2070 | -2070 | 0 | 0 | 0 | 0 | 0 | ENTERGY -ENTERGY
53B R-R: 6WATFRD-6TEZCUCO fl | 639 | -639 | 0 | 0 | 0 | 0 | 0 | ENTERGY -ENTERGY
53C R-R: 8WEBRE-8BYLBUT fl 8 | 2295 | -2295 | 0 | 0 | 0 | 0 | 0 | ENTERGY -ENTERGY
53D O-O: ALGOMA_TS-MISSISSAG | 427 | -427 | 4900 | 0 | 4900 | 0 | -149.0367 | IESO -IESO
53F O-Y: BECK_#2_TS-BECK_#2P | 1760 | -1620 | 504 | 503 | 1 | 21.4219 | -70.7957 | IESO -IESO
540 O-Y: ST_LAWR_R33-ST_LAWR | 300 | -300 | 7819 | 7362 | 457 | 32.8742 | -5.854 | IESO -IESO
543 C-O: WHITESH7-WHSL2PH7 | 325 | -9998 | 0 | 0 | 0 | 0 | 0 | MAPP_CA -MAPP_CA
544 O-C: WHITESH7-WHSL2PH7 | 288 | -9998 | 0 | 0 | 0 | 0 | 0 | MAPP_CA -MAPP_CA
545 M-O: LAMBTON_P1K1-LAMBTO | 3125 | -3125 | 4 | 4 | 0 | 139.9371 | 0 | IESO -IESO
547 M-O: FT_FRANCES-INTPHAS7 | 195 | -195 | 2308 | 2092 | 216 | 58.1342 | -55.3038 | IESO -MISO_W
549 O-O: BECK_#2_TS-NIA_WEST | 1800 | -9998 | 0 | 0 | 0 | 0 | 0 | IESO -IESO